## GenData
GTPEP data | [5 empty] | Inflation data: CPI bls.gov
[5 empty] | 2006 | 2009 | 2010 | 2012 | 2014 | 2011 | 2013
[5 empty] | 1 | 1.06 | 1.08 | 1.14 | 1.17 |  | 1.16
| Generator clusters | Energy type | Status | Number generator | Nameplate capacity (MW) | Existing aggregate nameplate capacity (MW) | Minimum operating output (% nameplate) | Capacity factor | Upper bound on yearly installations based on energy (MW) | % fraction of nameplate capacity contributing to planning reserves - capacity value | Average LHV thermal efficiency | Heatrate (Btu/kWh) | Heatrate (MMBtu/MWh) | Average age of the generators for each cluster (years) | lifetime of plant (years) | Capital Cost ($/kW) | Capital Cost ($/MW) | Capital cost multplier (unitless) | Fixed O&M cost ($/kW-year) | Fixed O&M cost ($/MW-year) | Variable O&M cost ($/MWh) | Startup fuel usage (MMBtu/MW) | Start up cost ($/MW) | Shutdown cost ($/MW) | Capital cost in FutureYearCapCost(g) | Number of years in future when FutureCapCost(g) applies | Forced outage rate | Planned outage rate in dispatch period d (%) | Ramp down rate (% nameplate/h) | Ramp up rate (% nameplate/h) | Minimum run time (hours) | Minimum down time (hours) | Fraction of nameplate capacity to spinning reserve | Fraction of nameplate capacity to Qstart reserve | Fuel Life cycle emissions factor (kg CO2/MMBtu) | Maximum no. of installed in one year, as a fraction of capacity at t = 0 | Maximum no. present at one location | Resource of renewable energy (i.e. wind and solar) available in each node s – includes class and supply curve bin (GW) | LeadTime | Minimum Turndown Fraction | Installation upper bound (MW) | Annual learning rate | Capital recovery factor | Grid connection cost ($/kW) | Grid connection cost ($/MW) | Life extension cost for old generators (% capital cost of corresponding new generator)
1 | coal-st-old1 | Coal | Existing | 20 | 563.8 | 11276 | 48% | 1 | 0 | 1 | 0.3 | 10547.7 | 10.5477 | 30 | 60 | 0 | 0 | 0 | 26.87 | 26870 | 5.27 | 14.5 | 140.94 | 0 | 0 | 20 | 7% | 10% | 25% | 25% | 24 | 12 | 10% | 0% | 92.97 | 0 | 0 | 0 | 0 | 0.4 | 0 | 0% | 0.0591 | 0 | 0 | 0.07
2 | coal-st-old2 | Coal | Existing | 9 | 680.1111 | 6121 | 48% | 1 | 0 | 1 | 0.3 | 10300.5 | 10.3005 | 26 | 60 | 0 | 0 | 0 | 26.87 | 26870 | 5.27 | 14.5 | 140.94 | 0 | 0 | 20 | 7% | 10% | 25% | 25% | 24 | 12 | 10% | 0% | 92.97 | 0 | 0 | 0 | 0 | 0.4 | 0 | 0% | 0.0591 | 0 | 0 | 0.07
3 | ng-ct-old | NG | Existing | 180 | 74.2725 | 14972.7 | 25% | 1 | 0 | 1 | 0.3 | 11333.4 | 11.3334 | 24 | 30 | 0 | 0 | 0 | 5.27 | 5270 | 4.21 | 1.53 | 37.15 | 0 | 0 | 20 | 5% | 4% | 100% | 100% | 1 | 1 | 50% | 100% | 53.97 | 0 | 0 | 0 | 0 | 0 | 0 | 0% | 0.0703 | 0 | 0 | 0.042
4 | ng-cc-old | NG | Existing | 139 | 207.4691 | 28838.2 | 32% | 1 | 0 | 1 | 0.5 | 7285.4 | 7.2854 | 13 | 30 | 0 | 0 | 0 | 13.96 | 13960 | 3.16 | 0.24 | 86.31 | 0 | 0 | 20 | 6% | 6% | 100% | 100% | 6 | 4 | 10% | 100% | 53.97 | 0 | 0 | 0 | 0 | 0 | 0 | 0% | 0.0703 | 0 | 0 | 0.093
5 | ng-st-old | NG | Existing | 23 | 409.3913 | 9416 | 28% | 1 | 0 | 1 | 0.3 | 12223.1 | 12.2231 | 45 | 60 | 0 | 0 | 0 | 16.59 | 16590 | 6.85 | 14.5 | 140.94 | 0 | 0 | 20 | 7% | 10% | 25% | 25% | 8 | 8 | 10% | 0% | 53.97 | 0 | 0 | 0 | 0 | 0 | 0 | 0% | 0.0591 | 0 | 0 | 0.07
6 | nuc-st-old | Nuclear | Existing | 4 | 1291 | 5164 | 90% | 1 | 0 | 1 | 0.3 | 10479 | 10.479 | 26.0734 | 60 | 0 | 0 | 0 | 76.91 | 76910 | 4.21 | 0 | 140.94 | 0 | 0 | 20 | 4.2% | 8% | 16.67% | 16.67% | 168 | 24 | 0% | 0% | 0 | 0 | 0 | 0 | 0 | 1 | 0 | 0% | 0.0591 | 0 | 0 | 0.09
7 | pv-old | Solar | Existing | 18 | 36.8389 | 663.1 | 0% | 0.21808 | 0 | 0.6 | 0 | 0 | 0 | 1.1475 | 30 | 0 | 0 | 0 | 42.48 | 42480 | 0 | 0 | 0 | 0 | 0 | 20 | 0% | 0% | 100% | 100% | 0 | 0 | 0% | 0% | 0 | 0 | 0 | 0 | 0 | 0 | 0 | 0% | 0.0703 | 0 | 0 | 0.042
8 | wind-old | Wind | Existing | 174 | 114.2162 | 20911.8 | 0% | 0.33333 | 0 | 0.15 | 0 | 0 | 0 | 6.8272 | 20 | 0 | 0 | 0 | 30.82 | 30820 | 0 | 0 | 0 | 0 | 0 | 20 | 0% | 0% | 100% | 100% | 0 | 0 | 0% | 0% | 0 | 0 | 0 | 0 | 0 | 0 | 0 | 0% | 0.0851 | 0 | 0 | 0.042
9 | nuc-st-new | Nuclear | Potential | 0 | 2234 | 0 | 50% | 1 | 11244 | 1 | 0.3 | 10479 | 10.479 | 0 | 60 | 7795 | 7795000 | 1.49 | 83 | 83000 | 2.14 | 0 | 140.94 | 0 | 7795 | 20 | 4.2% | 7.67% | 16.67% | 16.67% | 168 | 24 | 0% | 0% | 0 | 5 | M | 0 | 6 | 1 | 1000000 | 0% | 0.0591 | 244.13 | 244130 | 0
10 | wind-new | Wind | Potential | 0 | 100 | 0 | 0% | 0.33333 | 15700 | 0.15 | 0 | 0 | 0 | 0 | 20 | 2046 | 2046000 | 1.18 | 29 | 29000 | 0 | 0 | 0 | 0 | 1871 | 20 | 0% | 0% | 100% | 100% | 0 | 0 | 0% | 0% | 0 | 157 | M | 2172.9734 | 3 | 0 | 1000000 | 0.45% | 0.0851 | 122.6 | 122600 | 0.042
11 | pv-new | Solar | Potential | 0 | 20 | 0 | 0% | 0.21808 | 7441 | 0.6 | 0 | 0 | 0 | 0 | 30 | 1800 | 1800000 | 1.16 | 24 | 24000 | 0 | 0 | 0 | 0 | 1422 | 20 | 0% | 0% | 100% | 100% | 0 | 0 | 0% | 0% | 0 | 372 | M | 20565.2952 | 3 | 0 | 1000000 | 1.18% | 0.0703 | 122.6 | 122600 | 0
12 | csp-new | Solar | Potential | 0 | 100 | 0 | 0% | 0.33593 | 920 | 0.6 | 0 | 0 | 0 | 0 | 30 | 5359 | 5359000 | 1.18 | 58 | 58000 | 0 | 0 | 0 | 0 | 4005 | 20 | 0% | 0% | 100% | 100% | 0 | 0 | 0% | 0% | 0 | 9 | M | 7743.4203 | 3 | 0 | 1000000 | 1.46% | 0.0703 | 122.6 | 122600 | 0
13 | coal-igcc-new | Coal | Potential | 0 | 600 | 0 | 30% | 1 | 3456.5 | 1 | 0.3 | 7450 | 7.45 | 0 | 60 | 4400 | 4400000 | 1.8 | 62 | 62000 | 7.22 | 14.5 | 140.94 | 0 | 4400 | 20 | 7% | 10% | 25% | 25% | 24 | 12 | 10% | 0% | 92.97 | 5 | M | 0 | 6 | 0.5 | 1000000 | 0% | 0.0591 | 244.13 | 244130 | 0
14 | coal-igcc-ccs-new | Coal | Potential | 0 | 520 | 0 | 30% | 1 | 1200 | 1 | 0.3 | 8307 | 8.307 | 0 | 60 | 7990 | 7990000 | 1.49 | 63 | 63000 | 8.45 | 14.5 | 140.94 | 0 | 7990 | 20 | 7% | 10% | 25% | 25% | 24 | 12 | 10% | 0% | 9.3 | 2 | M | 0 | 6 | 0.5 | 1000000 | 0% | 0.0591 | 244.13 | 244130 | 0
15 | ng-cc-new | NG | Potential | 0 | 400 | 0 | 40% | 1 | 34617.75 | 1 | 0.5 | 6260.4 | 6.2604 | 0 | 30 | 1194 | 1194000 | 1.35 | 10 | 10000 | 3.27 | 0.24 | 86.31 | 0 | 1194 | 20 | 6% | 6% | 100% | 100% | 6 | 4 | 10% | 100% | 53.97 | 86 | M | 0 | 3 | 0 | 1000000 | 0% | 0.0703 | 122.6 | 122600 | 0
16 | ng-cc-ccs-new | NG | Potential | 0 | 340 | 0 | 40% | 1 | 34617.75 | 1 | 0.5 | 7493 | 7.493 | 0 | 30 | 2095 | 2095000 | 1.35 | 32 | 32000 | 6.78 | 0.24 | 86.31 | 0 | 2095 | 20 | 6% | 6% | 100% | 100% | 6 | 4 | 10% | 100% | 5.4 | 101 | M | 0 | 3 | 0 | 1000000 | 0% | 0.0703 | 122.6 | 122600 | 0
17 | ng-ct-new | NG | Potential | 0 | 210 | 0 | 30% | 1 | 11834 | 1 | 0.3 | 8550 | 8.55 | 0 | 30 | 1169 | 1169000 | 1.34 | 15 | 15000 | 10.37 | 1.53 | 37.15 | 0 | 1169 | 20 | 5% | 4% | 100% | 100% | 1 | 1 | 50% | 100% | 53.97 | 56 | M | 0 | 3 | 0 | 1000000 | 0% | 0.0703 | 122.6 | 122600 | 0
Upper bound on yearly installations based on energy (MW), based on EPA IPM documentation, 4.14
|  | Heatrate (MMBtu/MWh) |  |  | EF ( (kg CO2/MMBtu) |  |  | Fixed O&M cost ($/MWh) |  |  | Variable O&M cost ($/MWh) |  |  | Capital Cost ($/MW) |  |  | Capital cost multplier (unitless) |  |  | Grid connection cost ($/MW) |  |  | Upper bound on yearly installations based on energy (MW) |  |  | Upper bound on yearly installations based on energy in number of generators |  |  | 1 | 2 | 3 | 4 | 5 | 6 | 7 | 8 | 9 | 10 | 11 | 12 | 13 | 14 | 15 | 16 | 17 | 18 | 19 | 20 | 21 | 22 | 23 | 24 | 25 | 26 | 27 | 28 | 29 | 30
| coal-st-old1 | 10.5477 |  | coal-st-old1 | 92.97 |  | coal-st-old1 | 26870 |  | coal-st-old1 | 5.27 |  | coal-st-old1 | 0 |  | coal-st-old1 | 0 |  | coal-st-old1 | 0 |  | coal-st-old1 | 0 |  | 0 | 0 |  | coal-st-old1 | 0 | 0 | 0 | 0 | 0 | 0 | 0 | 0 | 0 | 0 | 0 | 0 | 0 | 0 | 0 | 0 | 0 | 0 | 0 | 0 | 0 | 0 | 0 | 0 | 0 | 0 | 0 | 0 | 0 | 0
| ng-ct-old | 11.3334 |  | ng-ct-old | 53.97 |  | ng-ct-old | 5270 |  | ng-ct-old | 4.21 |  | ng-ct-old | 0 |  | ng-ct-old | 0 |  | ng-ct-old | 0 |  | ng-ct-old | 0 |  | 0 | 0 |  | ng-ct-old | 0 | 0 | 0 | 0 | 0 | 0 | 0 | 0 | 0 | 0 | 0 | 0 | 0 | 0 | 0 | 0 | 0 | 0 | 0 | 0 | 0 | 0 | 0 | 0 | 0 | 0 | 0 | 0 | 0 | 0
| ng-cc-old | 7.2854 |  | ng-cc-old | 53.97 |  | ng-cc-old | 13960 |  | ng-cc-old | 3.16 |  | ng-cc-old | 0 |  | ng-cc-old | 0 |  | ng-cc-old | 0 |  | ng-cc-old | 0 |  | 0 | 0 |  | ng-cc-old | 0 | 0 | 0 | 0 | 0 | 0 | 0 | 0 | 0 | 0 | 0 | 0 | 0 | 0 | 0 | 0 | 0 | 0 | 0 | 0 | 0 | 0 | 0 | 0 | 0 | 0 | 0 | 0 | 0 | 0
| ng-st-old | 12.2231 |  | ng-st-old | 53.97 |  | ng-st-old | 16590 |  | ng-st-old | 6.85 |  | ng-st-old | 0 |  | ng-st-old | 0 |  | ng-st-old | 0 |  | ng-st-old | 0 |  | 0 | 0 |  | ng-st-old | 0 | 0 | 0 | 0 | 0 | 0 | 0 | 0 | 0 | 0 | 0 | 0 | 0 | 0 | 0 | 0 | 0 | 0 | 0 | 0 | 0 | 0 | 0 | 0 | 0 | 0 | 0 | 0 | 0 | 0
| nuc-st-old | 10.479 |  | nuc-st-old | 0 |  | nuc-st-old | 76910 |  | nuc-st-old | 4.21 |  | nuc-st-old | 0 |  | nuc-st-old | 0 |  | nuc-st-old | 0 |  | nuc-st-old | 0 |  | 0 | 0 |  | nuc-st-old | 0 | 0 | 0 | 0 | 0 | 0 | 0 | 0 | 0 | 0 | 0 | 0 | 0 | 0 | 0 | 0 | 0 | 0 | 0 | 0 | 0 | 0 | 0 | 0 | 0 | 0 | 0 | 0 | 0 | 0
| pv-old | 0 |  | pv-old | 0 |  | pv-old | 42480 |  | pv-old | 0 |  | pv-old | 0 |  | pv-old | 0 |  | pv-old | 0 |  | pv-old | 0 |  | 0 | 0 |  | pv-old | 0 | 0 | 0 | 0 | 0 | 0 | 0 | 0 | 0 | 0 | 0 | 0 | 0 | 0 | 0 | 0 | 0 | 0 | 0 | 0 | 0 | 0 | 0 | 0 | 0 | 0 | 0 | 0 | 0 | 0
| wind-old | 0 |  | wind-old | 0 |  | wind-old | 30820 |  | wind-old | 0 |  | wind-old | 0 |  | wind-old | 0 |  | wind-old | 0 |  | wind-old | 0 |  | 0 | 0 |  | wind-old | 0 | 0 | 0 | 0 | 0 | 0 | 0 | 0 | 0 | 0 | 0 | 0 | 0 | 0 | 0 | 0 | 0 | 0 | 0 | 0 | 0 | 0 | 0 | 0 | 0 | 0 | 0 | 0 | 0 | 0
| nuc-st-new | 10.479 |  | nuc-st-new | 0 |  | nuc-st-new | 83000 |  | nuc-st-new | 2.14 |  | nuc-st-new | 7795000 |  | nuc-st-new | 1.49 |  | nuc-st-new | 244130 |  | nuc-st-new | 11244 |  | 5.0331 | 5 |  | nuc-st-new | 33732 | 33732 | 33732 | 33732 | 33732 | 33732 | 33732 | 33732 | 33732 | 33732 | 33732 | 33732 | 33732 | 33732 | 33732 | 33732 | 33732 | 33732 | 33732 | 33732 | 33732 | 33732 | 33732 | 33732 | 33732 | 33732 | 33732 | 33732 | 33732 | 33732
| wind-new | 0 |  | wind-new | 0 |  | wind-new | 29000 |  | wind-new | 0 |  | wind-new | 2046000 |  | wind-new | 1.18 |  | wind-new | 122600 |  | wind-new | 15700 |  | 157 | 157 |  | wind-new | 1570 | 1570 | 1570 | 3139.9 | 3139.9 | 3139.9 | 3139.9 | 3139.9 | 3139.9 | 3139.9 | 7849.8 | 7849.8 | 7849.8 | 7849.8 | 7849.8 | 7849.8 | 7849.8 | 7849.8 | 7849.8 | 7849.8 | 7849.8 | 7849.8 | 7849.8 | 7849.8 | 7849.8 | 7849.8 | 7849.8 | 7849.8 | 7849.8 | 7849.8
| pv-new | 0 |  | pv-new | 0 |  | pv-new | 24000 |  | pv-new | 0 |  | pv-new | 1800000 |  | pv-new | 1.16 |  | pv-new | 122600 |  | pv-new | 7441 |  | 372.05 | 372 |  | pv-new | 744.1 | 744.1 | 744.1 | 1488.2 | 1488.2 | 1488.2 | 1488.2 | 1488.2 | 1488.2 | 1488.2 | 3720.6 | 3720.6 | 3720.6 | 3720.6 | 3720.6 | 3720.6 | 3720.6 | 3720.6 | 3720.6 | 3720.6 | 3720.6 | 3720.6 | 3720.6 | 3720.6 | 3720.6 | 3720.6 | 3720.6 | 3720.6 | 3720.6 | 3720.6
| csp-new | 0 |  | csp-new | 0 |  | csp-new | 58000 |  | csp-new | 0 |  | csp-new | 5359000 |  | csp-new | 1.18 |  | csp-new | 122600 |  | csp-new | 920 |  | 9.2 | 9 |  | csp-new | 2760 | 2760 | 2760 | 2760 | 2760 | 2760 | 2760 | 2760 | 2760 | 2760 | 2760 | 2760 | 2760 | 2760 | 2760 | 2760 | 2760 | 2760 | 2760 | 2760 | 2760 | 2760 | 2760 | 2760 | 2760 | 2760 | 2760 | 2760 | 2760 | 2760
| coal-igcc-new | 7.45 |  | coal-igcc-new | 92.97 |  | coal-igcc-new | 62000 |  | coal-igcc-new | 7.22 |  | coal-igcc-new | 4400000 |  | coal-igcc-new | 1.8 |  | coal-igcc-new | 244130 |  | coal-igcc-new | 3456.5 |  | 5.7608 | 5 |  | coal-igcc-new | 20739 | 20739 | 20739 | 20739 | 20739 | 20739 | 20739 | 20739 | 20739 | 20739 | 20739 | 20739 | 20739 | 20739 | 20739 | 20739 | 20739 | 20739 | 20739 | 20739 | 20739 | 20739 | 20739 | 20739 | 20739 | 20739 | 20739 | 20739 | 20739 | 20739
| coal-igcc-ccs-new | 8.307 |  | coal-igcc-ccs-new | 9.3 |  | coal-igcc-ccs-new | 63000 |  | coal-igcc-ccs-new | 8.45 |  | coal-igcc-ccs-new | 7990000 |  | coal-igcc-ccs-new | 1.49 |  | coal-igcc-ccs-new | 244130 |  | coal-igcc-ccs-new | 1200 |  | 2.3077 | 2 |  | coal-igcc-ccs-new | 20739 | 20739 | 20739 | 20739 | 20739 | 20739 | 20739 | 20739 | 20739 | 20739 | 20739 | 20739 | 20739 | 20739 | 20739 | 20739 | 20739 | 20739 | 20739 | 20739 | 20739 | 20739 | 20739 | 20739 | 20739 | 20739 | 20739 | 20739 | 20739 | 20739
| ng-cc-new | 6.2604 |  | ng-cc-new | 53.97 |  | ng-cc-new | 10000 |  | ng-cc-new | 3.27 |  | ng-cc-new | 1194000 |  | ng-cc-new | 1.35 |  | ng-cc-new | 122600 |  | ng-cc-new | 34617.75 |  | 86.5444 | 86 |  | ng-cc-new | 138471 | 138471 | 138471 | 138471 | 138471 | 138471 | 138471 | 138471 | 138471 | 138471 | 138471 | 138471 | 138471 | 138471 | 138471 | 138471 | 138471 | 138471 | 138471 | 138471 | 138471 | 138471 | 138471 | 138471 | 138471 | 138471 | 138471 | 138471 | 138471 | 138471
| ng-cc-ccs-new | 7.493 |  | ng-cc-ccs-new | 5.4 |  | ng-cc-ccs-new | 32000 |  | ng-cc-ccs-new | 6.78 |  | ng-cc-ccs-new | 2095000 |  | ng-cc-ccs-new | 1.35 |  | ng-cc-ccs-new | 122600 |  | ng-cc-ccs-new | 34617.75 |  | 101.8169 | 101 |  | ng-cc-ccs-new | 138471 | 138471 | 138471 | 138471 | 138471 | 138471 | 138471 | 138471 | 138471 | 138471 | 138471 | 138471 | 138471 | 138471 | 138471 | 138471 | 138471 | 138471 | 138471 | 138471 | 138471 | 138471 | 138471 | 138471 | 138471 | 138471 | 138471 | 138471 | 138471 | 138471
| ng-ct-new | 8.55 |  | ng-ct-new | 53.97 |  | ng-ct-new | 15000 |  | ng-ct-new | 10.37 |  | ng-ct-new | 1169000 |  | ng-ct-new | 1.34 |  | ng-ct-new | 122600 |  | ng-ct-new | 11834 |  | 56.3524 | 56 |  | ng-ct-new | 71004 | 71004 | 71004 | 71004 | 71004 | 71004 | 71004 | 71004 | 71004 | 71004 | 71004 | 71004 | 71004 | 71004 | 71004 | 71004 | 71004 | 71004 | 71004 | 71004 | 71004 | 71004 | 71004 | 71004 | 71004 | 71004 | 71004 | 71004 | 71004 | 71004
|  | Existing aggregate nameplate capacity (MW) |  |  | Nameplate capacity of each generator (MW) |  |  | Average age of the generators for each cluster (years) |  |  | lifetime of plant (years) |  |  | Number generator ERCOT total |  |  | Minimum operating output (% nameplate) |  |  | Ramp down rate (% nameplate/h) |  |  | Ramp up rate (% nameplate/h)
| coal-st-old1 | 11276 |  | coal-st-old1 | 563.8 |  | coal-st-old1 | 30 |  | coal-st-old1 | 60 |  | coal-st-old1 | 20 |  | coal-st-old1 | 48% |  | coal-st-old1 | 25% |  | coal-st-old1 | 25%
| ng-ct-old | 13369.05 |  | ng-ct-old | 74.2725 |  | ng-ct-old | 24 |  | ng-ct-old | 30 |  | ng-ct-old | 180 |  | ng-ct-old | 25% |  | ng-ct-old | 100% |  | ng-ct-old | 100%
| ng-cc-old | 28838.2049 |  | ng-cc-old | 207.4691 |  | ng-cc-old | 13 |  | ng-cc-old | 30 |  | ng-cc-old | 139 |  | ng-cc-old | 32% |  | ng-cc-old | 100% |  | ng-cc-old | 100%
| ng-st-old | 9415.9999 |  | ng-st-old | 409.3913 |  | ng-st-old | 45 |  | ng-st-old | 60 |  | ng-st-old | 23 |  | ng-st-old | 28% |  | ng-st-old | 25% |  | ng-st-old | 25%
| nuc-st-old | 5164 |  | nuc-st-old | 1291 |  | nuc-st-old | 26.0734 |  | nuc-st-old | 60 |  | nuc-st-old | 4 |  | nuc-st-old | 90% |  | nuc-st-old | 16.67% |  | nuc-st-old | 16.67%
| pv-old | 663.1002 |  | pv-old | 36.8389 |  | pv-old | 1.1475 |  | pv-old | 30 |  | pv-old | 18 |  | pv-old | 0% |  | pv-old | 100% |  | pv-old | 100%
| wind-old | 19873.6188 |  | wind-old | 114.2162 |  | wind-old | 6.8272 |  | wind-old | 20 |  | wind-old | 174 |  | wind-old | 0% |  | wind-old | 100% |  | wind-old | 100%
|  |  |  | nuc-st-new | 2234 |  | nuc-st-new | 0 |  | nuc-st-new | 60 |  | nuc-st-new | 0 |  | nuc-st-new | 50% |  | nuc-st-new | 16.67% |  | nuc-st-new | 16.67%
|  |  |  | wind-new | 100 |  | wind-new | 0 |  | wind-new | 20 |  | wind-new | 0 |  | wind-new | 0% |  | wind-new | 100% |  | wind-new | 100%
|  |  |  | pv-new | 20 |  | pv-new | 0 |  | pv-new | 30 |  | pv-new | 0 |  | pv-new | 0% |  | pv-new | 100% |  | pv-new | 100%
|  |  |  | csp-new | 100 |  | csp-new | 0 |  | csp-new | 30 |  | csp-new | 0 |  | csp-new | 0% |  | csp-new | 100% |  | csp-new | 100%
|  |  |  | coal-igcc-new | 600 |  | coal-igcc-new | 0 |  | coal-igcc-new | 60 |  | coal-igcc-new | 0 |  | coal-igcc-new | 30% |  | coal-igcc-new | 25% |  | coal-igcc-new | 25%
|  |  |  | coal-igcc-ccs-new | 520 |  | coal-igcc-ccs-new | 0 |  | coal-igcc-ccs-new | 60 |  | coal-igcc-ccs-new | 0 |  | coal-igcc-ccs-new | 30% |  | coal-igcc-ccs-new | 25% |  | coal-igcc-ccs-new | 25%
|  |  |  | ng-cc-new | 400 |  | ng-cc-new | 0 |  | ng-cc-new | 30 |  | ng-cc-new | 0 |  | ng-cc-new | 40% |  | ng-cc-new | 100% |  | ng-cc-new | 100%
|  |  |  | ng-cc-ccs-new | 340 |  | ng-cc-ccs-new | 0 |  | ng-cc-ccs-new | 30 |  | ng-cc-ccs-new | 0 |  | ng-cc-ccs-new | 40% |  | ng-cc-ccs-new | 100% |  | ng-cc-ccs-new | 100%
|  |  |  | ng-ct-new | 210 |  | ng-ct-new | 0 |  | ng-ct-new | 30 |  | ng-ct-new | 0 |  | ng-ct-new | 30% |  | ng-ct-new | 100% |  | ng-ct-new | 100%
|  | Startup fuel usage (MMBtu/MW) |  |  | % fraction of nameplate capacity contributing to planning reserves - capacity value |  |  | Installation upper bound (MW) |  |  | Start up cost ($/MW) |  |  | LeadTime |  |  | Life extension cost for old generators (% capital cost of corresponding new generator) |  |  | Fraction of nameplate capacity to spinning reserve |  |  | Fraction of nameplate capacity to Qstart reserve
| coal-st-old1 | 14.5 |  | coal-st-old1 | 1 |  | coal-st-old1 | 0 |  | coal-st-old1 | 140.94 |  | coal-st-old1 | 0 |  | coal-st-old1 | 7% |  | coal-st-old1 | 10% |  | coal-st-old1 | 0%
| ng-ct-old | 1.53 |  | ng-ct-old | 1 |  | ng-ct-old | 0 |  | ng-ct-old | 37.15 |  | ng-ct-old | 0 |  | ng-ct-old | 4.2% |  | ng-ct-old | 50% |  | ng-ct-old | 100%
| ng-cc-old | 0.24 |  | ng-cc-old | 1 |  | ng-cc-old | 0 |  | ng-cc-old | 86.31 |  | ng-cc-old | 0 |  | ng-cc-old | 9.3% |  | ng-cc-old | 10% |  | ng-cc-old | 100%
| ng-st-old | 14.5 |  | ng-st-old | 1 |  | ng-st-old | 0 |  | ng-st-old | 140.94 |  | ng-st-old | 0 |  | ng-st-old | 7% |  | ng-st-old | 10% |  | ng-st-old | 0%
| nuc-st-old | 0 |  | nuc-st-old | 1 |  | nuc-st-old | 0 |  | nuc-st-old | 140.94 |  | nuc-st-old | 0 |  | nuc-st-old | 9% |  | nuc-st-old | 0% |  | nuc-st-old | 0%
| pv-old | 0 |  | pv-old | 0.6 |  | pv-old | 0 |  | pv-old | 0 |  | pv-old | 0 |  | pv-old | 4.2% |  | pv-old | 0% |  | pv-old | 0%
| wind-old | 0 |  | wind-old | 0.15 |  | wind-old | 0 |  | wind-old | 0 |  | wind-old | 0 |  | wind-old | 4.2% |  | wind-old | 0% |  | wind-old | 0%
| nuc-st-new | 0 |  | nuc-st-new | 1 |  | nuc-st-new | 1000000 |  | nuc-st-new | 140.94 |  | nuc-st-new | 6 |  | nuc-st-new | 0% |  | nuc-st-new | 0% |  | nuc-st-new | 0%
| wind-new | 0 |  | wind-new | 0.15 |  | wind-new | 1000000 |  | wind-new | 0 |  | wind-new | 3 |  | wind-new | 4.2% |  | wind-new | 0% |  | wind-new | 0%
| pv-new | 0 |  | pv-new | 0.6 |  | pv-new | 1000000 |  | pv-new | 0 |  | pv-new | 3 |  | pv-new | 0% |  | pv-new | 0% |  | pv-new | 0%
| csp-new | 0 |  | csp-new | 0.6 |  | csp-new | 1000000 |  | csp-new | 0 |  | csp-new | 3 |  | csp-new | 0% |  | csp-new | 0% |  | csp-new | 0%
| coal-igcc-new | 14.5 |  | coal-igcc-new | 1 |  | coal-igcc-new | 1000000 |  | coal-igcc-new | 140.94 |  | coal-igcc-new | 6 |  | coal-igcc-new | 0% |  | coal-igcc-new | 10% |  | coal-igcc-new | 0%
| coal-igcc-ccs-new | 14.5 |  | coal-igcc-ccs-new | 1 |  | coal-igcc-ccs-new | 1000000 |  | coal-igcc-ccs-new | 140.94 |  | coal-igcc-ccs-new | 6 |  | coal-igcc-ccs-new | 0% |  | coal-igcc-ccs-new | 10% |  | coal-igcc-ccs-new | 0%
| ng-cc-new | 0.24 |  | ng-cc-new | 1 |  | ng-cc-new | 1000000 |  | ng-cc-new | 86.31 |  | ng-cc-new | 3 |  | ng-cc-new | 0% |  | ng-cc-new | 10% |  | ng-cc-new | 100%
| ng-cc-ccs-new | 0.24 |  | ng-cc-ccs-new | 1 |  | ng-cc-ccs-new | 1000000 |  | ng-cc-ccs-new | 86.31 |  | ng-cc-ccs-new | 3 |  | ng-cc-ccs-new | 0% |  | ng-cc-ccs-new | 10% |  | ng-cc-ccs-new | 100%
| ng-ct-new | 1.53 |  | ng-ct-new | 1 |  | ng-ct-new | 1000000 |  | ng-ct-new | 37.15 |  | ng-ct-new | 3 |  | ng-ct-new | 0% |  | ng-ct-new | 50% |  | ng-ct-new | 100%
|  |  | number of generators | [6 empty] | nameplate capacity
|  |  | Northeast | West | Coastal | South | Panhandle |  |  | Northeast | West | Coastal | South | Panhandle
|  | coal-st-old1 | 11 | 1 | 4 | 11 | 0 |  | coal-st-old1 | 795.2727 | 650 | 626 | 499.5455 | 0
|  | ng-cc-old | 23 | 4 | 12 | 16 | 0 |  | ng-cc-old | 735.0217 | 471.975 | 855.225 | 654.45 | 0
|  | ng-ct-old | 3 | 3 | 4 | 37 | 1 |  | ng-ct-old | 119.7333 | 397.6667 | 205 | 128.3622 | 359
|  | ng-st-old | 6 | 1 | 0 | 3 | 0 |  | ng-st-old | 680.6667 | 615 | 0 | 506.6667 | 0
|  | nuc-st-old | 2 | 0 | 2 | 0 | 0 |  | nuc-st-old | 1230 | 0 | 1352 | 0 | 0
|  | pv-old | 0 | 5 | 0 | 12 | 0 |  | pv-old | 0 | 79.88 | 0 | 21.975 | 0
|  | wind-old | 7 | 89 | 14 | 11 | 32 |  | wind-old | 128.7286 | 115.4348 | 146.2429 | 160.8 | 173.5563
|  | nuc-st-new | 0 | 0 | 0 | 0 | 0 |  | nuc-st-new | 2234 | 2234 | 2234 | 2234 | 2234
|  | wind-new | 0 | 0 | 0 | 0 | 0 |  | wind-new | 100 | 100 | 100 | 100 | 100
|  | pv-new | 0 | 0 | 0 | 0 | 0 |  | pv-new | 20 | 20 | 20 | 20 | 20
|  | csp-new | 0 | 0 | 0 | 0 | 0 |  | csp-new | 100 | 100 | 100 | 100 | 100
|  | coal-igcc-new | 0 | 0 | 0 | 0 | 0 |  | coal-igcc-new | 600 | 600 | 600 | 600 | 600
|  | coal-igcc-ccs-new | 0 | 0 | 0 | 0 | 0 |  | coal-igcc-ccs-new | 520 | 520 | 520 | 520 | 520
|  | ng-cc-new | 0 | 0 | 0 | 0 | 0 |  | ng-cc-new | 400 | 400 | 400 | 400 | 400
|  | ng-cc-ccs-new | 0 | 0 | 0 | 0 | 0 |  | ng-cc-ccs-new | 340 | 340 | 340 | 340 | 340
|  | ng-ct-new | 0 | 0 | 0 | 0 | 0 |  | ng-ct-new | 210 | 210 | 210 | 210 | 210
Heat Rate (Btu/MWh)
|  |  | Northeast | West | Coastal | South | Panhandle
|  | coal-st-old1 | 10.574 | 10.34 | 10.545 | 10.331 | 0
|  | ng-cc-old | 7.9966 | 7.8839 | 8.9323 | 8.6551 | 0
|  | ng-ct-old | 14.023 | 13.015 | 11.304 | 10.806 | 11.395
|  | ng-st-old | 13.774 | 12.41 | 0 | 12.046 | 0
|  | nuc-st-old | 10.479 | 0 | 10.479 | 0 | 0
|  | pv-old | 0 | 0 | 0 | 0 | 0
|  | wind-old | 0 | 0 | 0 | 0 | 0
|  | nuc-st-new | 10.479 | 10.479 | 10.479 | 10.479 | 10.479
|  | wind-new | 0 | 0 | 0 | 0 | 0
|  | pv-new | 0 | 0 | 0 | 0 | 0
|  | csp-new | 0 | 0 | 0 | 0 | 0
|  | coal-igcc-new | 7.45 | 7.45 | 7.45 | 7.45 | 7.45
|  | coal-igcc-ccs-new | 8.307 | 8.307 | 8.307 | 8.307 | 8.307
|  | ng-cc-new | 6.2604 | 6.2604 | 6.2604 | 6.2604 | 6.2604
|  | ng-cc-ccs-new | 7.493 | 7.493 | 7.493 | 7.493 | 7.493
|  | ng-ct-new | 8.55 | 8.55 | 8.55 | 8.55 | 8.55
Note on AU13: Author: Assumed same as CT
Note on AU14: Author: Assumed same as CT
Note on AU16: Author: Assumed same as CT

## CapCost
Overnight Capital Cost |  | $/MW
| 1 | 2 | 3 | 4 | 5 | 6 | 7 | 8 | 9 | 10 | 11 | 12 | 13 | 14 | 15 | 16 | 17 | 18 | 19 | 20 | 21 | 22 | 23 | 24 | 25 | 26 | 27 | 28 | 29 | 30
coal-st-old1 | 0 | 0 | 0 | 0 | 0 | 0 | 0 | 0 | 0 | 0 | 0 | 0 | 0 | 0 | 0 | 0 | 0 | 0 | 0 | 0 | 0 | 0 | 0 | 0 | 0 | 0 | 0 | 0 | 0 | 0
ng-ct-old | 0 | 0 | 0 | 0 | 0 | 0 | 0 | 0 | 0 | 0 | 0 | 0 | 0 | 0 | 0 | 0 | 0 | 0 | 0 | 0 | 0 | 0 | 0 | 0 | 0 | 0 | 0 | 0 | 0 | 0
ng-cc-old | 0 | 0 | 0 | 0 | 0 | 0 | 0 | 0 | 0 | 0 | 0 | 0 | 0 | 0 | 0 | 0 | 0 | 0 | 0 | 0 | 0 | 0 | 0 | 0 | 0 | 0 | 0 | 0 | 0 | 0
ng-st-old | 0 | 0 | 0 | 0 | 0 | 0 | 0 | 0 | 0 | 0 | 0 | 0 | 0 | 0 | 0 | 0 | 0 | 0 | 0 | 0 | 0 | 0 | 0 | 0 | 0 | 0 | 0 | 0 | 0 | 0
nuc-st-old | 0 | 0 | 0 | 0 | 0 | 0 | 0 | 0 | 0 | 0 | 0 | 0 | 0 | 0 | 0 | 0 | 0 | 0 | 0 | 0 | 0 | 0 | 0 | 0 | 0 | 0 | 0 | 0 | 0 | 0
pv-old | 0 | 0 | 0 | 0 | 0 | 0 | 0 | 0 | 0 | 0 | 0 | 0 | 0 | 0 | 0 | 0 | 0 | 0 | 0 | 0 | 0 | 0 | 0 | 0 | 0 | 0 | 0 | 0 | 0 | 0
wind-old | 0 | 0 | 0 | 0 | 0 | 0 | 0 | 0 | 0 | 0 | 0 | 0 | 0 | 0 | 0 | 0 | 0 | 0 | 0 | 0 | 0 | 0 | 0 | 0 | 0 | 0 | 0 | 0 | 0 | 0
nuc-st-new | 6368644.746 | 6368644.746 | 6368644.746 | 6368644.746 | 6368644.746 | 6368644.746 | 6368644.746 | 6368644.746 | 6334824.5519 | 6301011.404 | 6267192.1045 | 6233378.3022 | 6199561.4471 | 6165743.253 | 6131930.4469 | 6098112.3233 | 6064291.4122 | 6030477.6674 | 5996662.3658 | 5962845.7649 | 5929028.3895 | 5895209.9401 | 5861394.7411 | 5827577.1119 | 5793763.1518 | 5759942.1053 | 5726125.0835 | 5692308.0617 | 5658491.0399 | 5624674.0181
wind-new | 1805373.2913 | 1780785.699 | 1758815.5578 | 1739327.5452 | 1722187.6217 | 1707263.1507 | 1690847.588 | 1676464.5926 | 1663976.7286 | 1653249.5101 | 1644151.5608 | 1636554.6833 | 1630333.978 | 1625367.922 | 1621538.4881 | 1618731.2334 | 1615732.6482 | 1613549.1446 | 1612076.4644 | 1611214.5407 | 1610867.6208 | 1610944.3151 | 1611357.7101 | 1612025.4289 | 1612869.7552 | 1613817.6785 | 1612677.8645 | 1611523.992 | 1610297.8745 | 1608946.6001
pv-new | 1942417.1494 | 1843705.9198 | 1744994.6901 | 1646283.4604 | 1547572.2307 | 1448861.001 | 1379918.4974 | 1310975.9938 | 1242033.4901 | 1173090.9865 | 1104148.4829 | 1091438.9416 | 1078729.4004 | 1066019.8591 | 1053310.3179 | 1040600.7766 | 1030355.1645 | 1020109.5523 | 1009863.9402 | 999618.3281 | 989372.7159 | 979127.1038 | 968881.4917 | 958635.8795 | 948390.2674 | 938144.6552 | 929499.4444 | 920854.2336 | 912209.0228 | 903563.8119
csp-new | 8336982.9701 | 7915361.7971 | 7493740.6242 | 7072119.4512 | 6650498.2783 | 6228877.1053 | 5807255.9324 | 5593657.6248 | 5380059.3172 | 5166461.0096 | 4952862.7021 | 4739264.3945 | 4525666.0869 | 4312067.7793 | 4098469.4718 | 3884871.1642 | 3671272.8566 | 3671272.8566 | 3671272.8566 | 3671272.8566 | 3671272.8566 | 3671272.8566 | 3671272.8566 | 3671272.8566 | 3671272.8566 | 3671272.8566 | 3671272.8566 | 3671272.8566 | 3671272.8566 | 3671272.8566
coal-igcc-new | 4403066.8345 | 4403066.8345 | 4403066.8345 | 4349537.0817 | 4337445.6198 | 4349614.4229 | 4319406.0796 | 4302231.0678 | 4284834.536 | 4267657.3597 | 4250484.9877 | 4232779.2161 | 4191758.1317 | 4158966.8337 | 4128187.7305 | 4104811.0318 | 4080287.9195 | 4057566.7063 | 4038436.1001 | 4020859.7435 | 4003103.4681 | 3983808.779 | 3964418.348 | 3946983.5343 | 3926838.8531 | 3909385.921 | 3890142.6346 | 3871128.1061 | 3852113.5776 | 3833099.0491
coal-igcc-ccs-new | 7595435.006 | 7595435.006 | 7595435.006 | 7595435.006 | 7496926.585 | 7382483.0095 | 7259522.3554 | 7216656.3154 | 7179883.0813 | 7143111.1468 | 7098347.3558 | 7059765.6947 | 7013589.0418 | 6956931.3088 | 6918581.275 | 6872336.5297 | 6821161.9899 | 6775279.8498 | 6736242.4186 | 6688134.3088 | 6645665.954 | 6605106.0376 | 6565951.0843 | 6520064.1992 | 6481945.4763 | 6439410.2077 | 6399246.5014 | 6357054.9526 | 6314863.4037 | 6272671.8549
ng-cc-new | 1056219.7821 | 1056219.7821 | 1056219.7821 | 1043378.9177 | 1040478.3846 | 1036769.8863 | 1030450.8708 | 1027417.9201 | 1024329.3179 | 1021295.9406 | 1018263.9561 | 1015097.2283 | 1006051.6927 | 999081.2699 | 992618.3281 | 988021.8782 | 983136.2542 | 978704.9408 | 975179.0404 | 972045.0904 | 968865.6334 | 965298.4493 | 961707.0993 | 958608.8031 | 954827.2128 | 951724.3201 | 948169.9589 | 944673.3294 | 941176.6998 | 937680.0703
ng-cc-ccs-new | 2197663.7787 | 2197663.7787 | 2197663.7787 | 2170945.947 | 2164910.8426 | 2127797.0756 | 2106040.1277 | 2092914.886 | 2079643.594 | 2066517.4174 | 2053393.9533 | 2039917.725 | 2010999.4371 | 1987531.7057 | 1965397.4152 | 1948164.7295 | 1930173.3858 | 1913375.3905 | 1898955.1164 | 1885564.3583 | 1872054.2981 | 1857525.8022 | 1842933.8269 | 1829636.6845 | 1814545.0627 | 1801235.6193 | 1786741.4495 | 1772398.2558 | 1758055.0622 | 1743711.8686
ng-ct-new | 903008.187 | 903008.187 | 903008.187 | 892029.9741 | 889366.9295 | 886012.1263 | 879984.227 | 877320.9785 | 874600.787 | 871937.1998 | 869274.6345 | 866474.6418 | 857655.2479 | 850960.5467 | 844785.546 | 840521.3146 | 835961.2706 | 831866.3188 | 828698.3929 | 825931.5869 | 823118.3114 | 819908.0622 | 816673.0861 | 813942.8536 | 810513.2129 | 807778.1663 | 804581.2 | 801443.193 | 798305.1859 | 795167.1789
years | 2015-2044
Annualized Capital Cost |  | $/MW
| 1 | 2 | 3 | 4 | 5 | 6 | 7 | 8 | 9 | 10 | 11 | 12 | 13 | 14 | 15 | 16 | 17 | 18 | 19 | 20 | 21 | 22 | 23 | 24 | 25 | 26 | 27 | 28 | 29 | 30
coal-st-old1 | 0 | 0 | 0 | 0 | 0 | 0 | 0 | 0 | 0 | 0 | 0 | 0 | 0 | 0 | 0 | 0 | 0 | 0 | 0 | 0 | 0 | 0 | 0 | 0 | 0 | 0 | 0 | 0 | 0 | 0
ng-ct-old | 0 | 0 | 0 | 0 | 0 | 0 | 0 | 0 | 0 | 0 | 0 | 0 | 0 | 0 | 0 | 0 | 0 | 0 | 0 | 0 | 0 | 0 | 0 | 0 | 0 | 0 | 0 | 0 | 0 | 0
ng-cc-old | 0 | 0 | 0 | 0 | 0 | 0 | 0 | 0 | 0 | 0 | 0 | 0 | 0 | 0 | 0 | 0 | 0 | 0 | 0 | 0 | 0 | 0 | 0 | 0 | 0 | 0 | 0 | 0 | 0 | 0
ng-st-old | 0 | 0 | 0 | 0 | 0 | 0 | 0 | 0 | 0 | 0 | 0 | 0 | 0 | 0 | 0 | 0 | 0 | 0 | 0 | 0 | 0 | 0 | 0 | 0 | 0 | 0 | 0 | 0 | 0 | 0
nuc-st-old | 0 | 0 | 0 | 0 | 0 | 0 | 0 | 0 | 0 | 0 | 0 | 0 | 0 | 0 | 0 | 0 | 0 | 0 | 0 | 0 | 0 | 0 | 0 | 0 | 0 | 0 | 0 | 0 | 0 | 0
pv-old | 0 | 0 | 0 | 0 | 0 | 0 | 0 | 0 | 0 | 0 | 0 | 0 | 0 | 0 | 0 | 0 | 0 | 0 | 0 | 0 | 0 | 0 | 0 | 0 | 0 | 0 | 0 | 0 | 0 | 0
wind-old | 0 | 0 | 0 | 0 | 0 | 0 | 0 | 0 | 0 | 0 | 0 | 0 | 0 | 0 | 0 | 0 | 0 | 0 | 0 | 0 | 0 | 0 | 0 | 0 | 0 | 0 | 0 | 0 | 0 | 0
nuc-st-new | 356237.7561 | 356237.7561 | 356237.7561 | 356237.7561 | 356237.7561 | 356237.7561 | 356237.7561 | 356237.7561 | 354345.9831 | 352454.6042 | 350562.8813 | 348671.4658 | 346779.8796 | 344888.2185 | 342996.8588 | 341105.2016 | 339213.3885 | 337321.9763 | 335430.477 | 333538.905 | 331647.2897 | 329755.6143 | 327864.1207 | 325972.4912 | 324081.067 | 322189.2463 | 320297.6508 | 318406.0552 | 316514.4597 | 314622.8642
wind-new | 145306.5991 | 143327.6513 | 141559.3708 | 139990.8659 | 138611.3484 | 137410.143 | 136088.9262 | 134931.3018 | 133926.2082 | 133062.8214 | 132330.5672 | 131719.1278 | 131218.4504 | 130818.7543 | 130510.5399 | 130284.5963 | 130043.2533 | 129867.5126 | 129748.983 | 129679.6105 | 129651.6885 | 129657.8613 | 129691.1336 | 129744.8754 | 129812.8315 | 129889.1257 | 129797.3871 | 129704.5169 | 129605.8321 | 129497.0739
pv-new | 129247.5636 | 122679.3628 | 116111.162 | 109542.9611 | 102974.7603 | 96406.5595 | 91819.1563 | 87231.7531 | 82644.3499 | 78056.9467 | 73469.5435 | 72623.8564 | 71778.1692 | 70932.482 | 70086.7949 | 69241.1077 | 68559.3693 | 67877.6309 | 67195.8924 | 66514.154 | 65832.4156 | 65150.6772 | 64468.9387 | 63787.2003 | 63105.4619 | 62423.7235 | 61848.475 | 61273.2266 | 60697.9782 | 60122.7297
csp-new | 554739.0977 | 526684.6144 | 498630.1312 | 470575.6479 | 442521.1647 | 414466.6815 | 386412.1982 | 372199.4629 | 357986.7276 | 343773.9922 | 329561.2569 | 315348.5216 | 301135.7862 | 286923.0509 | 272710.3156 | 258497.5802 | 244284.8449 | 244284.8449 | 244284.8449 | 244284.8449 | 244284.8449 | 244284.8449 | 244284.8449 | 244284.8449 | 244284.8449 | 244284.8449 | 244284.8449 | 244284.8449 | 244284.8449 | 244284.8449
coal-igcc-new | 246290.8062 | 246290.8062 | 246290.8062 | 243296.5555 | 242620.2051 | 243300.8817 | 241611.1419 | 240650.4371 | 239677.3413 | 238716.5154 | 237755.9582 | 236765.5647 | 234471.0013 | 232636.7809 | 230915.115 | 229607.5114 | 228235.7818 | 226964.8436 | 225894.7502 | 224911.5957 | 223918.3772 | 222839.1057 | 221754.4788 | 220779.2417 | 219652.4248 | 218676.1742 | 217599.778 | 216536.1776 | 215472.5772 | 214408.9769
coal-igcc-ccs-new | 424859.7356 | 424859.7356 | 424859.7356 | 424859.7356 | 419349.5493 | 412948.0111 | 406070.06 | 403672.2968 | 401615.342 | 399558.4599 | 397054.5437 | 394896.4324 | 392313.4861 | 389144.2681 | 386999.1131 | 384412.358 | 381549.849 | 378983.3766 | 376799.7712 | 374108.7866 | 371733.2684 | 369464.501 | 367274.3219 | 364707.5842 | 362575.3678 | 360196.1067 | 357949.5018 | 355589.4671 | 353229.4324 | 350869.3977
ng-cc-new | 70280.3893 | 70280.3893 | 70280.3893 | 69425.964 | 69232.9638 | 68986.202 | 68565.7376 | 68363.9264 | 68158.4122 | 67956.5726 | 67754.8257 | 67544.1131 | 66942.2272 | 66478.4184 | 66048.3772 | 65742.5315 | 65417.4442 | 65122.5866 | 64887.9748 | 64679.4432 | 64467.8835 | 64230.5247 | 63991.5579 | 63785.3987 | 63533.7734 | 63327.3083 | 63090.8027 | 62858.1385 | 62625.4744 | 62392.8102
ng-cc-ccs-new | 146231.5595 | 146231.5595 | 146231.5595 | 144453.767 | 144052.1939 | 141582.6605 | 140134.963 | 139261.6153 | 138378.5495 | 137505.1396 | 136631.9102 | 135735.2081 | 133810.9982 | 132249.4659 | 130776.6602 | 129630.005 | 128432.8691 | 127315.138 | 126355.6195 | 125464.6045 | 124565.6511 | 123598.9315 | 122627.9881 | 121743.2022 | 120739.0125 | 119853.4081 | 118888.9725 | 117934.5829 | 116980.1932 | 116025.8036
ng-ct-new | 60085.7587 | 60085.7587 | 60085.7587 | 59355.2733 | 59178.0755 | 58954.8484 | 58553.7547 | 58376.5434 | 58195.5431 | 58018.3092 | 57841.1433 | 57654.833 | 57067.9945 | 56622.5321 | 56211.6503 | 55927.9103 | 55624.487 | 55352.0108 | 55141.2184 | 54957.1164 | 54769.9223 | 54556.3137 | 54341.0599 | 54159.3915 | 53931.1847 | 53749.1959 | 53536.4712 | 53327.6697 | 53118.8681 | 52910.0665
| lifetime of plant (years) |  | Nominal discount rate | 0.057 |  |  | Capital cost multplier (unitless)
coal-st-old1 | 60 |  |  |  |  | coal-st-old1 | 0
ng-ct-old | 30 |  |  |  |  | ng-ct-old | 0 |  |  |  | 1 | 337027.2053 | 1 | 5065065.8718
ng-cc-old | 30 |  |  |  |  | ng-cc-old | 0 |  |  |  | 2 | 318852.6068
ng-st-old | 60 |  |  |  |  | ng-st-old | 0 |  |  |  | 3 | 301658.0953
nuc-st-old | 60 |  |  |  |  | nuc-st-old | 0 |  |  |  | 4 | 285390.8187
pv-old | 30 |  |  |  |  | pv-old | 0 |  |  |  | 5 | 270000.7745
wind-old | 20 |  |  |  |  | wind-old | 0 |  |  |  | 6 | 255440.6571
nuc-st-new | 60 |  |  |  |  | nuc-st-new | 1.49 |  |  |  | 7 | 241665.7115
wind-new | 20 |  |  |  |  | wind-new | 1.18 |  |  |  | 8 | 228633.5965
pv-new | 30 |  |  |  |  | pv-new | 1.16 |  |  |  | 9 | 216304.254
csp-new | 30 |  |  |  |  | csp-new | 1.18 |  |  |  | 10 | 204639.7862
coal-igcc-new | 60 |  |  |  |  | coal-igcc-new | 1.8 |  |  |  | 11 | 193604.3389
coal-igcc-ccs-new | 60 |  |  |  |  | coal-igcc-ccs-new | 1.49 |  |  |  | 12 | 183163.9914
ng-cc-new | 30 |  |  |  |  | ng-cc-new | 1.35 |  |  |  | 13 | 173286.6522
ng-cc-ccs-new | 30 |  |  |  |  | ng-cc-ccs-new | 1.35 |  |  |  | 14 | 163941.9605
ng-ct-new | 30 |  |  |  |  | ng-ct-new | 1.34 |  |  |  | 15 | 155101.1925
[11 empty] | 16 | 146737.1736
[11 empty] | 17 | 138824.1945
[11 empty] | 18 | 131337.9324
[11 empty] | 19 | 124255.3759
[11 empty] | 20 | 117554.7549
[11 empty] | 21 | 111215.473
[11 empty] | 22 | 105218.0444
[11 empty] | 23 | 99544.0345
[11 empty] | 24 | 94176.0023
[11 empty] | 25 | 89097.4478
[11 empty] | 26 | 84292.7605
[11 empty] | 27 | 79747.1717
[11 empty] | 28 | 75446.7092
[11 empty] | 29 | 71378.1544
[11 empty] | 30 | 67529.0014
[11 empty] | 31 | 63887.4185
[11 empty] | 32 | 60442.2124
[11 empty] | 33 | 57182.7932
[11 empty] | 34 | 54099.1421
[11 empty] | 35 | 51181.7806
[11 empty] | 36 | 48421.7413
[11 empty] | 37 | 45810.5405
[11 empty] | 38 | 43340.1519
[11 empty] | 39 | 41002.9819
[11 empty] | 40 | 38791.8466
[11 empty] | 41 | 36699.9495
[11 empty] | 42 | 34720.8605
[11 empty] | 43 | 32848.4962
[11 empty] | 44 | 31077.1014
[11 empty] | 45 | 29401.2312
[11 empty] | 46 | 27815.7344
[11 empty] | 47 | 26315.7373
[11 empty] | 48 | 24896.6295
[11 empty] | 49 | 23554.0487
[11 empty] | 50 | 22283.8682
[11 empty] | 51 | 21082.1837
[11 empty] | 52 | 19945.3015
[11 empty] | 53 | 18869.7271
[11 empty] | 54 | 17852.1543
[11 empty] | 55 | 16889.4553
[11 empty] | 56 | 15978.6711
[11 empty] | 57 | 15117.002
[11 empty] | 58 | 14301.7994
[11 empty] | 59 | 13530.5576
[11 empty] | 60 | 12800.906
[12 empty] | 6025207.8959 | 6181470.8111

## FixOM
$/MW
| 1 | 2 | 3 | 4 | 5 | 6 | 7 | 8 | 9 | 10 | 11 | 12 | 13 | 14 | 15 | 16 | 17 | 18 | 19 | 20 | 21 | 22 | 23 | 24 | 25 | 26 | 27 | 28 | 29 | 30
coal-st-old1 | 26870 | 26870 | 26870 | 26870 | 26870 | 26870 | 26870 | 26870 | 26870 | 26870 | 26870 | 26870 | 26870 | 26870 | 26870 | 26870 | 26870 | 26870 | 26870 | 26870 | 26870 | 26870 | 26870 | 26870 | 26870 | 26870 | 26870 | 26870 | 26870 | 26870
ng-ct-old | 5270 | 5270 | 5270 | 5270 | 5270 | 5270 | 5270 | 5270 | 5270 | 5270 | 5270 | 5270 | 5270 | 5270 | 5270 | 5270 | 5270 | 5270 | 5270 | 5270 | 5270 | 5270 | 5270 | 5270 | 5270 | 5270 | 5270 | 5270 | 5270 | 5270
ng-cc-old | 13960 | 13960 | 13960 | 13960 | 13960 | 13960 | 13960 | 13960 | 13960 | 13960 | 13960 | 13960 | 13960 | 13960 | 13960 | 13960 | 13960 | 13960 | 13960 | 13960 | 13960 | 13960 | 13960 | 13960 | 13960 | 13960 | 13960 | 13960 | 13960 | 13960
ng-st-old | 16590 | 16590 | 16590 | 16590 | 16590 | 16590 | 16590 | 16590 | 16590 | 16590 | 16590 | 16590 | 16590 | 16590 | 16590 | 16590 | 16590 | 16590 | 16590 | 16590 | 16590 | 16590 | 16590 | 16590 | 16590 | 16590 | 16590 | 16590 | 16590 | 16590
nuc-st-old | 76910 | 76910 | 76910 | 76910 | 76910 | 76910 | 76910 | 76910 | 76910 | 76910 | 76910 | 76910 | 76910 | 76910 | 76910 | 76910 | 76910 | 76910 | 76910 | 76910 | 76910 | 76910 | 76910 | 76910 | 76910 | 76910 | 76910 | 76910 | 76910 | 76910
pv-old | 42480 | 42480 | 42480 | 42480 | 42480 | 42480 | 42480 | 42480 | 42480 | 42480 | 42480 | 42480 | 42480 | 42480 | 42480 | 42480 | 42480 | 42480 | 42480 | 42480 | 42480 | 42480 | 42480 | 42480 | 42480 | 42480 | 42480 | 42480 | 42480 | 42480
wind-old | 30820 | 30820 | 30820 | 30820 | 30820 | 30820 | 30820 | 30820 | 30820 | 30820 | 30820 | 30820 | 30820 | 30820 | 30820 | 30820 | 30820 | 30820 | 30820 | 30820 | 30820 | 30820 | 30820 | 30820 | 30820 | 30820 | 30820 | 30820 | 30820 | 30820
nuc-st-new | 94721.68 | 94721.68 | 94721.68 | 94721.68 | 94721.68 | 94721.68 | 94721.68 | 94721.68 | 94721.68 | 94721.68 | 94721.68 | 94721.68 | 94721.68 | 94721.68 | 94721.68 | 94721.68 | 94721.68 | 94721.68 | 94721.68 | 94721.68 | 94721.68 | 94721.68 | 94721.68 | 94721.68 | 94721.68 | 94721.68 | 94721.68 | 94721.68 | 94721.68 | 94721.68
wind-new | 51130.0059 | 50987.5825 | 50845.1591 | 50702.7356 | 50560.3122 | 50417.8888 | 50275.4654 | 50133.042 | 49990.6186 | 49848.1952 | 49705.7717 | 49563.3483 | 49420.9249 | 49278.5015 | 49136.0781 | 48993.6547 | 48851.2313 | 48708.8078 | 48566.3844 | 48423.961 | 48281.5376 | 48139.1142 | 47996.6908 | 47854.2674 | 47711.8439 | 47569.4205 | 47426.9971 | 47284.5737 | 47142.1503 | 46999.7269
pv-new | 16000 | 15200 | 14400 | 13600 | 12800 | 12000 | 11200 | 10400 | 9600 | 8800 | 8000 | 8000 | 8000 | 8000 | 8000 | 8000 | 8000 | 8000 | 8000 | 8000 | 8000 | 8000 | 8000 | 8000 | 8000 | 8000 | 8000 | 8000 | 8000 | 8000
csp-new | 64333.3333 | 62666.6667 | 61000 | 59333.3333 | 57666.6667 | 56000 | 54400 | 52800 | 51200 | 49600 | 48000 | 46400 | 44800 | 43200 | 41600 | 40000 | 40000 | 40000 | 40000 | 40000 | 40000 | 40000 | 40000 | 40000 | 40000 | 40000 | 40000 | 40000 | 40000 | 40000
coal-igcc-new | 52191.92 | 52191.92 | 52191.92 | 52191.92 | 52191.92 | 52191.92 | 52191.92 | 52191.92 | 52191.92 | 52191.92 | 52191.92 | 52191.92 | 52191.92 | 52191.92 | 52191.92 | 52191.92 | 52191.92 | 52191.92 | 52191.92 | 52191.92 | 52191.92 | 52191.92 | 52191.92 | 52191.92 | 52191.92 | 52191.92 | 52191.92 | 52191.92 | 52191.92 | 52191.92
coal-igcc-ccs-new | 73964.8 | 73964.8 | 73964.8 | 73964.8 | 73964.8 | 73964.8 | 73964.8 | 73964.8 | 73964.8 | 73964.8 | 73964.8 | 73964.8 | 73964.8 | 73964.8 | 73964.8 | 73964.8 | 73964.8 | 73964.8 | 73964.8 | 73964.8 | 73964.8 | 73964.8 | 73964.8 | 73964.8 | 73964.8 | 73964.8 | 73964.8 | 73964.8 | 73964.8 | 73964.8
ng-cc-new | 14488.16 | 14488.16 | 14488.16 | 14488.16 | 14488.16 | 14488.16 | 14488.16 | 14488.16 | 14488.16 | 14488.16 | 14488.16 | 14488.16 | 14488.16 | 14488.16 | 14488.16 | 14488.16 | 14488.16 | 14488.16 | 14488.16 | 14488.16 | 14488.16 | 14488.16 | 14488.16 | 14488.16 | 14488.16 | 14488.16 | 14488.16 | 14488.16 | 14488.16 | 14488.16
ng-cc-ccs-new | 32278.32 | 32278.32 | 32278.32 | 32278.32 | 32278.32 | 32278.32 | 32278.32 | 32278.32 | 32278.32 | 32278.32 | 32278.32 | 32278.32 | 32278.32 | 32278.32 | 32278.32 | 32278.32 | 32278.32 | 32278.32 | 32278.32 | 32278.32 | 32278.32 | 32278.32 | 32278.32 | 32278.32 | 32278.32 | 32278.32 | 32278.32 | 32278.32 | 32278.32 | 32278.32
ng-ct-new | 7305.04 | 7305.04 | 7305.04 | 7305.04 | 7305.04 | 7305.04 | 7305.04 | 7305.04 | 7305.04 | 7305.04 | 7305.04 | 7305.04 | 7305.04 | 7305.04 | 7305.04 | 7305.04 | 7305.04 | 7305.04 | 7305.04 | 7305.04 | 7305.04 | 7305.04 | 7305.04 | 7305.04 | 7305.04 | 7305.04 | 7305.04 | 7305.04 | 7305.04 | 7305.04
years | 2015-2044

## VarOM
$/MWh
| 1 | 2 | 3 | 4 | 5 | 6 | 7 | 8 | 9 | 10 | 11 | 12 | 13 | 14 | 15 | 16 | 17 | 18 | 19 | 20 | 21 | 22 | 23 | 24 | 25 | 26 | 27 | 28 | 29 | 30
coal-st-old1 | 5.27 | 5.27 | 5.27 | 5.27 | 5.27 | 5.27 | 5.27 | 5.27 | 5.27 | 5.27 | 5.27 | 5.27 | 5.27 | 5.27 | 5.27 | 5.27 | 5.27 | 5.27 | 5.27 | 5.27 | 5.27 | 5.27 | 5.27 | 5.27 | 5.27 | 5.27 | 5.27 | 5.27 | 5.27 | 5.27
ng-ct-old | 4.21 | 4.21 | 4.21 | 4.21 | 4.21 | 4.21 | 4.21 | 4.21 | 4.21 | 4.21 | 4.21 | 4.21 | 4.21 | 4.21 | 4.21 | 4.21 | 4.21 | 4.21 | 4.21 | 4.21 | 4.21 | 4.21 | 4.21 | 4.21 | 4.21 | 4.21 | 4.21 | 4.21 | 4.21 | 4.21
ng-cc-old | 3.16 | 3.16 | 3.16 | 3.16 | 3.16 | 3.16 | 3.16 | 3.16 | 3.16 | 3.16 | 3.16 | 3.16 | 3.16 | 3.16 | 3.16 | 3.16 | 3.16 | 3.16 | 3.16 | 3.16 | 3.16 | 3.16 | 3.16 | 3.16 | 3.16 | 3.16 | 3.16 | 3.16 | 3.16 | 3.16
ng-st-old | 6.85 | 6.85 | 6.85 | 6.85 | 6.85 | 6.85 | 6.85 | 6.85 | 6.85 | 6.85 | 6.85 | 6.85 | 6.85 | 6.85 | 6.85 | 6.85 | 6.85 | 6.85 | 6.85 | 6.85 | 6.85 | 6.85 | 6.85 | 6.85 | 6.85 | 6.85 | 6.85 | 6.85 | 6.85 | 6.85
nuc-st-old | 4.21 | 4.21 | 4.21 | 4.21 | 4.21 | 4.21 | 4.21 | 4.21 | 4.21 | 4.21 | 4.21 | 4.21 | 4.21 | 4.21 | 4.21 | 4.21 | 4.21 | 4.21 | 4.21 | 4.21 | 4.21 | 4.21 | 4.21 | 4.21 | 4.21 | 4.21 | 4.21 | 4.21 | 4.21 | 4.21
pv-old | 0 | 0 | 0 | 0 | 0 | 0 | 0 | 0 | 0 | 0 | 0 | 0 | 0 | 0 | 0 | 0 | 0 | 0 | 0 | 0 | 0 | 0 | 0 | 0 | 0 | 0 | 0 | 0 | 0 | 0
wind-old | 0 | 0 | 0 | 0 | 0 | 0 | 0 | 0 | 0 | 0 | 0 | 0 | 0 | 0 | 0 | 0 | 0 | 0 | 0 | 0 | 0 | 0 | 0 | 0 | 0 | 0 | 0 | 0 | 0 | 0
nuc-st-new | 2.1742 | 2.1742 | 2.1742 | 2.1742 | 2.1742 | 2.1742 | 2.1742 | 2.1742 | 2.1742 | 2.1742 | 2.1742 | 2.1742 | 2.1742 | 2.1742 | 2.1742 | 2.1742 | 2.1742 | 2.1742 | 2.1742 | 2.1742 | 2.1742 | 2.1742 | 2.1742 | 2.1742 | 2.1742 | 2.1742 | 2.1742 | 2.1742 | 2.1742 | 2.1742 | 2.1742
wind-new | 0 | 0 | 0 | 0 | 0 | 0 | 0 | 0 | 0 | 0 | 0 | 0 | 0 | 0 | 0 | 0 | 0 | 0 | 0 | 0 | 0 | 0 | 0 | 0 | 0 | 0 | 0 | 0 | 0 | 0 | 0
pv-new | 0 | 0 | 0 | 0 | 0 | 0 | 0 | 0 | 0 | 0 | 0 | 0 | 0 | 0 | 0 | 0 | 0 | 0 | 0 | 0 | 0 | 0 | 0 | 0 | 0 | 0 | 0 | 0 | 0 | 0 | 0
csp-new | 4 | 4 | 4 | 4 | 4 | 4 | 4 | 4 | 4 | 4 | 4 | 4 | 4 | 4 | 4 | 4 | 4 | 4 | 4 | 4 | 4 | 4 | 4 | 4 | 4 | 4 | 4 | 4 | 4 | 4 | 4
coal-igcc-new | 7.3355 | 7.3355 | 7.3355 | 7.3355 | 7.3355 | 7.3355 | 7.3355 | 7.3355 | 7.3355 | 7.3355 | 7.3355 | 7.3355 | 7.3355 | 7.3355 | 7.3355 | 7.3355 | 7.3355 | 7.3355 | 7.3355 | 7.3355 | 7.3355 | 7.3355 | 7.3355 | 7.3355 | 7.3355 | 7.3355 | 7.3355 | 7.3355 | 7.3355 | 7.3355 | 7.3355
coal-igcc-ccs-new | 8.575 | 8.575 | 8.575 | 8.575 | 8.575 | 8.575 | 8.575 | 8.575 | 8.575 | 8.575 | 8.575 | 8.575 | 8.575 | 8.575 | 8.575 | 8.575 | 8.575 | 8.575 | 8.575 | 8.575 | 8.575 | 8.575 | 8.575 | 8.575 | 8.575 | 8.575 | 8.575 | 8.575 | 8.575 | 8.575 | 8.575
ng-cc-new | 3.49 | 3.49 | 3.49 | 3.49 | 3.49 | 3.49 | 3.49 | 3.49 | 3.49 | 3.49 | 3.49 | 3.49 | 3.49 | 3.49 | 3.49 | 3.49 | 3.49 | 3.49 | 3.49 | 3.49 | 3.49 | 3.49 | 3.49 | 3.49 | 3.49 | 3.49 | 3.49 | 3.49 | 3.49 | 3.49 | 3.49
ng-cc-ccs-new | 6.8885 | 6.8885 | 6.8885 | 6.8885 | 6.8885 | 6.8885 | 6.8885 | 6.8885 | 6.8885 | 6.8885 | 6.8885 | 6.8885 | 6.8885 | 6.8885 | 6.8885 | 6.8885 | 6.8885 | 6.8885 | 6.8885 | 6.8885 | 6.8885 | 6.8885 | 6.8885 | 6.8885 | 6.8885 | 6.8885 | 6.8885 | 6.8885 | 6.8885 | 6.8885 | 6.8885
ng-ct-new | 13.1115 | 13.1115 | 13.1115 | 13.1115 | 13.1115 | 13.1115 | 13.1115 | 13.1115 | 13.1115 | 13.1115 | 13.1115 | 13.1115 | 13.1115 | 13.1115 | 13.1115 | 13.1115 | 13.1115 | 13.1115 | 13.1115 | 13.1115 | 13.1115 | 13.1115 | 13.1115 | 13.1115 | 13.1115 | 13.1115 | 13.1115 | 13.1115 | 13.1115 | 13.1115 | 13.1115
years | 2015-2044

## FuelPrice
Scenarios | Ref2015_USD12 |  | low_oil_prices_USD12 |  | high_oil_price_USD12 |  | high_economic_growth_USD12 |  | low_economic_growth_USD12 |  | high_oil_and_gas_resource_USD12
| NG | Coal | NG | Coal | NG | Coal | NG | Coal | NG | Coal | NG | Coal
1 | 4.3 | 2.22 | 4.3 | 2.19 | 4.21 | 2.37 | 4.3 | 2.2 | 4.28 | 2.2 | 4.06 | 2.19
2 | 4.34 | 2.21 | 4.5 | 2.15 | 4.15 | 2.34 | 4.46 | 2.2 | 4.45 | 2.2 | 4.07 | 2.17
3 | 4.32 | 2.23 | 4.56 | 2.18 | 4.2 | 2.36 | 4.51 | 2.24 | 4.35 | 2.22 | 3.96 | 2.19
4 | 4.45 | 2.26 | 4.54 | 2.21 | 4.28 | 2.4 | 4.66 | 2.27 | 4.34 | 2.25 | 3.69 | 2.18
5 | 4.87 | 2.3 | 4.75 | 2.24 | 4.63 | 2.45 | 5.11 | 2.31 | 4.62 | 2.27 | 3.66 | 2.19
6 | 5.3 | 2.34 | 4.84 | 2.27 | 5.03 | 2.51 | 5.55 | 2.35 | 4.85 | 2.31 | 3.62 | 2.2
7 | 5.55 | 2.38 | 4.96 | 2.29 | 5.52 | 2.56 | 5.83 | 2.38 | 5.16 | 2.34 | 3.69 | 2.22
8 | 5.7 | 2.41 | 5.06 | 2.32 | 5.97 | 2.59 | 6.06 | 2.42 | 5.35 | 2.38 | 3.72 | 2.24
9 | 5.87 | 2.44 | 5.31 | 2.36 | 6.65 | 2.64 | 6.35 | 2.45 | 5.59 | 2.41 | 3.83 | 2.26
10 | 5.99 | 2.47 | 5.55 | 2.39 | 7.1 | 2.68 | 6.44 | 2.49 | 5.67 | 2.44 | 3.86 | 2.29
11 | 6.16 | 2.5 | 5.76 | 2.41 | 7.37 | 2.71 | 6.49 | 2.52 | 5.83 | 2.48 | 3.93 | 2.32
12 | 6.33 | 2.53 | 5.93 | 2.44 | 7.52 | 2.75 | 6.53 | 2.54 | 6 | 2.51 | 3.98 | 2.34
13 | 6.29 | 2.56 | 6.16 | 2.46 | 7.55 | 2.79 | 6.53 | 2.57 | 6.02 | 2.53 | 4.02 | 2.36
14 | 6.17 | 2.57 | 6.2 | 2.48 | 7.47 | 2.83 | 6.41 | 2.58 | 5.94 | 2.56 | 4.08 | 2.38
15 | 6.15 | 2.6 | 6.08 | 2.49 | 7.59 | 2.86 | 6.39 | 2.6 | 5.9 | 2.57 | 4.07 | 2.39
16 | 6.11 | 2.62 | 6.07 | 2.51 | 7.76 | 2.91 | 6.5 | 2.63 | 5.95 | 2.6 | 4.08 | 2.4
17 | 6.27 | 2.64 | 6.14 | 2.52 | 8.01 | 2.94 | 6.71 | 2.66 | 5.99 | 2.62 | 4.1 | 2.42
18 | 6.42 | 2.66 | 6.26 | 2.54 | 8.2 | 2.97 | 6.8 | 2.68 | 6.12 | 2.65 | 4.15 | 2.43
19 | 6.56 | 2.69 | 6.34 | 2.55 | 8.22 | 3 | 6.98 | 2.7 | 6.19 | 2.67 | 4.21 | 2.45
20 | 6.71 | 2.71 | 6.42 | 2.56 | 8.22 | 3.03 | 7.11 | 2.73 | 6.33 | 2.7 | 4.27 | 2.47
21 | 6.86 | 2.74 | 6.51 | 2.57 | 8.34 | 3.07 | 7.28 | 2.75 | 6.39 | 2.72 | 4.36 | 2.5
22 | 7.03 | 2.76 | 6.62 | 2.59 | 8.59 | 3.11 | 7.48 | 2.78 | 6.53 | 2.74 | 4.42 | 2.53
23 | 7.19 | 2.79 | 6.76 | 2.6 | 8.81 | 3.14 | 7.63 | 2.81 | 6.69 | 2.77 | 4.48 | 2.56
24 | 7.4 | 2.81 | 6.97 | 2.62 | 9.2 | 3.18 | 7.85 | 2.84 | 6.98 | 2.8 | 4.52 | 2.57
25 | 7.74 | 2.84 | 7.4 | 2.64 | 9.64 | 3.21 | 8.31 | 2.88 | 7.34 | 2.82 | 4.59 | 2.6
26 | 8.14 | 2.87 | 7.64 | 2.65 | 9.91 | 3.24 | 8.56 | 2.91 | 7.74 | 2.85 | 4.59 | 2.62
27 | 8.1401 | 2.8907 | 7.64 | 2.6627 | 9.91 | 3.2773 | 8.582 | 2.928 | 7.74 | 2.872 | 4.6933 | 2.6447
28 | 8.2879 | 2.9161 | 7.7208 | 2.677 | 10.0573 | 3.3116 | 8.784 | 2.956 | 7.7905 | 2.8971 | 4.7523 | 2.6682
29 | 8.4811 | 2.9415 | 7.8769 | 2.6913 | 10.264 | 3.3458 | 8.986 | 2.984 | 7.9691 | 2.9222 | 4.8113 | 2.6918
30 | 8.6743 | 2.9668 | 8.033 | 2.7056 | 10.4707 | 3.3801 | 9.188 | 3.012 | 8.1476 | 2.9473 | 4.8702 | 2.7154
|  | Ref2015_USD12 | [5 empty] | low_oil_prices_USD12 | [5 empty] | high_oil_price_USD12 |  |  |  |  | Reference
| NG |  |  | Coal |  |  | NG |  |  | Coal |  |  | NG |  |  | Coal |  | NG |  |  | Coal
1 | 3.2572 |  | 1 | 2.1856 |  | 1 | 4.3 |  | 1 | 2.19 |  | 1 | 4.21 |  | 1 | 2.37 | 1 | 4.06 |  | 1 | 2.19
2 | 3.4695 |  | 2 | 2.1011 |  | 2 | 4.5 |  | 2 | 2.15 |  | 2 | 4.15 |  | 2 | 2.34 | 2 | 4.07 |  | 2 | 2.17
3 | 3.8893 |  | 3 | 2.0862 |  | 3 | 4.56 |  | 3 | 2.18 |  | 3 | 4.2 |  | 3 | 2.36 | 3 | 3.96 |  | 3 | 2.19
4 | 4.1243 |  | 4 | 2.202 |  | 4 | 4.54 |  | 4 | 2.21 |  | 4 | 4.28 |  | 4 | 2.4 | 4 | 3.69 |  | 4 | 2.18
5 | 4.3865 |  | 5 | 2.2306 |  | 5 | 4.75 |  | 5 | 2.24 |  | 5 | 4.63 |  | 5 | 2.45 | 5 | 3.66 |  | 5 | 2.19
6 | 4.692 |  | 6 | 2.2647 |  | 6 | 4.84 |  | 6 | 2.27 |  | 6 | 5.03 |  | 6 | 2.51 | 6 | 3.62 |  | 6 | 2.2
7 | 4.6814 |  | 7 | 2.2659 |  | 7 | 4.96 |  | 7 | 2.29 |  | 7 | 5.52 |  | 7 | 2.56 | 7 | 3.69 |  | 7 | 2.22
8 | 4.7355 |  | 8 | 2.2652 |  | 8 | 5.06 |  | 8 | 2.32 |  | 8 | 5.97 |  | 8 | 2.59 | 8 | 3.72 |  | 8 | 2.24
9 | 5.0005 |  | 9 | 2.2718 |  | 9 | 5.31 |  | 9 | 2.36 |  | 9 | 6.65 |  | 9 | 2.64 | 9 | 3.83 |  | 9 | 2.26
10 | 5.2281 |  | 10 | 2.2643 |  | 10 | 5.55 |  | 10 | 2.39 |  | 10 | 7.1 |  | 10 | 2.68 | 10 | 3.86 |  | 10 | 2.29
11 | 5.3974 |  | 11 | 2.2647 |  | 11 | 5.76 |  | 11 | 2.41 |  | 11 | 7.37 |  | 11 | 2.71 | 11 | 3.93 |  | 11 | 2.32
12 | 5.3809 |  | 12 | 2.2685 |  | 12 | 5.93 |  | 12 | 2.44 |  | 12 | 7.52 |  | 12 | 2.75 | 12 | 3.98 |  | 12 | 2.34
13 | 5.3972 |  | 13 | 2.2628 |  | 13 | 6.16 |  | 13 | 2.46 |  | 13 | 7.55 |  | 13 | 2.79 | 13 | 4.02 |  | 13 | 2.36
14 | 5.4548 |  | 14 | 2.2579 |  | 14 | 6.2 |  | 14 | 2.48 |  | 14 | 7.47 |  | 14 | 2.83 | 14 | 4.08 |  | 14 | 2.38
15 | 5.5371 |  | 15 | 2.2556 |  | 15 | 6.08 |  | 15 | 2.49 |  | 15 | 7.59 |  | 15 | 2.86 | 15 | 4.07 |  | 15 | 2.39
16 | 5.5744 |  | 16 | 2.2566 |  | 16 | 6.07 |  | 16 | 2.51 |  | 16 | 7.76 |  | 16 | 2.91 | 16 | 4.08 |  | 16 | 2.4
17 | 5.5102 |  | 17 | 2.2697 |  | 17 | 6.14 |  | 17 | 2.52 |  | 17 | 8.01 |  | 17 | 2.94 | 17 | 4.1 |  | 17 | 2.42
18 | 5.4761 |  | 18 | 2.2836 |  | 18 | 6.26 |  | 18 | 2.54 |  | 18 | 8.2 |  | 18 | 2.97 | 18 | 4.15 |  | 18 | 2.43
19 | 5.4512 |  | 19 | 2.2968 |  | 19 | 6.34 |  | 19 | 2.55 |  | 19 | 8.22 |  | 19 | 3 | 19 | 4.21 |  | 19 | 2.45
20 | 5.4166 |  | 20 | 2.3105 |  | 20 | 6.42 |  | 20 | 2.56 |  | 20 | 8.22 |  | 20 | 3.03 | 20 | 4.27 |  | 20 | 2.47
21 | 5.3827 |  | 21 | 2.3182 |  | 21 | 6.51 |  | 21 | 2.57 |  | 21 | 8.34 |  | 21 | 3.07 | 21 | 4.36 |  | 21 | 2.5
22 | 5.4132 |  | 22 | 2.3314 |  | 22 | 6.62 |  | 22 | 2.59 |  | 22 | 8.59 |  | 22 | 3.11 | 22 | 4.42 |  | 22 | 2.53
23 | 5.3807 |  | 23 | 2.3422 |  | 23 | 6.76 |  | 23 | 2.6 |  | 23 | 8.81 |  | 23 | 3.14 | 23 | 4.48 |  | 23 | 2.56
24 | 5.3628 |  | 24 | 2.3573 |  | 24 | 6.97 |  | 24 | 2.62 |  | 24 | 9.2 |  | 24 | 3.18 | 24 | 4.52 |  | 24 | 2.57
25 | 5.3943 |  | 25 | 2.3694 |  | 25 | 7.4 |  | 25 | 2.64 |  | 25 | 9.64 |  | 25 | 3.21 | 25 | 4.59 |  | 25 | 2.6
26 | 5.3627 |  | 26 | 2.3829 |  | 26 | 7.64 |  | 26 | 2.65 |  | 26 | 9.91 |  | 26 | 3.24 | 26 | 4.59 |  | 26 | 2.62
27 | 5.3627 |  | 27 | 2.3939 |  | 27 | 7.64 |  | 27 | 2.6627 |  | 27 | 9.91 |  | 27 | 3.2773 | 27 | 4.6933 |  | 27 | 2.6447
28 | 5.3627 |  | 28 | 2.4062 |  | 28 | 7.7208 |  | 28 | 2.677 |  | 28 | 10.0573 |  | 28 | 3.3116 | 28 | 4.7523 |  | 28 | 2.6682
29 | 5.3627 |  | 29 | 2.4185 |  | 29 | 7.8769 |  | 29 | 2.6913 |  | 29 | 10.264 |  | 29 | 3.3458 | 29 | 4.8113 |  | 29 | 2.6918
30 | 5.3627 |  | 30 | 2.4308 |  | 30 | 8.033 |  | 30 | 2.7056 |  | 30 | 10.4707 |  | 30 | 3.3801 | 30 | 4.8702 |  | 30 | 2.7154

## CarbonTax
| Carbon Tax $/tonneCO2 |  | Carbon Tax $/kg CO2
1 | 20 | 1 | 0.02
2 | 21 | 2 | 0.021
3 | 22 | 3 | 0.022
4 | 23 | 4 | 0.023
5 | 24 | 5 | 0.024
6 | 25 | 6 | 0.025
7 | 26 | 7 | 0.026
8 | 27 | 8 | 0.027
9 | 29 | 9 | 0.029
10 | 31 | 10 | 0.031
11 | 33 | 11 | 0.033
12 | 35 | 12 | 0.035
13 | 35 | 13 | 0.035
14 | 35 | 14 | 0.035
15 | 35 | 15 | 0.035
16 | 35 | 16 | 0.035
17 | 35 | 17 | 0.035
18 | 35 | 18 | 0.035
19 | 35 | 19 | 0.035
20 | 35 | 20 | 0.035
21 | 35 | 21 | 0.035
22 | 35 | 22 | 0.035
23 | 35 | 23 | 0.035
24 | 35 | 24 | 0.035
25 | 35 | 25 | 0.035
26 | 35 | 26 | 0.035
27 | 35 | 27 | 0.035
28 | 35 | 28 | 0.035
29 | 35 | 29 | 0.035
30 | 35 | 30 | 0.035

## Transm
Distances between zones |  |  | (miles)
| Northeast | West | Coastal | South | Panhandle
Northeast | 0 | 325 | 250 | 275 | 375
West | 325 | 0 | 450 | 300 | 250
Coastal | 250 | 450 | 0 | 200 | 600
South | 275 | 300 | 200 | 0 | 500
Panhandle | 375 | 250 | 600 | 500 | 0
Assumed Centroid:
Zone 1 – Dallas, Zone 2 – Glasscock County, Zone 3 – Houston, Zone 4 – San Antonio and Zone 5 – Amarillo
Line capacity between zones (MW) |  |  |  | source: https://repositories.lib.utexas.edu/bitstream/handle/2152/22990/PARK-DISSERTATION-2013.pdf?sequence=1
| Northeast | West | Coastal | South | Panhandle
Northeast |  | 7737.6 | 4163 | 9548 | 2512.8
West | 7737.6 |  |  | 11214.6 | 2512.8
Coastal | 4163 |  |  | 4444
South | 9548 | 11214.6 | 4444
Panhandle | 2512.8 | 2512.8
*source transmission limit for Panhandle (http://www.ercot.com/content/wcm/key_documents_lists/79528/10._ERCOT_Independent_Review_Panhandle_Upgrades_V1FINAL.pdf) page 7
Transmission cost
$/mile | 2000000

## PeakLoad
AnnualLoadGrowthRate
1 | 66732 | 1.4%
2 | 67666.248 |  | t1 | 66732
3 | 68613.5755 |  | t4 | 69574.1655 | 69574.1655
4 | 69574.1655 |  | t7 | 72537.381
5 | 70548.2038 |  | t10 | 75626.802
6 | 71535.8787 |  | t13 | 78847.8038
7 | 72537.381 |  | t16 | 82205.9904
8 | 73552.9043 |  | t19 | 85707.2047
9 | 74582.645 |  | t22 | 89357.5383
10 | 75626.802 |  | t25 | 93163.3424
11 | 76685.5773 |  | t28 | 97131.2384
12 | 77759.1753
13 | 78847.8038
14 | 79951.673
15 | 81070.9965
16 | 82205.9904
17 | 83356.8743
18 | 84523.8705
19 | 85707.2047
20 | 86907.1056
21 | 88123.8051
22 | 89357.5383
23 | 90608.5439
24 | 91877.0635
25 | 93163.3424
26 | 94467.6292
27 | 95790.176
28 | 97131.2384
29 | 98491.0758
30 | 99869.9508

## LoadData_hour
06/30/2016 - modified load data to match with chronological model for April, July, October, January
Month | Season | Hour | Northeast | West | Coastal | South | Panhandle | ERCOT total | ERCOT total
Jan | Winter | 1:00 | 13580.9326 | 2833.5897 | 8512.6639 | 7733.2715 | 0 | 32660.4577 |  | Spring | Summer | Fall | Winter
|  | 2:00 | 13362.3111 | 2817.5897 | 8321.6639 | 7541.1833 | 0 | 32042.748 | 1:00 | 28762.4557 | 39269.3844 | 28630.3234 | 32660.4577
|  | 3:00 | 13246.4001 | 2814.5897 | 8248.6639 | 7446.5133 | 0 | 31756.167 | 2:00 | 27953.8081 | 37605.7689 | 27920.8833 | 32042.748
|  | 4:00 | 13208.4494 | 2826.5897 | 8269.6639 | 7458.6252 | 0 | 31763.3282 | 3:00 | 27163.5147 | 36357.6173 | 27607.7738 | 31756.167
|  | 5:00 | 13494.5502 | 2844.5897 | 8435.6639 | 7619.088 | 0 | 32393.8919 | 4:00 | 26319.8458 | 35806.1588 | 27938.9796 | 31763.3282
|  | 6:00 | 14525.133 | 2945.5897 | 9012.6639 | 8254.6974 | 0 | 34738.084 | 5:00 | 27327.1734 | 36133.7284 | 29552.3255 | 32393.8919
|  | 7:00 | 16197.484 | 3167.5897 | 9890.6639 | 9174.1434 | 0 | 38429.881 | 6:00 | 29810.6303 | 36686.237 | 32596.1907 | 34738.084
|  | 8:00 | 16859.8061 | 3258.5897 | 10054.6639 | 9476.6227 | 0 | 39649.6824 | 7:00 | 31738.4468 | 37341.5569 | 34097.1525 | 38429.881
|  | 9:00 | 16265.0889 | 3208.5897 | 9932.6639 | 9294.231 | 0 | 38700.5735 | 8:00 | 32424.2268 | 39720.1709 | 34138.4652 | 39649.6824
|  | 10:00 | 16028.9928 | 3158.5897 | 10127.6639 | 9208.985 | 0 | 38524.2314 | 9:00 | 33459.2081 | 43040.0578 | 35234.772 | 38700.5735
|  | 11:00 | 15773.3558 | 3113.5897 | 10249.6639 | 9051.2888 | 0 | 38187.8982 | 10:00 | 34470.8318 | 46534.1371 | 36579.852 | 38524.2314
|  | 12:00 | 15533.9863 | 3039.5897 | 10232.6639 | 8859.3423 | 0 | 37665.5822 | 11:00 | 35327.4428 | 49649.8693 | 37777.3433 | 38187.8982
|  | 13:00 | 15237.4425 | 2966.5897 | 10215.6639 | 8659.971 | 0 | 37079.6671 | 12:00 | 36141.9363 | 52471.0532 | 38619.7908 | 37665.5822
|  | 14:00 | 14951.7202 | 2934.5897 | 10253.6639 | 8438.0304 | 0 | 36578.0042 | 13:00 | 36980.6883 | 54935.7906 | 39701.4677 | 37079.6671
|  | 15:00 | 14548.0984 | 2874.5897 | 10284.6639 | 8371.3119 | 0 | 36078.6639 | 14:00 | 37843.2688 | 56775.1777 | 40737.1724 | 36578.0042
|  | 16:00 | 14241.0936 | 2860.5897 | 10291.6639 | 8278.084 | 0 | 35671.4312 | 15:00 | 38630.4401 | 57994.6938 | 41669.1914 | 36078.6639
|  | 17:00 | 14156.0636 | 2886.5897 | 10271.6639 | 8418.0855 | 0 | 35732.4027 | 16:00 | 39149.2419 | 58529.417 | 42375.4602 | 35671.4312
|  | 18:00 | 14565.0441 | 2914.5897 | 10369.6639 | 8706.2578 | 0 | 36555.5555 | 17:00 | 39034.235 | 58077.4861 | 42071.468 | 35732.4027
|  | 19:00 | 15607.9155 | 3041.5897 | 10752.6639 | 9350.2252 | 0 | 38752.3944 | 18:00 | 38443.5334 | 56610.9711 | 41170.9914 | 36555.5555
|  | 20:00 | 15691.9738 | 3073.5897 | 10693.6639 | 9402.2522 | 0 | 38861.4796 | 19:00 | 37551.7035 | 54496.3131 | 41838.058 | 38752.3944
|  | 21:00 | 15577.4498 | 3053.5897 | 10450.6639 | 9313.1133 | 0 | 38394.8167 | 20:00 | 38504.7718 | 52587.7576 | 40973.6528 | 38861.4796
|  | 22:00 | 15185.4372 | 3005.5897 | 10005.6639 | 9006.8632 | 0 | 37203.554 | 21:00 | 37677.0405 | 51179.1729 | 39019.632 | 38394.8167
|  | 23:00 | 14387.4182 | 2896.5897 | 9400.6639 | 8509.3769 | 0 | 35194.0487 | 22:00 | 35325.8832 | 48092.9151 | 36136.3927 | 37203.554
|  | 24:00 | 13536.6004 | 2776.5897 | 8788.6639 | 7970.9723 | 0 | 33072.8264 | 23:00 | 32651.1124 | 44733.7486 | 33026.7678 | 35194.0487
Feb |  | 25:00 | 12579.9356 | 2766.5945 | 8829.6639 | 7185.9909 | 0 | 31362.1849 | 24:00 | 30081.0526 | 41611.5848 | 30822.4718 | 33072.8264
|  | 26:00 | 12387.5431 | 2730.0774 | 8648.6639 | 6964.4666 | 0 | 30730.751
|  | 27:00 | 12251.4248 | 2713.6438 | 8494.6639 | 6868.555 | 0 | 30328.2875
|  | 28:00 | 12223.958 | 2719.3517 | 8418.6639 | 6855.4604 | 0 | 30217.4341 | Northeast |  |  |  |  | West |  |  |  |  | Coastal
|  | 29:00 | 12499.9777 | 2760.0204 | 8519.6639 | 7015.6154 | 0 | 30795.2774 |  | Spring | Summer | Fall | Winter |  | Spring | Summer | Fall | Winter |  | Spring | Summer | Fall | Winter
|  | 30:00 | 13576.7105 | 2866.5811 | 9024.6639 | 7622.8965 | 0 | 33090.8521 | 1:00 | 12831 | 15980 | 10745 | 16656 | 1:00 | 2326 | 2334 | 1972 | 2325 | 1:00 | 8244 | 11684 | 8330 | 11235
|  | 31:00 | 15410.1696 | 3043.0841 | 9717.6639 | 8736.7255 | 0 | 36907.6432 | 2:00 | 12711 | 15086 | 10403 | 15761 | 2:00 | 2287 | 2228 | 1927 | 2251 | 2:00 | 7865 | 11245 | 8099 | 10739
|  | 32:00 | 16027.7351 | 3142.8208 | 9968.6639 | 9081.4867 | 0 | 38220.7065 | 3:00 | 12623 | 14428 | 10179 | 15200 | 3:00 | 2265 | 2144 | 1913 | 2202 | 3:00 | 7688 | 10914 | 7980 | 10408
|  | 33:00 | 15660.5274 | 3094.9736 | 10003.6639 | 8830.0678 | 0 | 37589.2328 | 4:00 | 12713 | 14055 | 10293 | 14994 | 4:00 | 2296 | 2105 | 1916 | 2159 | 4:00 | 7576 | 10753 | 7997 | 10361
|  | 34:00 | 15485.3934 | 3075.4593 | 10097.6639 | 8873.6842 | 0 | 37532.2008 | 5:00 | 13059 | 14094 | 10517 | 15349 | 5:00 | 2343 | 2071 | 1940 | 2200 | 5:00 | 7527 | 10754 | 8183 | 10715
|  | 35:00 | 15298.6913 | 3051.6236 | 10103.6639 | 8854.307 | 0 | 37308.2858 | 6:00 | 13693 | 14764 | 11578 | 16199 | 6:00 | 2411 | 2103 | 2030 | 2319 | 6:00 | 7638 | 11117 | 8817 | 11160
|  | 36:00 | 14986.7055 | 3005.4652 | 10057.6639 | 8742.7514 | 0 | 36792.5861 | 7:00 | 14529 | 15857 | 13603 | 17095 | 7:00 | 2482 | 2199 | 2242 | 2383 | 7:00 | 7936 | 11556 | 9842 | 11730
|  | 37:00 | 14688.7934 | 2956.2789 | 10012.6639 | 8667.8291 | 0 | 36325.5653 | 8:00 | 15099 | 16534 | 14742 | 18380 | 8:00 | 2563 | 2260 | 2402 | 2514 | 8:00 | 8105 | 11821 | 10302 | 12559
|  | 38:00 | 14385.9809 | 2919.6402 | 10000.6639 | 8539.3347 | 0 | 35845.6197 | 9:00 | 15850 | 17362 | 14536 | 20052 | 9:00 | 2671 | 2370 | 2370 | 2684 | 9:00 | 8442 | 12369 | 10274 | 13509
|  | 39:00 | 14128.2745 | 2890.8609 | 9936.6639 | 8388.1532 | 0 | 35343.9525 | 10:00 | 15967 | 18451 | 14648 | 21827 | 10:00 | 2676 | 2527 | 2371 | 2822 | 10:00 | 8827 | 13173 | 10541 | 14661
|  | 40:00 | 14009.9816 | 2889.2062 | 9960.6639 | 8330.8787 | 0 | 35190.7304 | 11:00 | 15607 | 19753 | 14737 | 23483 | 11:00 | 2606 | 2701 | 2374 | 2945 | 11:00 | 9111 | 14243 | 10801 | 15651
|  | 41:00 | 14104.3078 | 2884.8247 | 10053.6639 | 8485.8821 | 0 | 35528.6785 | 12:00 | 14999 | 21002 | 14819 | 24916 | 12:00 | 2544 | 2869 | 2372 | 3066 | 12:00 | 9183 | 15188 | 10960 | 16423
|  | 42:00 | 14484.2526 | 2875.0193 | 10111.6639 | 8853.3691 | 0 | 36324.3049 | 13:00 | 14612 | 22451 | 14757 | 26147 | 13:00 | 2488 | 3012 | 2348 | 3181 | 13:00 | 9121 | 16022 | 10995 | 17096
|  | 43:00 | 15078.2131 | 2950.3976 | 10465.6639 | 9395.4106 | 0 | 37889.6852 | 14:00 | 14226 | 23951 | 14701 | 26969 | 14:00 | 2427 | 3177 | 2337 | 3281 | 14:00 | 9056 | 16842 | 11127 | 17415
|  | 44:00 | 14985.4686 | 3018.0763 | 10459.6639 | 9476.0014 | 0 | 37939.2102 | 15:00 | 13797 | 25056 | 14483 | 27509 | 15:00 | 2369 | 3262 | 2328 | 3377 | 15:00 | 9044 | 17362 | 11172 | 17597
|  | 45:00 | 14788.5456 | 3004.73 | 10298.6639 | 9342.5305 | 0 | 37434.47 | 16:00 | 13635 | 25758 | 14335 | 27708 | 16:00 | 2334 | 3368 | 2313 | 3416 | 16:00 | 9071 | 17463 | 11173 | 17459
|  | 46:00 | 14321.1963 | 2983.8696 | 9962.6639 | 8962.4712 | 0 | 36230.2011 | 17:00 | 14169 | 25648 | 14392 | 27383 | 17:00 | 2345 | 3407 | 2310 | 3396 | 17:00 | 9239 | 17367 | 11156 | 17198
|  | 47:00 | 13684.9299 | 2905.6742 | 9419.6639 | 8335.6306 | 0 | 34345.8986 | 18:00 | 15622 | 24576 | 15028 | 26480 | 18:00 | 2475 | 3351 | 2291 | 3400 | 18:00 | 9954 | 17061 | 11400 | 16545
|  | 24:00 | 12836.9071 | 2800.2656 | 8849.6639 | 7613.4143 | 0 | 32100.251 | 19:00 | 17089 | 23256 | 15940 | 25442 | 19:00 | 2692 | 3255 | 2431 | 3231 | 19:00 | 10466 | 16417 | 11744 | 15772
Mar | Spring | 49:00 | 10881.0328 | 2582.2935 | 8291.4526 | 6720.9931 | 0 | 28475.7721 | 20:00 | 17498 | 21818 | 15708 | 24260 | 20:00 | 2787 | 3156 | 2465 | 3091 | 20:00 | 10553 | 15576 | 11573 | 15206
|  | 50:00 | 10603.0576 | 2550.7435 | 8078.4526 | 6513.9931 | 0 | 27746.2469 | 21:00 | 17581 | 20983 | 15299 | 23450 | 21:00 | 2807 | 3032 | 2435 | 3028 | 21:00 | 10477 | 15047 | 11335 | 14751
|  | 51:00 | 10511.1405 | 2548.1771 | 7959.4526 | 6407.9931 | 0 | 27426.7633 | 22:00 | 17283 | 20306 | 14506 | 21800 | 22:00 | 2809 | 2945 | 2357 | 2848 | 22:00 | 10080 | 14452 | 10861 | 13767
|  | 52:00 | 10566.5529 | 2560.7075 | 7965.4526 | 6374.9931 | 0 | 27467.7061 | 23:00 | 16343 | 18597 | 13229 | 19791 | 23:00 | 2719 | 2662 | 2221 | 2647 | 23:00 | 9496 | 13394 | 10197 | 12705
|  | 53:00 | 10887.4409 | 2601.3097 | 8094.4526 | 6440.9931 | 0 | 28024.1962 | 24:00 | 15403 | 16733 | 11926 | 18029 | 24:00 | 2624 | 2528 | 2079 | 2466 | 24:00 | 8709 | 12313 | 9385 | 11697
|  | 54:00 | 11850.1239 | 2721.2927 | 8595.4526 | 6856.9931 | 0 | 30023.8623
|  | 55:00 | 13114.963 | 2865.8102 | 9232.4526 | 7779.9931 | 0 | 32993.2189
|  | 56:00 | 13482.9626 | 2902.6071 | 9459.4526 | 8053.9931 | 0 | 33899.0154 | South |  |  |  |  | Panhandle
|  | 57:00 | 13487.182 | 2918.1842 | 9638.4526 | 8094.9931 | 0 | 34138.812 |  | Spring | Summer | Fall | Winter |  | Spring | Summer | Fall | Winter
|  | 58:00 | 13502.0014 | 2892.8445 | 9819.4526 | 8247.9931 | 0 | 34462.2916 | 1:00 | 6840 | 9727 | 6339 | 9486 | 1:00 | 0 | 0 | 0 | 0
|  | 59:00 | 13497.9881 | 2894.9189 | 9989.4526 | 8406.9931 | 0 | 34789.3527 | 2:00 | 6492 | 9058 | 6004 | 8953 | 2:00 | 0 | 0 | 0 | 0
|  | 60:00 | 13360.89 | 2872.2212 | 10031.4526 | 8477.9931 | 0 | 34742.5569 | 3:00 | 6357 | 8584 | 5866 | 8578 | 3:00 | 0 | 0 | 0 | 0
|  | 61:00 | 13242.7058 | 2860.6386 | 10043.4526 | 8533.9931 | 0 | 34680.7901 | 4:00 | 6341 | 8293 | 5835 | 8368 | 4:00 | 0 | 0 | 0 | 0
|  | 62:00 | 13183.8073 | 2854.0745 | 10169.4526 | 8598.9931 | 0 | 34806.3276 | 5:00 | 6442 | 8207 | 5906 | 8517 | 5:00 | 0 | 0 | 0 | 0
|  | 63:00 | 13105.7157 | 2855.6446 | 10240.4526 | 8630.9931 | 0 | 34832.806 | 6:00 | 6675 | 8484 | 6415 | 8925 | 6:00 | 0 | 0 | 0 | 0
|  | 64:00 | 13181.7401 | 2852.576 | 10271.4526 | 8662.9931 | 0 | 34968.7619 | 7:00 | 7067 | 9058 | 7444 | 9338 | 7:00 | 0 | 0 | 0 | 0
|  | 65:00 | 13091.7394 | 2856.0743 | 10270.4526 | 8663.9931 | 0 | 34882.2595 | 8:00 | 7511 | 9427 | 7956 | 10148 | 8:00 | 0 | 0 | 0 | 0
|  | 66:00 | 13141.3257 | 2864.8909 | 10051.4526 | 8622.9931 | 0 | 34680.6624 | 9:00 | 8103 | 10062 | 7820 | 11126 | 9:00 | 0 | 0 | 0 | 0
|  | 67:00 | 13406.8416 | 2881.4955 | 10089.4526 | 8697.9931 | 0 | 35075.7828 | 10:00 | 8445 | 10974 | 7936 | 11989 | 10:00 | 0 | 0 | 0 | 0
|  | 68:00 | 13915.4226 | 2959.3515 | 10419.4526 | 9048.9931 | 0 | 36343.2198 | 11:00 | 8483 | 11948 | 8146 | 12829 | 11:00 | 0 | 0 | 0 | 0
|  | 69:00 | 13664.4313 | 2915.8121 | 10257.4526 | 8943.9931 | 0 | 35781.6891 | 12:00 | 8358 | 12839 | 8303 | 13525 | 12:00 | 0 | 0 | 0 | 0
|  | 70:00 | 13077.2386 | 2860.5485 | 9765.4526 | 8593.9931 | 0 | 34297.2328 | 13:00 | 8199 | 13589 | 8393 | 14307 | 13:00 | 0 | 0 | 0 | 0
|  | 71:00 | 12199.2871 | 2761.1056 | 9123.4526 | 7951.9931 | 0 | 32035.8384 | 14:00 | 8036 | 14313 | 8466 | 14872 | 14:00 | 0 | 0 | 0 | 0
|  | 24:00 | 11150.9871 | 2693.45 | 8534.4526 | 7297.9931 | 0 | 29676.8828 | 15:00 | 7839 | 14817 | 8433 | 15286 | 15:00 | 0 | 0 | 0 | 0
Apr |  | 73:00 | 10641.5553 | 2578.0905 | 8563.4145 | 6979.3953 | 0 | 28762.4557 | 16:00 | 7857 | 15007 | 8384 | 15466 | 16:00 | 0 | 0 | 0 | 0
|  | 74:00 | 10411.423 | 2553.6299 | 8277.9275 | 6710.8276 | 0 | 27953.8081 | 17:00 | 7937 | 14698 | 8353 | 15329 | 17:00 | 0 | 0 | 0 | 0
|  | 75:00 | 9932.036 | 2530.6257 | 8122.7511 | 6578.1019 | 0 | 27163.5147 | 18:00 | 8688 | 14169 | 8464 | 14992 | 18:00 | 0 | 0 | 0 | 0
|  | 76:00 | 9228.6865 | 2522.5756 | 8052.4592 | 6516.1246 | 0 | 26319.8458 | 19:00 | 9580 | 13631 | 9109 | 14266 | 19:00 | 0 | 0 | 0 | 0
|  | 77:00 | 9908.9964 | 2577.9411 | 8223.3047 | 6616.9312 | 0 | 27327.1734 | 20:00 | 9796 | 13049 | 9121 | 13642 | 20:00 | 0 | 0 | 0 | 0
|  | 78:00 | 11372.3974 | 2706.3454 | 8567.6135 | 7164.274 | 0 | 29810.6303 | 21:00 | 9793 | 12636 | 8950 | 13315 | 21:00 | 0 | 0 | 0 | 0
|  | 79:00 | 12356.8711 | 2780.518 | 8798.0401 | 7803.0175 | 0 | 31738.4468 | 22:00 | 9570 | 12240 | 8490 | 12443 | 22:00 | 0 | 0 | 0 | 0
|  | 80:00 | 12486.5087 | 2772.7353 | 9129.551 | 8035.4317 | 0 | 32424.2268 | 23:00 | 9016 | 11377 | 7757 | 11376 | 23:00 | 0 | 0 | 0 | 0
|  | 81:00 | 12810.9908 | 2816.3807 | 9599.2142 | 8232.6224 | 0 | 33459.2081 | 24:00 | 8385 | 10218 | 6866 | 10295 | 24:00 | 0 | 0 | 0 | 0
|  | 82:00 | 13130.3838 | 2856.336 | 10003.432 | 8480.68 | 0 | 34470.8318
|  | 83:00 | 13316.2912 | 2870.937 | 10381.5235 | 8758.6911 | 0 | 35327.4428
|  | 84:00 | 13592.1134 | 2888.7573 | 10637.9197 | 9023.1459 | 0 | 36141.9363
|  | 85:00 | 13780.3475 | 2951.8324 | 10946.4915 | 9302.0169 | 0 | 36980.6883
|  | 86:00 | 14082.1909 | 3006.7442 | 11161.4626 | 9592.8711 | 0 | 37843.2688
|  | 87:00 | 14406.8637 | 3040.1182 | 11385.528 | 9797.9301 | 0 | 38630.4401
|  | 88:00 | 14649.561 | 3067.3718 | 11376.8065 | 10055.5026 | 0 | 39149.2419
|  | 89:00 | 14727.0142 | 3055.2891 | 11228.9515 | 10022.9802 | 0 | 39034.235
|  | 90:00 | 14534.2144 | 3032.6822 | 11010.8455 | 9865.7913 | 0 | 38443.5334
|  | 91:00 | 14121.2156 | 2993.6874 | 10771.4887 | 9665.3118 | 0 | 37551.7035
|  | 92:00 | 14558.032 | 3026.2702 | 10992.9454 | 9927.5241 | 0 | 38504.7718
|  | 93:00 | 14184.3216 | 2995.9532 | 10725.1299 | 9771.6357 | 0 | 37677.0405
|  | 94:00 | 13022.3648 | 2878.9159 | 10178.2302 | 9246.3723 | 0 | 35325.8832
|  | 95:00 | 11825.3735 | 2741.1233 | 9576.1709 | 8508.4447 | 0 | 32651.1124
|  | 24:00 | 10801.3948 | 2615.7617 | 8933.7366 | 7730.1595 | 0 | 30081.0526
May |  | 97:00 | 11283.4737 | 2722.3534 | 9129.6639 | 8101.6366 | 0 | 31237.1276
|  | 98:00 | 10823.6921 | 2658.1608 | 8855.6639 | 7778.6735 | 0 | 30116.1903
|  | 99:00 | 10480.8815 | 2624.4656 | 8719.6639 | 7588.2331 | 0 | 29413.2442
|  | 100:00 | 10462.105 | 2605.8752 | 8776.6639 | 7476.1624 | 0 | 29320.8066
|  | 101:00 | 11050.1985 | 2627.5055 | 9214.6639 | 7607.5781 | 0 | 30499.9461
|  | 102:00 | 12297.2273 | 2743.3702 | 9931.6639 | 7878.7053 | 0 | 32850.9668
|  | 103:00 | 12871.8819 | 2783.4238 | 10133.6639 | 7972.3851 | 0 | 33761.3548
|  | 104:00 | 13348.7059 | 2852.0711 | 10471.6639 | 8452.583 | 0 | 35125.0239
|  | 105:00 | 13975.284 | 2936.6675 | 10927.6639 | 9068.4363 | 0 | 36908.0517
|  | 106:00 | 14703.7776 | 3029.15 | 11490.6639 | 9712.4061 | 0 | 38935.9977
|  | 107:00 | 15432.1801 | 3093.5921 | 12035.6639 | 10310.7518 | 0 | 40872.1879
|  | 108:00 | 16079.0645 | 3143.5714 | 12504.6639 | 10833.0235 | 0 | 42560.3233
|  | 109:00 | 16738.1777 | 3211.5731 | 13018.6639 | 11182.9645 | 0 | 44151.3791
|  | 110:00 | 17327.9592 | 3273.5284 | 13496.6639 | 11500.8527 | 0 | 45599.0042
|  | 111:00 | 17855.7236 | 3316.7427 | 13825.6639 | 11807.0251 | 0 | 46805.1553
|  | 112:00 | 18238.5044 | 3375.9578 | 13956.6639 | 12070.6056 | 0 | 47641.7316
|  | 113:00 | 18299.1827 | 3389.0505 | 13851.6639 | 12148.7443 | 0 | 47688.6415
|  | 114:00 | 18041.5681 | 3386.5449 | 13355.6639 | 11980.1624 | 0 | 46763.9393
|  | 115:00 | 17276.3599 | 3347.5612 | 12775.6639 | 11583.7185 | 0 | 44983.3035
|  | 116:00 | 17031.7738 | 3279.3289 | 12671.6639 | 11448.38 | 0 | 44431.1466
|  | 117:00 | 16753.8966 | 3229.3506 | 12283.6639 | 11189.713 | 0 | 43456.6241
|  | 118:00 | 15366.2922 | 3085.727 | 11419.6639 | 10449.4923 | 0 | 40321.1755
|  | 119:00 | 13746.0451 | 2906.9949 | 10456.6639 | 9506.8078 | 0 | 36616.5117
|  | 24:00 | 12516.757 | 2783.5863 | 9768.6639 | 8779.9402 | 0 | 33848.9474
Jun | Summer | 121:00 | 14241.4644 | 2973.2088 | 11074.6639 | 9541.8956 | 0 | 37831.2327
|  | 122:00 | 13702.5619 | 2914.234 | 10652.6639 | 9113.692 | 0 | 36383.1519
|  | 123:00 | 13285.9228 | 2866.0575 | 10399.6639 | 8799.7235 | 0 | 35351.3677
|  | 124:00 | 13152.6182 | 2828.9112 | 10247.6639 | 8592.9973 | 0 | 34822.1906
|  | 125:00 | 13599.3229 | 2840.3714 | 10263.6639 | 8583.1431 | 0 | 35286.5013
|  | 126:00 | 14471.1447 | 2874.2248 | 10372.6639 | 8637.7273 | 0 | 36355.7607
|  | 127:00 | 15173.7313 | 2906.1828 | 10768.6639 | 8763.9839 | 0 | 37612.5619
|  | 128:00 | 15729.1428 | 3020.1088 | 11605.6639 | 9400.6256 | 0 | 39755.5411
|  | 129:00 | 16519.8848 | 3144.4571 | 12415.6639 | 10191.6843 | 0 | 42271.6901
|  | 130:00 | 17619.6709 | 3279.379 | 13366.6639 | 11020.8115 | 0 | 45286.5253
|  | 131:00 | 18753.5749 | 3434.0109 | 14172.6639 | 11797.0179 | 0 | 48157.2677
|  | 132:00 | 19833.4053 | 3538.027 | 14749.6639 | 12445.5689 | 0 | 50566.6651
|  | 133:00 | 20974.1284 | 3622.2626 | 15164.6639 | 13011.0419 | 0 | 52772.0968
|  | 134:00 | 21890.2962 | 3713.9063 | 15485.6639 | 13491.7712 | 0 | 54581.6376
|  | 135:00 | 22490.5986 | 3760.7946 | 15661.6639 | 13875.3398 | 0 | 55788.3969
|  | 136:00 | 22830.0064 | 3805.1174 | 15662.6639 | 14139.1705 | 0 | 56436.9583
|  | 137:00 | 22721.7614 | 3823.1576 | 15484.6639 | 14184.2615 | 0 | 56213.8445
|  | 138:00 | 22110.9573 | 3791.3062 | 15233.6639 | 13985.3725 | 0 | 55121.2999
|  | 139:00 | 21104.8618 | 3705.5995 | 14745.6639 | 13527.5754 | 0 | 53083.7007
|  | 140:00 | 20286.1686 | 3604.9145 | 14376.6639 | 13019.2695 | 0 | 51287.0166
|  | 141:00 | 19740.1202 | 3561.8168 | 14011.6639 | 12758.9751 | 0 | 50072.5761
|  | 142:00 | 18397.3079 | 3432.9185 | 13223.6639 | 11943.3666 | 0 | 46997.257
|  | 143:00 | 16869.1856 | 3269.4431 | 12516.6639 | 11081.5316 | 0 | 43736.8243
|  | 24:00 | 15429.862 | 3125.9343 | 11793.6639 | 10164.2737 | 0 | 40513.734
Jul |  | 145:00 | 15289.9275 | 2993.7719 | 11471.736 | 9513.949 | 0 | 39269.3844
|  | 146:00 | 14595.5531 | 2899.4387 | 11041.9995 | 9068.7775 | 0 | 37605.7689
|  | 147:00 | 13936.9116 | 2839.0904 | 10784.9061 | 8796.7091 | 0 | 36357.6173
|  | 148:00 | 13705.3801 | 2811.4555 | 10603.8883 | 8685.4349 | 0 | 35806.1588
|  | 149:00 | 13990.0748 | 2816.7246 | 10599.9936 | 8726.9353 | 0 | 36133.7284
|  | 150:00 | 14400.8798 | 2882.337 | 10605.9386 | 8797.0816 | 0 | 36686.237
|  | 151:00 | 14813.5718 | 2937.3223 | 10783.2575 | 8807.4053 | 0 | 37341.5569
|  | 152:00 | 15645.8854 | 3043.5919 | 11604.7244 | 9425.9692 | 0 | 39720.1709
|  | 153:00 | 16869.0276 | 3182.507 | 12643.4073 | 10345.116 | 0 | 43040.0578
|  | 154:00 | 18216.5568 | 3324.8748 | 13685.3209 | 11307.3845 | 0 | 46534.1371
|  | 155:00 | 19488.1053 | 3445.0822 | 14586.433 | 12130.2488 | 0 | 49649.8693
|  | 156:00 | 20762.6079 | 3554.9296 | 15299.8533 | 12853.6624 | 0 | 52471.0532
|  | 157:00 | 22006.0222 | 3683.9476 | 15805.7883 | 13440.0325 | 0 | 54935.7906
|  | 158:00 | 22964.115 | 3786.891 | 16137.1049 | 13887.0667 | 0 | 56775.1777
|  | 159:00 | 23645.521 | 3863.1938 | 16276.0422 | 14209.9368 | 0 | 57994.6938
|  | 160:00 | 24104.8394 | 3927.5616 | 16103.6376 | 14393.3783 | 0 | 58529.417
|  | 161:00 | 24071.0911 | 3915.5703 | 15694.3609 | 14396.4639 | 0 | 58077.4861
|  | 162:00 | 23460.077 | 3855.2497 | 15177.6834 | 14117.961 | 0 | 56610.9711
|  | 163:00 | 22429.4999 | 3772.6554 | 14732.132 | 13562.0258 | 0 | 54496.3131
|  | 164:00 | 21499.441 | 3661.7019 | 14399.7337 | 13026.8809 | 0 | 52587.7576
|  | 165:00 | 20877.0096 | 3619.5829 | 14084.6883 | 12597.8921 | 0 | 51179.1729
|  | 166:00 | 19227.3004 | 3475.1889 | 13413.2046 | 11977.2213 | 0 | 48092.9151
|  | 167:00 | 17652.9802 | 3275.6505 | 12611.5384 | 11193.5796 | 0 | 44733.7486
|  | 24:00 | 16265.1947 | 3119.6865 | 11925.157 | 10301.5465 | 0 | 41611.5848
Aug |  | 169:00 | 16134.1814 | 3050.3787 | 11923.5047 | 10070.1398 | 0 | 41178.2046
|  | 170:00 | 15467.9579 | 2970.9162 | 11443.1299 | 9575.5631 | 0 | 39457.5671
|  | 171:00 | 14915.0505 | 2919.9823 | 11123.6278 | 9202.8858 | 0 | 38161.5463
|  | 172:00 | 14649.8532 | 2876.7461 | 10922.1513 | 9004.7646 | 0 | 37453.5153
|  | 173:00 | 14559.2158 | 2873.6464 | 10990.4393 | 9019.2851 | 0 | 37442.5866
|  | 174:00 | 14806.0008 | 2916.4945 | 11120.0732 | 9291.8933 | 0 | 38134.4618
|  | 175:00 | 14980.3045 | 2915.8501 | 11179.1614 | 9402.5238 | 0 | 38477.8398
|  | 176:00 | 16258.9217 | 3017.2264 | 11944.3908 | 9996.0408 | 0 | 41216.5796
|  | 177:00 | 17963.2195 | 3181.4547 | 12914.2411 | 10845.2759 | 0 | 44904.1912
|  | 178:00 | 19623.1726 | 3361.3157 | 13889.2133 | 11749.2396 | 0 | 48622.9412
|  | 179:00 | 21101.6954 | 3541.7571 | 14722.8933 | 12650.9251 | 0 | 52017.271
|  | 180:00 | 22233.8427 | 3666.6887 | 15414.5794 | 13433.5361 | 0 | 54748.6468
|  | 181:00 | 23021.0618 | 3771.4311 | 15941.5624 | 14078.5952 | 0 | 56812.6505
|  | 182:00 | 23761.073 | 3847.72 | 16420.9823 | 14628.1112 | 0 | 58657.8865
|  | 183:00 | 24260.5734 | 3919.374 | 16700.1351 | 15035.2486 | 0 | 59915.3312
|  | 184:00 | 24473.018 | 3963.3852 | 16767.3679 | 15216.7983 | 0 | 60420.5694
|  | 185:00 | 24406.7824 | 3978.3251 | 16627.5348 | 15195.3418 | 0 | 60207.984
|  | 186:00 | 23823.1149 | 3921.0254 | 16201.6912 | 14852.6104 | 0 | 58798.4418
|  | 187:00 | 23016.2206 | 3816.1805 | 15578.9999 | 14264.7207 | 0 | 56676.1216
|  | 188:00 | 22361.3044 | 3749.0032 | 15304.6157 | 13945.5385 | 0 | 55360.4618
|  | 189:00 | 21462.5333 | 3638.4901 | 14757.3022 | 13558.5412 | 0 | 53416.8668
|  | 190:00 | 19827.1904 | 3453.1072 | 13954.4781 | 12676.5247 | 0 | 49911.3004
|  | 191:00 | 18272.5372 | 3257.0866 | 13106.6706 | 11698.0695 | 0 | 46334.3639
|  | 24:00 | 16902.3512 | 3097.8831 | 12335.4508 | 10844.8953 | 0 | 43180.5803
Sep | Fall | 193:00 | 12961.0292 | 2775.0419 | 10136.2421 | 8444.6557 | 0 | 34316.9689
|  | 194:00 | 12444.7576 | 2710.8522 | 9792.3276 | 8109.8927 | 0 | 33057.8301
|  | 195:00 | 12083.3482 | 2677.3015 | 9620.8368 | 7896.3404 | 0 | 32277.827
|  | 196:00 | 12074.2525 | 2669.1797 | 9680.9277 | 7860.2231 | 0 | 32284.5831
|  | 197:00 | 12724.5217 | 2704.1736 | 10195.2595 | 8249.3049 | 0 | 33873.2597
|  | 198:00 | 14125.8927 | 2802.2669 | 10855.7363 | 9123.331 | 0 | 36907.2269
|  | 199:00 | 14691.2996 | 2842.6074 | 10937.3565 | 9301.78 | 0 | 37773.0435
|  | 200:00 | 14841.9007 | 2880.7469 | 11053.7543 | 9462.677 | 0 | 38239.0789
|  | 201:00 | 15615.0363 | 2975.6815 | 11634.5232 | 9926.5533 | 0 | 40151.7944
|  | 202:00 | 16711.1664 | 3093.9486 | 12244.7941 | 10545.846 | 0 | 42595.755
|  | 203:00 | 17653.9863 | 3207.4717 | 12910.8556 | 11094.5822 | 0 | 44866.8958
|  | 204:00 | 18648.9989 | 3290.5087 | 13337.9023 | 11699.8944 | 0 | 46977.3043
|  | 205:00 | 19650.7833 | 3371.8419 | 13817.2922 | 12261.4561 | 0 | 49101.3734
|  | 206:00 | 20285.6379 | 3450.6569 | 14093.5408 | 12797.7185 | 0 | 50627.554
|  | 207:00 | 20797.8906 | 3529.0045 | 14384.4215 | 13118.9766 | 0 | 51830.2932
|  | 208:00 | 21094.5731 | 3583.7911 | 14622.5906 | 13409.9216 | 0 | 52710.8764
|  | 209:00 | 20873.5169 | 3552.0382 | 14506.6113 | 13343.9002 | 0 | 52276.0667
|  | 210:00 | 20158.4818 | 3499.6562 | 13907.7103 | 12992.4413 | 0 | 50558.2896
|  | 211:00 | 19485.4882 | 3410.7529 | 13601.0141 | 12567.8094 | 0 | 49065.0646
|  | 212:00 | 19257.8711 | 3375.9543 | 13399.5776 | 12472.3452 | 0 | 48505.7482
|  | 213:00 | 18172.0786 | 3278.1109 | 12862.5515 | 11829.0746 | 0 | 46141.8156
|  | 214:00 | 16596.4935 | 3168.257 | 12102.8475 | 10909.5027 | 0 | 42777.1007
|  | 215:00 | 14873.3385 | 3034.6214 | 11417.8682 | 9894.2398 | 0 | 39220.0678
|  | 24:00 | 13679.3647 | 2887.0224 | 10736.9937 | 9141.2704 | 0 | 36444.6511
Oct |  | 217:00 | 10389.389 | 2605.4647 | 8449.1019 | 7186.3677 | 0 | 28630.3234
|  | 218:00 | 10153.0593 | 2568.1824 | 8298.0521 | 6901.5895 | 0 | 27920.8833
|  | 219:00 | 10065.9997 | 2547.5395 | 8261.9212 | 6732.3134 | 0 | 27607.7738
|  | 220:00 | 10264.0865 | 2553.4004 | 8389.2637 | 6732.229 | 0 | 27938.9796
|  | 221:00 | 10892.2517 | 2616.7361 | 8904.7376 | 7138.6 | 0 | 29552.3255
|  | 222:00 | 12081.8907 | 2746.4789 | 9726.0969 | 8041.7243 | 0 | 32596.1907
|  | 223:00 | 12878.3446 | 2827.4721 | 9968.9477 | 8422.388 | 0 | 34097.1525
|  | 224:00 | 12970.557 | 2819.637 | 9994.4914 | 8353.7798 | 0 | 34138.4652
|  | 225:00 | 13319.6038 | 2847.3705 | 10389.7175 | 8678.0803 | 0 | 35234.772
|  | 226:00 | 13751.1726 | 2915.2786 | 10849.338 | 9064.0628 | 0 | 36579.852
|  | 227:00 | 14050.3862 | 2969.9374 | 11222.3096 | 9534.7101 | 0 | 37777.3433
|  | 228:00 | 14290.8968 | 2982.7373 | 11545.0273 | 9801.1295 | 0 | 38619.7908
|  | 229:00 | 14571.9761 | 3034.2835 | 12003.2712 | 10091.9369 | 0 | 39701.4677
|  | 230:00 | 14814.7167 | 3070.1542 | 12380.2824 | 10472.0191 | 0 | 40737.1724
|  | 231:00 | 15022.7134 | 3109.3246 | 12684.4633 | 10852.6901 | 0 | 41669.1914
|  | 232:00 | 15197.9974 | 3155.5679 | 12888.8837 | 11133.0111 | 0 | 42375.4602
|  | 233:00 | 15058.7592 | 3143.3021 | 12697.7209 | 11171.6858 | 0 | 42071.468
|  | 234:00 | 14978.396 | 3099.6094 | 12216.8972 | 10876.0888 | 0 | 41170.9914
|  | 235:00 | 15353.2767 | 3122.8467 | 12261.0294 | 11100.9053 | 0 | 41838.058
|  | 236:00 | 15106.521 | 3117.1095 | 11950.9793 | 10799.0431 | 0 | 40973.6528
|  | 237:00 | 14443.1632 | 3017.5517 | 11371.073 | 10187.8441 | 0 | 39019.632
|  | 238:00 | 13338.2401 | 2902.1041 | 10487.2514 | 9408.797 | 0 | 36136.3927
|  | 239:00 | 12177.1409 | 2757.4173 | 9651.3589 | 8440.8507 | 0 | 33026.7678
|  | 24:00 | 11338.8508 | 2679.4151 | 9040.505 | 7763.7009 | 0 | 30822.4718
Nov |  | 241:00 | 10836.0138 | 2714.9547 | 8301.647 | 7137.3825 | 0 | 28989.998
|  | 242:00 | 10615.624 | 2679.9547 | 8088.5988 | 6825.0456 | 0 | 28209.2232
|  | 243:00 | 10563.277 | 2676.9547 | 7945.4967 | 6644.2717 | 0 | 27830.0001
|  | 244:00 | 10613.3942 | 2732.9547 | 7928.3101 | 6528.8597 | 0 | 27803.5187
|  | 245:00 | 10884.6397 | 2700.9547 | 8113.054 | 6584.0348 | 0 | 28282.6833
|  | 246:00 | 11942.6459 | 2773.9547 | 8674.4249 | 7040.6748 | 0 | 30431.7004
|  | 247:00 | 13695.9 | 2942.9547 | 9494.3146 | 7962.4614 | 0 | 34095.6308
|  | 248:00 | 14050.225 | 3021.9547 | 9525.7351 | 8215.7229 | 0 | 34813.6377
|  | 249:00 | 13706.4947 | 3024.9547 | 9551.7132 | 8273.7819 | 0 | 34556.9446
|  | 250:00 | 13621.7283 | 3018.9547 | 9699.982 | 8440.6772 | 0 | 34781.3423
|  | 251:00 | 13575.6232 | 3008.9547 | 9863.9907 | 8636.0655 | 0 | 35084.6342
|  | 252:00 | 13470.9942 | 2995.9547 | 10016.0694 | 8801.8424 | 0 | 35284.8607
|  | 253:00 | 13441.2677 | 2955.9547 | 10115.7564 | 8824.7416 | 0 | 35337.7205
|  | 254:00 | 13451.5789 | 2952.9547 | 10284.2785 | 8834.3877 | 0 | 35523.1999
|  | 255:00 | 13448.8417 | 2948.9547 | 10390.3119 | 8822.5794 | 0 | 35610.6877
|  | 256:00 | 13434.4922 | 2946.9547 | 10381.6847 | 8859.9675 | 0 | 35623.0991
|  | 257:00 | 13423.7031 | 2949.9547 | 10325.8171 | 8830.1444 | 0 | 35529.6193
|  | 258:00 | 13680.7813 | 2960.9547 | 10457.6786 | 8946.5882 | 0 | 36046.0029
|  | 259:00 | 14395.8366 | 3061.9547 | 10590.6148 | 9388.096 | 0 | 37436.5021
|  | 260:00 | 14234.8283 | 3034.9547 | 10389.6132 | 9296.526 | 0 | 36955.9223
|  | 261:00 | 13910.847 | 3010.9547 | 10118.0202 | 9076.0524 | 0 | 36115.8744
|  | 262:00 | 13201.7314 | 2964.9547 | 9813.1046 | 8593.1452 | 0 | 34572.9359
|  | 263:00 | 12263.6209 | 2894.9547 | 9403.3262 | 7901.3614 | 0 | 32463.2633
|  | 24:00 | 11331.1783 | 2792.9547 | 8869.7961 | 7221.5465 | 0 | 30215.4756
Dec | Winter | 265:00 | 12817.3575 | 2927.5897 | 8644.4526 | 7671.7295 | 0 | 32061.1294
|  | 266:00 | 12763.9366 | 2899.5897 | 8485.4526 | 7422.2327 | 0 | 31571.2116
|  | 267:00 | 12888.7553 | 2899.5897 | 8401.4526 | 7298.5012 | 0 | 31488.2989
|  | 268:00 | 13095.4829 | 2911.5897 | 8478.4526 | 7298.0641 | 0 | 31783.5893
|  | 269:00 | 13601.8069 | 2944.5897 | 8609.4526 | 7482.3527 | 0 | 32638.2019
|  | 270:00 | 14613.7264 | 3042.5897 | 9074.4526 | 7977.0625 | 0 | 34707.8312
|  | 271:00 | 15902.2469 | 3266.5897 | 9879.4526 | 8700.0502 | 0 | 37748.3395
|  | 272:00 | 16565.7124 | 3326.5897 | 10119.4526 | 9061.886 | 0 | 39073.6407
|  | 273:00 | 16519.712 | 3295.5897 | 9999.4526 | 9101.0623 | 0 | 38915.8166
|  | 274:00 | 16110.3802 | 3235.5897 | 10109.4526 | 9165.086 | 0 | 38620.5086
|  | 275:00 | 15681.7651 | 3174.5897 | 10068.4526 | 9111.9648 | 0 | 38036.7722
|  | 276:00 | 15143.5934 | 3125.5897 | 10068.4526 | 8943.2833 | 0 | 37280.9189
|  | 277:00 | 14601.4058 | 3055.5897 | 10029.4526 | 8783.2356 | 0 | 36469.6837
|  | 278:00 | 14188.1745 | 3020.5897 | 10054.4526 | 8624.1754 | 0 | 35887.3922
|  | 279:00 | 13709.4596 | 2999.5897 | 10041.4526 | 8533.0362 | 0 | 35283.5381
|  | 280:00 | 13478.3214 | 2976.5897 | 9976.4526 | 8538.8676 | 0 | 34970.2313
|  | 281:00 | 13758.5999 | 2979.5897 | 9959.4526 | 8680.4027 | 0 | 35378.0449
|  | 282:00 | 14867.8231 | 3026.5897 | 10373.4526 | 9237.8107 | 0 | 37505.6761
|  | 283:00 | 15868.8033 | 3206.5897 | 10739.4526 | 9738.0825 | 0 | 39552.9281
|  | 284:00 | 15869.6623 | 3250.5897 | 10524.4526 | 9656.6835 | 0 | 39301.3881
|  | 285:00 | 15788.8492 | 3252.5897 | 10487.4526 | 9565.759 | 0 | 39094.6505
|  | 286:00 | 15439.0167 | 3220.5897 | 10289.4526 | 9305.6516 | 0 | 38254.7106
|  | 287:00 | 14722.5733 | 3152.5897 | 9930.4526 | 8817.2767 | 0 | 36622.8923
|  | 24:00 | 13779.3348 | 3056.5897 | 9382.4526 | 8199.3324 | 0 | 34417.7095

## LoadData_hour_week
1 week representation
ERCOT total
| Spring | Summer | Fall | Winter
Mon1:00 | 28762.4557 | 39269.3844 | 28630.3234 | 32660.4577
Mon2:00 | 27953.8081 | 37605.7689 | 27920.8833 | 32042.748
Mon3:00 | 27163.5147 | 36357.6173 | 27607.7738 | 31756.167
Mon4:00 | 26319.8458 | 35806.1588 | 27938.9796 | 31763.3282
Mon5:00 | 27327.1734 | 36133.7284 | 29552.3255 | 32393.8919
Mon6:00 | 29810.6303 | 36686.237 | 32596.1907 | 34738.084
Mon7:00 | 31738.4468 | 37341.5569 | 34097.1525 | 38429.881
Mon8:00 | 32424.2268 | 39720.1709 | 34138.4652 | 39649.6824
Mon9:00 | 33459.2081 | 43040.0578 | 35234.772 | 38700.5735
Mon10:00 | 34470.8318 | 46534.1371 | 36579.852 | 38524.2314
Mon11:00 | 35327.4428 | 49649.8693 | 37777.3433 | 38187.8982
Mon12:00 | 36141.9363 | 52471.0532 | 38619.7908 | 37665.5822
Mon13:00 | 36980.6883 | 54935.7906 | 39701.4677 | 37079.6671
Mon14:00 | 37843.2688 | 56775.1777 | 40737.1724 | 36578.0042
Mon15:00 | 38630.4401 | 57994.6938 | 41669.1914 | 36078.6639
Mon16:00 | 39149.2419 | 58529.417 | 42375.4602 | 35671.4312
Mon17:00 | 39034.235 | 58077.4861 | 42071.468 | 35732.4027
Mon18:00 | 38443.5334 | 56610.9711 | 41170.9914 | 36555.5555
Mon19:00 | 37551.7035 | 54496.3131 | 41838.058 | 38752.3944
Mon20:00 | 38504.7718 | 52587.7576 | 40973.6528 | 38861.4796
Mon21:00 | 37677.0405 | 51179.1729 | 39019.632 | 38394.8167
Mon22:00 | 35325.8832 | 48092.9151 | 36136.3927 | 37203.554
Mon23:00 | 32651.1124 | 44733.7486 | 33026.7678 | 35194.0487
Mon24:00 | 30081.0526 | 41611.5848 | 30822.4718 | 33072.8264
Tue1:00 | 28762.4557 | 39269.3844 | 28630.3234 | 32660.4577
Tue2:00 | 27953.8081 | 37605.7689 | 27920.8833 | 32042.748
Tue3:00 | 27163.5147 | 36357.6173 | 27607.7738 | 31756.167
Tue4:00 | 26319.8458 | 35806.1588 | 27938.9796 | 31763.3282
Tue5:00 | 27327.1734 | 36133.7284 | 29552.3255 | 32393.8919
Tue6:00 | 29810.6303 | 36686.237 | 32596.1907 | 34738.084
Tue7:00 | 31738.4468 | 37341.5569 | 34097.1525 | 38429.881
Tue8:00 | 32424.2268 | 39720.1709 | 34138.4652 | 39649.6824
Tue9:00 | 33459.2081 | 43040.0578 | 35234.772 | 38700.5735
Tue10:00 | 34470.8318 | 46534.1371 | 36579.852 | 38524.2314
Tue11:00 | 35327.4428 | 49649.8693 | 37777.3433 | 38187.8982
Tue12:00 | 36141.9363 | 52471.0532 | 38619.7908 | 37665.5822
Tue13:00 | 36980.6883 | 54935.7906 | 39701.4677 | 37079.6671
Tue14:00 | 37843.2688 | 56775.1777 | 40737.1724 | 36578.0042
Tue15:00 | 38630.4401 | 57994.6938 | 41669.1914 | 36078.6639
Tue16:00 | 39149.2419 | 58529.417 | 42375.4602 | 35671.4312
Tue17:00 | 39034.235 | 58077.4861 | 42071.468 | 35732.4027
Tue18:00 | 38443.5334 | 56610.9711 | 41170.9914 | 36555.5555
Tue19:00 | 37551.7035 | 54496.3131 | 41838.058 | 38752.3944
Tue20:00 | 38504.7718 | 52587.7576 | 40973.6528 | 38861.4796
Tue21:00 | 37677.0405 | 51179.1729 | 39019.632 | 38394.8167
Tue22:00 | 35325.8832 | 48092.9151 | 36136.3927 | 37203.554
Tue23:00 | 32651.1124 | 44733.7486 | 33026.7678 | 35194.0487
Tue24:00 | 30081.0526 | 41611.5848 | 30822.4718 | 33072.8264
Wed1:00 | 28762.4557 | 39269.3844 | 28630.3234 | 32660.4577
Wed2:00 | 27953.8081 | 37605.7689 | 27920.8833 | 32042.748
Wed3:00 | 27163.5147 | 36357.6173 | 27607.7738 | 31756.167
Wed4:00 | 26319.8458 | 35806.1588 | 27938.9796 | 31763.3282
Wed5:00 | 27327.1734 | 36133.7284 | 29552.3255 | 32393.8919
Wed6:00 | 29810.6303 | 36686.237 | 32596.1907 | 34738.084
Wed7:00 | 31738.4468 | 37341.5569 | 34097.1525 | 38429.881
Wed8:00 | 32424.2268 | 39720.1709 | 34138.4652 | 39649.6824
Wed9:00 | 33459.2081 | 43040.0578 | 35234.772 | 38700.5735
Wed10:00 | 34470.8318 | 46534.1371 | 36579.852 | 38524.2314
Wed11:00 | 35327.4428 | 49649.8693 | 37777.3433 | 38187.8982
Wed12:00 | 36141.9363 | 52471.0532 | 38619.7908 | 37665.5822
Wed13:00 | 36980.6883 | 54935.7906 | 39701.4677 | 37079.6671
Wed14:00 | 37843.2688 | 56775.1777 | 40737.1724 | 36578.0042
Wed15:00 | 38630.4401 | 57994.6938 | 41669.1914 | 36078.6639
Wed16:00 | 39149.2419 | 58529.417 | 42375.4602 | 35671.4312
Wed17:00 | 39034.235 | 58077.4861 | 42071.468 | 35732.4027
Wed18:00 | 38443.5334 | 56610.9711 | 41170.9914 | 36555.5555
Wed19:00 | 37551.7035 | 54496.3131 | 41838.058 | 38752.3944
Wed20:00 | 38504.7718 | 52587.7576 | 40973.6528 | 38861.4796
Wed21:00 | 37677.0405 | 51179.1729 | 39019.632 | 38394.8167
Wed22:00 | 35325.8832 | 48092.9151 | 36136.3927 | 37203.554
Wed23:00 | 32651.1124 | 44733.7486 | 33026.7678 | 35194.0487
Wed24:00 | 30081.0526 | 41611.5848 | 30822.4718 | 33072.8264
Thu1:00 | 28762.4557 | 39269.3844 | 28630.3234 | 32660.4577
Thu2:00 | 27953.8081 | 37605.7689 | 27920.8833 | 32042.748
Thu3:00 | 27163.5147 | 36357.6173 | 27607.7738 | 31756.167
Thu4:00 | 26319.8458 | 35806.1588 | 27938.9796 | 31763.3282
Thu5:00 | 27327.1734 | 36133.7284 | 29552.3255 | 32393.8919
Thu6:00 | 29810.6303 | 36686.237 | 32596.1907 | 34738.084
Thu7:00 | 31738.4468 | 37341.5569 | 34097.1525 | 38429.881
Thu8:00 | 32424.2268 | 39720.1709 | 34138.4652 | 39649.6824
Thu9:00 | 33459.2081 | 43040.0578 | 35234.772 | 38700.5735
Thu10:00 | 34470.8318 | 46534.1371 | 36579.852 | 38524.2314
Thu11:00 | 35327.4428 | 49649.8693 | 37777.3433 | 38187.8982
Thu12:00 | 36141.9363 | 52471.0532 | 38619.7908 | 37665.5822
Thu13:00 | 36980.6883 | 54935.7906 | 39701.4677 | 37079.6671
Thu14:00 | 37843.2688 | 56775.1777 | 40737.1724 | 36578.0042
Thu15:00 | 38630.4401 | 57994.6938 | 41669.1914 | 36078.6639
Thu16:00 | 39149.2419 | 58529.417 | 42375.4602 | 35671.4312
Thu17:00 | 39034.235 | 58077.4861 | 42071.468 | 35732.4027
Thu18:00 | 38443.5334 | 56610.9711 | 41170.9914 | 36555.5555
Thu19:00 | 37551.7035 | 54496.3131 | 41838.058 | 38752.3944
Thu20:00 | 38504.7718 | 52587.7576 | 40973.6528 | 38861.4796
Thu21:00 | 37677.0405 | 51179.1729 | 39019.632 | 38394.8167
Thu22:00 | 35325.8832 | 48092.9151 | 36136.3927 | 37203.554
Thu23:00 | 32651.1124 | 44733.7486 | 33026.7678 | 35194.0487
Thu24:00 | 30081.0526 | 41611.5848 | 30822.4718 | 33072.8264
Fri1:00 | 28762.4557 | 39269.3844 | 28630.3234 | 32660.4577
Fri2:00 | 27953.8081 | 37605.7689 | 27920.8833 | 32042.748
Fri3:00 | 27163.5147 | 36357.6173 | 27607.7738 | 31756.167
Fri4:00 | 26319.8458 | 35806.1588 | 27938.9796 | 31763.3282
Fri5:00 | 27327.1734 | 36133.7284 | 29552.3255 | 32393.8919
Fri6:00 | 29810.6303 | 36686.237 | 32596.1907 | 34738.084
Fri7:00 | 31738.4468 | 37341.5569 | 34097.1525 | 38429.881
Fri8:00 | 32424.2268 | 39720.1709 | 34138.4652 | 39649.6824
Fri9:00 | 33459.2081 | 43040.0578 | 35234.772 | 38700.5735
Fri10:00 | 34470.8318 | 46534.1371 | 36579.852 | 38524.2314
Fri11:00 | 35327.4428 | 49649.8693 | 37777.3433 | 38187.8982
Fri12:00 | 36141.9363 | 52471.0532 | 38619.7908 | 37665.5822
Fri13:00 | 36980.6883 | 54935.7906 | 39701.4677 | 37079.6671
Fri14:00 | 37843.2688 | 56775.1777 | 40737.1724 | 36578.0042
Fri15:00 | 38630.4401 | 57994.6938 | 41669.1914 | 36078.6639
Fri16:00 | 39149.2419 | 58529.417 | 42375.4602 | 35671.4312
Fri17:00 | 39034.235 | 58077.4861 | 42071.468 | 35732.4027
Fri18:00 | 38443.5334 | 56610.9711 | 41170.9914 | 36555.5555
Fri19:00 | 37551.7035 | 54496.3131 | 41838.058 | 38752.3944
Fri20:00 | 38504.7718 | 52587.7576 | 40973.6528 | 38861.4796
Fri21:00 | 37677.0405 | 51179.1729 | 39019.632 | 38394.8167
Fri22:00 | 35325.8832 | 48092.9151 | 36136.3927 | 37203.554
Fri23:00 | 32651.1124 | 44733.7486 | 33026.7678 | 35194.0487
Fri24:00 | 30081.0526 | 41611.5848 | 30822.4718 | 33072.8264
Sat1:00 | 28762.4557 | 39269.3844 | 28630.3234 | 32660.4577
Sat2:00 | 27953.8081 | 37605.7689 | 27920.8833 | 32042.748
Sat3:00 | 27163.5147 | 36357.6173 | 27607.7738 | 31756.167
Sat4:00 | 26319.8458 | 35806.1588 | 27938.9796 | 31763.3282
Sat5:00 | 27327.1734 | 36133.7284 | 29552.3255 | 32393.8919
Sat6:00 | 29810.6303 | 36686.237 | 32596.1907 | 34738.084
Sat7:00 | 31738.4468 | 37341.5569 | 34097.1525 | 38429.881
Sat8:00 | 32424.2268 | 39720.1709 | 34138.4652 | 39649.6824
Sat9:00 | 33459.2081 | 43040.0578 | 35234.772 | 38700.5735
Sat10:00 | 34470.8318 | 46534.1371 | 36579.852 | 38524.2314
Sat11:00 | 35327.4428 | 49649.8693 | 37777.3433 | 38187.8982
Sat12:00 | 36141.9363 | 52471.0532 | 38619.7908 | 37665.5822
Sat13:00 | 36980.6883 | 54935.7906 | 39701.4677 | 37079.6671
Sat14:00 | 37843.2688 | 56775.1777 | 40737.1724 | 36578.0042
Sat15:00 | 38630.4401 | 57994.6938 | 41669.1914 | 36078.6639
Sat16:00 | 39149.2419 | 58529.417 | 42375.4602 | 35671.4312
Sat17:00 | 39034.235 | 58077.4861 | 42071.468 | 35732.4027
Sat18:00 | 38443.5334 | 56610.9711 | 41170.9914 | 36555.5555
Sat19:00 | 37551.7035 | 54496.3131 | 41838.058 | 38752.3944
Sat20:00 | 38504.7718 | 52587.7576 | 40973.6528 | 38861.4796
Sat21:00 | 37677.0405 | 51179.1729 | 39019.632 | 38394.8167
Sat22:00 | 35325.8832 | 48092.9151 | 36136.3927 | 37203.554
Sat23:00 | 32651.1124 | 44733.7486 | 33026.7678 | 35194.0487
Sat24:00 | 30081.0526 | 41611.5848 | 30822.4718 | 33072.8264
Sun1:00 | 28762.4557 | 39269.3844 | 28630.3234 | 32660.4577
Sun2:00 | 27953.8081 | 37605.7689 | 27920.8833 | 32042.748
Sun3:00 | 27163.5147 | 36357.6173 | 27607.7738 | 31756.167
Sun4:00 | 26319.8458 | 35806.1588 | 27938.9796 | 31763.3282
Sun5:00 | 27327.1734 | 36133.7284 | 29552.3255 | 32393.8919
Sun6:00 | 29810.6303 | 36686.237 | 32596.1907 | 34738.084
Sun7:00 | 31738.4468 | 37341.5569 | 34097.1525 | 38429.881
Sun8:00 | 32424.2268 | 39720.1709 | 34138.4652 | 39649.6824
Sun9:00 | 33459.2081 | 43040.0578 | 35234.772 | 38700.5735
Sun10:00 | 34470.8318 | 46534.1371 | 36579.852 | 38524.2314
Sun11:00 | 35327.4428 | 49649.8693 | 37777.3433 | 38187.8982
Sun12:00 | 36141.9363 | 52471.0532 | 38619.7908 | 37665.5822
Sun13:00 | 36980.6883 | 54935.7906 | 39701.4677 | 37079.6671
Sun14:00 | 37843.2688 | 56775.1777 | 40737.1724 | 36578.0042
Sun15:00 | 38630.4401 | 57994.6938 | 41669.1914 | 36078.6639
Sun16:00 | 39149.2419 | 58529.417 | 42375.4602 | 35671.4312
Sun17:00 | 39034.235 | 58077.4861 | 42071.468 | 35732.4027
Sun18:00 | 38443.5334 | 56610.9711 | 41170.9914 | 36555.5555
Sun19:00 | 37551.7035 | 54496.3131 | 41838.058 | 38752.3944
Sun20:00 | 38504.7718 | 52587.7576 | 40973.6528 | 38861.4796
Sun21:00 | 37677.0405 | 51179.1729 | 39019.632 | 38394.8167
Sun22:00 | 35325.8832 | 48092.9151 | 36136.3927 | 37203.554
Sun23:00 | 32651.1124 | 44733.7486 | 33026.7678 | 35194.0487
Sun24:00 | 30081.0526 | 41611.5848 | 30822.4718 | 33072.8264
Northeast |  |  |  |  | West |  |  |  |  | Coastal |  |  |  |  | 10000 | *
| Spring | Summer | Fall | Winter |  | Spring | Summer | Fall | Winter |  | Spring | Summer | Fall | Winter | [5 empty] | NE | W | C | S | PH
Mon1:00 | 9711 | 16322 | 12504 | 13072 | Mon1:00 | 1845 | 2436 | 1945 | 2978 | Mon1:00 | 9379 | 12494 | 11777 | 8831 | 1.2504 | 0.1945 | 1.1777 | 0.8454 | 0 | 12504 | 1945 | 11777 | 8454 | 0
Mon2:00 | 9297 | 15350 | 11608 | 12257 | Mon2:00 | 1797 | 2328 | 1957 | 2905 | Mon2:00 | 9027 | 11913 | 11176 | 8339 | 1.1608 | 0.1957 | 1.1176 | 0.7642 | 0 | 11608 | 1957 | 11176 | 7642 | 0
Mon3:00 | 9062 | 14620 | 11104 | 11815 | Mon3:00 | 1776 | 2253 | 1945 | 2872 | Mon3:00 | 8781 | 11508 | 10918 | 8073 | 1.1104 | 0.1945 | 1.0918 | 0.7229 | 0 | 11104 | 1945 | 10918 | 7229 | 0
Mon4:00 | 9007 | 14266 | 10910 | 11642 | Mon4:00 | 1778 | 2209 | 1941 | 2845 | Mon4:00 | 8687 | 11236 | 10779 | 7967 | 1.091 | 0.1941 | 1.0779 | 0.6964 | 0 | 10910 | 1941 | 10779 | 6964 | 0
Mon5:00 | 9348 | 14308 | 10830 | 11631 | Mon5:00 | 1799 | 2192 | 1951 | 2852 | Mon5:00 | 8750 | 11272 | 10747 | 7964 | 1.083 | 0.1951 | 1.0747 | 0.6868 | 0 | 10830 | 1951 | 10747 | 6868 | 0
Mon6:00 | 10330 | 14866 | 11106 | 11889 | Mon6:00 | 1880 | 2234 | 1999 | 2881 | Mon6:00 | 9143 | 11562 | 10834 | 8176 | 1.1106 | 0.1999 | 1.0834 | 0.693 | 0 | 11106 | 1999 | 10834 | 6930 | 0
Mon7:00 | 12112 | 15907 | 12174 | 12750 | Mon7:00 | 2063 | 2316 | 2123 | 2964 | Mon7:00 | 9677 | 12008 | 11261 | 8647 | 1.2174 | 0.2123 | 1.1261 | 0.7411 | 0 | 12174 | 2123 | 11261 | 7411 | 0
Mon8:00 | 13116 | 16922 | 14047 | 13777 | Mon8:00 | 2188 | 2403 | 2365 | 3080 | Mon8:00 | 9700 | 12419 | 12013 | 9220 | 1.4047 | 0.2365 | 1.2013 | 0.8424 | 0 | 14047 | 2365 | 12013 | 8424 | 0
Mon9:00 | 13730 | 18000 | 14757 | 14472 | Mon9:00 | 2242 | 2539 | 2448 | 3192 | Mon9:00 | 9836 | 13261 | 12061 | 9463 | 1.4757 | 0.2448 | 1.2061 | 0.867 | 0 | 14757 | 2448 | 12061 | 8670 | 0
Mon10:00 | 14248 | 19121 | 14848 | 14358 | Mon10:00 | 2298 | 2700 | 2421 | 3193 | Mon10:00 | 10282 | 14100 | 12090 | 9718 | 1.4848 | 0.2421 | 1.209 | 0.8779 | 0 | 14848 | 2421 | 12090 | 8779 | 0
Mon11:00 | 14808 | 20414 | 15132 | 14175 | Mon11:00 | 2340 | 2838 | 2412 | 3181 | Mon11:00 | 10749 | 14948 | 12266 | 9932 | 1.5132 | 0.2412 | 1.2266 | 0.904 | 0 | 15132 | 2412 | 12266 | 9040 | 0
Mon12:00 | 15121 | 21555 | 15407 | 14047 | Mon12:00 | 2356 | 2977 | 2398 | 3160 | Mon12:00 | 11157 | 15853 | 12434 | 10060 | 1.5407 | 0.2398 | 1.2434 | 0.931 | 0 | 15407 | 2398 | 12434 | 9310 | 0
Mon13:00 | 15297 | 22727 | 15457 | 13768 | Mon13:00 | 2360 | 3119 | 2384 | 3123 | Mon13:00 | 11454 | 16712 | 12521 | 10109 | 1.5457 | 0.2384 | 1.2521 | 0.9517 | 0 | 15457 | 2384 | 12521 | 9517 | 0
Mon14:00 | 15660 | 23918 | 15437 | 13498 | Mon14:00 | 2375 | 3285 | 2347 | 3068 | Mon14:00 | 11692 | 17359 | 12444 | 10132 | 1.5437 | 0.2347 | 1.2444 | 0.9656 | 0 | 15437 | 2347 | 12444 | 9656 | 0
Mon15:00 | 16046 | 24790 | 15483 | 13293 | Mon15:00 | 2401 | 3417 | 2348 | 3039 | Mon15:00 | 12060 | 17823 | 12437 | 10216 | 1.5483 | 0.2348 | 1.2437 | 0.9747 | 0 | 15483 | 2348 | 12437 | 9747 | 0
Mon16:00 | 16425 | 25503 | 15450 | 13056 | Mon16:00 | 2419 | 3517 | 2343 | 3027 | Mon16:00 | 12315 | 18000 | 12372 | 10201 | 1.545 | 0.2343 | 1.2372 | 0.9816 | 0 | 15450 | 2343 | 12372 | 9816 | 0
Mon17:00 | 16601 | 25733 | 15321 | 12965 | Mon17:00 | 2437 | 3579 | 2328 | 3032 | Mon17:00 | 12652 | 18015 | 12234 | 10165 | 1.5321 | 0.2328 | 1.2234 | 0.9812 | 0 | 15321 | 2328 | 12234 | 9812 | 0
Mon18:00 | 16469 | 25714 | 15317 | 13136 | Mon18:00 | 2414 | 3573 | 2313 | 3035 | Mon18:00 | 12557 | 17837 | 12224 | 10118 | 1.5317 | 0.2313 | 1.2224 | 0.9832 | 0 | 15317 | 2313 | 12224 | 9832 | 0
Mon19:00 | 16080 | 25222 | 15621 | 14116 | Mon19:00 | 2373 | 3534 | 2316 | 3062 | Mon19:00 | 12150 | 17210 | 12371 | 10498 | 1.5621 | 0.2316 | 1.2371 | 0.9923 | 0 | 15621 | 2316 | 12371 | 9923 | 0
Mon20:00 | 15541 | 24231 | 16242 | 14772 | Mon20:00 | 2321 | 3400 | 2420 | 3216 | Mon20:00 | 12047 | 16562 | 12617 | 10852 | 1.6242 | 0.242 | 1.2617 | 1.0464 | 0 | 16242 | 2420 | 12617 | 10464 | 0
Mon21:00 | 15780 | 23243 | 15843 | 14608 | Mon21:00 | 2366 | 3270 | 2405 | 3229 | Mon21:00 | 12622 | 16187 | 12440 | 10682 | 1.5843 | 0.2405 | 1.244 | 1.0307 | 0 | 15843 | 2405 | 12440 | 10307 | 0
Mon22:00 | 15149 | 22555 | 15323 | 14461 | Mon22:00 | 2347 | 3219 | 2349 | 3202 | Mon22:00 | 12304 | 15783 | 12190 | 10488 | 1.5323 | 0.2349 | 1.219 | 0.9871 | 0 | 15323 | 2349 | 12190 | 9871 | 0
Mon23:00 | 13504 | 20645 | 14281 | 14047 | Mon23:00 | 2197 | 3016 | 2265 | 3169 | Mon23:00 | 11479 | 14719 | 11772 | 10162 | 1.4281 | 0.2265 | 1.1772 | 0.9146 | 0 | 14281 | 2265 | 11772 | 9146 | 0
Mon24:00 | 11608 | 18212 | 12869 | 13280 | Mon24:00 | 1992 | 2753 | 2134 | 3074 | Mon24:00 | 10565 | 13488 | 11083 | 9596 | 1.2869 | 0.2134 | 1.1083 | 0.8235 | 0 | 12869 | 2134 | 11083 | 8235 | 0
Tue1:00 | 10421 | 16231 | 11445 | 12345 | Tue1:00 | 1891 | 2518 | 2011 | 2975 | Tue1:00 | 9772 | 12493 | 10389 | 8939 | 1.1445 | 0.2011 | 1.0389 | 0.7369 | 0 | 11445 | 2011 | 10389 | 7369 | 0
Tue2:00 | 9871 | 14993 | 10637 | 11623 | Tue2:00 | 1824 | 2418 | 2050 | 2903 | Tue2:00 | 9291 | 11906 | 10010 | 8382 | 1.0637 | 0.205 | 1.001 | 0.6541 | 0 | 10637 | 2050 | 10010 | 6541 | 0
Tue3:00 | 9556 | 14266 | 10271 | 11189 | Tue3:00 | 1789 | 2346 | 2038 | 2870 | Tue3:00 | 8905 | 11421 | 9663 | 8050 | 1.0271 | 0.2038 | 0.9663 | 0.6238 | 0 | 10271 | 2038 | 9663 | 6238 | 0
Tue4:00 | 9517 | 13830 | 10052 | 11020 | Tue4:00 | 1780 | 2306 | 2038 | 2834 | Tue4:00 | 8715 | 11210 | 9411 | 7887 | 1.0052 | 0.2038 | 0.9411 | 0.6007 | 0 | 10052 | 2038 | 9411 | 6007 | 0
Tue5:00 | 9746 | 13768 | 10013 | 11119 | Tue5:00 | 1796 | 2291 | 2050 | 2862 | Tue5:00 | 8781 | 11229 | 9351 | 7843 | 1.0013 | 0.205 | 0.9351 | 0.5884 | 0 | 10013 | 2050 | 9351 | 5884 | 0
Tue6:00 | 10748 | 14225 | 10261 | 11473 | Tue6:00 | 1882 | 2338 | 2083 | 2897 | Tue6:00 | 9184 | 11621 | 9408 | 7973 | 1.0261 | 0.2083 | 0.9408 | 0.5899 | 0 | 10261 | 2083 | 9408 | 5899 | 0
Tue7:00 | 12825 | 15278 | 11387 | 12362 | Tue7:00 | 2082 | 2404 | 2229 | 2998 | Tue7:00 | 9962 | 12062 | 9790 | 8383 | 1.1387 | 0.2229 | 0.979 | 0.6359 | 0 | 11387 | 2229 | 9790 | 6359 | 0
Tue8:00 | 13965 | 16170 | 13473 | 13640 | Tue8:00 | 2234 | 2489 | 2527 | 3140 | Tue8:00 | 9982 | 12420 | 10579 | 8953 | 1.3473 | 0.2527 | 1.0579 | 0.7376 | 0 | 13473 | 2527 | 10579 | 7376 | 0
Tue9:00 | 14295 | 17410 | 14214 | 14577 | Tue9:00 | 2271 | 2619 | 2667 | 3267 | Tue9:00 | 9852 | 13207 | 10786 | 9372 | 1.4214 | 0.2667 | 1.0786 | 0.7604 | 0 | 14214 | 2667 | 10786 | 7604 | 0
Tue10:00 | 14571 | 18710 | 14407 | 15178 | Tue10:00 | 2313 | 2770 | 2653 | 3331 | Tue10:00 | 10131 | 14152 | 10751 | 9642 | 1.4407 | 0.2653 | 1.0751 | 0.7638 | 0 | 14407 | 2653 | 10751 | 7638 | 0
Tue11:00 | 14838 | 20268 | 14650 | 15605 | Tue11:00 | 2349 | 2907 | 2642 | 3394 | Tue11:00 | 10570 | 15235 | 10931 | 10018 | 1.465 | 0.2642 | 1.0931 | 0.7775 | 0 | 14650 | 2642 | 10931 | 7775 | 0
Tue12:00 | 14799 | 21660 | 14804 | 15695 | Tue12:00 | 2375 | 3033 | 2615 | 3420 | Tue12:00 | 10800 | 16291 | 10971 | 10192 | 1.4804 | 0.2615 | 1.0971 | 0.7885 | 0 | 14804 | 2615 | 10971 | 7885 | 0
Tue13:00 | 14679 | 22942 | 14883 | 15403 | Tue13:00 | 2388 | 3166 | 2593 | 3434 | Tue13:00 | 10912 | 17161 | 11011 | 10161 | 1.4883 | 0.2593 | 1.1011 | 0.794 | 0 | 14883 | 2593 | 11011 | 7940 | 0
Tue14:00 | 14589 | 24182 | 14859 | 15057 | Tue14:00 | 2398 | 3345 | 2551 | 3392 | Tue14:00 | 11057 | 17938 | 11030 | 10042 | 1.4859 | 0.2551 | 1.103 | 0.7946 | 0 | 14859 | 2551 | 11030 | 7946 | 0
Tue15:00 | 14365 | 25087 | 14832 | 14856 | Tue15:00 | 2408 | 3463 | 2517 | 3391 | Tue15:00 | 11179 | 18457 | 11051 | 10051 | 1.4832 | 0.2517 | 1.1051 | 0.7923 | 0 | 14832 | 2517 | 11051 | 7923 | 0
Tue16:00 | 14211 | 25816 | 14722 | 14686 | Tue16:00 | 2418 | 3519 | 2500 | 3352 | Tue16:00 | 11322 | 18699 | 11006 | 9996 | 1.4722 | 0.25 | 1.1006 | 0.7914 | 0 | 14722 | 2500 | 11006 | 7914 | 0
Tue17:00 | 14273 | 26070 | 14747 | 14727 | Tue17:00 | 2433 | 3496 | 2484 | 3344 | Tue17:00 | 11594 | 18643 | 10942 | 9979 | 1.4747 | 0.2484 | 1.0942 | 0.7898 | 0 | 14747 | 2484 | 10942 | 7898 | 0
Tue18:00 | 14196 | 25966 | 14957 | 15043 | Tue18:00 | 2405 | 3364 | 2520 | 3383 | Tue18:00 | 11446 | 18258 | 10961 | 9986 | 1.4957 | 0.252 | 1.0961 | 0.7953 | 0 | 14957 | 2520 | 10961 | 7953 | 0
Tue19:00 | 14015 | 25507 | 15629 | 16004 | Tue19:00 | 2383 | 3263 | 2583 | 3458 | Tue19:00 | 11307 | 17604 | 11203 | 10518 | 1.5629 | 0.2583 | 1.1203 | 0.8146 | 0 | 15629 | 2583 | 11203 | 8146 | 0
Tue20:00 | 13994 | 24424 | 16184 | 16632 | Tue20:00 | 2346 | 3126 | 2710 | 3604 | Tue20:00 | 11331 | 16933 | 11336 | 11023 | 1.6184 | 0.271 | 1.1336 | 0.8713 | 0 | 16184 | 2710 | 11336 | 8713 | 0
Tue21:00 | 14472 | 23384 | 15829 | 16536 | Tue21:00 | 2396 | 3016 | 2698 | 3604 | Tue21:00 | 11939 | 16530 | 11033 | 10998 | 1.5829 | 0.2698 | 1.1033 | 0.8612 | 0 | 15829 | 2698 | 11033 | 8612 | 0
Tue22:00 | 13984 | 22518 | 15302 | 16518 | Tue22:00 | 2368 | 2970 | 2649 | 3600 | Tue22:00 | 11786 | 15941 | 10734 | 10960 | 1.5302 | 0.2649 | 1.0734 | 0.8389 | 0 | 15302 | 2649 | 10734 | 8389 | 0
Tue23:00 | 12629 | 20454 | 14312 | 16249 | Tue23:00 | 2224 | 2795 | 2554 | 3575 | Tue23:00 | 11023 | 14726 | 10073 | 10761 | 1.4312 | 0.2554 | 1.0073 | 0.7884 | 0 | 14312 | 2554 | 10073 | 7884 | 0
Tue24:00 | 11132 | 18081 | 13001 | 15540 | Tue24:00 | 2042 | 2566 | 2418 | 3497 | Tue24:00 | 10254 | 13516 | 9513 | 10357 | 1.3001 | 0.2418 | 0.9513 | 0.7188 | 0 | 13001 | 2418 | 9513 | 7188 | 0
Wed1:00 | 10377 | 16233 | 11863 | 14662 | Wed1:00 | 1871 | 2480 | 2283 | 3403 | Wed1:00 | 9730 | 12435 | 8953 | 9788 | 1.1863 | 0.2283 | 0.8953 | 0.6551 | 0 | 11863 | 2283 | 8953 | 6551 | 0
Wed2:00 | 9838 | 15069 | 11132 | 13959 | Wed2:00 | 1811 | 2360 | 2163 | 3320 | Wed2:00 | 9412 | 11746 | 8464 | 9298 | 1.1132 | 0.2163 | 0.8464 | 0.6178 | 0 | 11132 | 2163 | 8464 | 6178 | 0
Wed3:00 | 9550 | 14347 | 10731 | 13597 | Wed3:00 | 1794 | 2277 | 2139 | 3267 | Wed3:00 | 9194 | 11242 | 8193 | 9033 | 1.0731 | 0.2139 | 0.8193 | 0.5914 | 0 | 10731 | 2139 | 8193 | 5914 | 0
Wed4:00 | 9554 | 13855 | 10565 | 13403 | Wed4:00 | 1781 | 2229 | 2147 | 3244 | Wed4:00 | 9062 | 10989 | 8090 | 8912 | 1.0565 | 0.2147 | 0.809 | 0.5789 | 0 | 10565 | 2147 | 8090 | 5789 | 0
Wed5:00 | 9643 | 13694 | 10586 | 13429 | Wed5:00 | 1798 | 2199 | 2168 | 3240 | Wed5:00 | 9168 | 11059 | 8016 | 8928 | 1.0586 | 0.2168 | 0.8016 | 0.5756 | 0 | 10586 | 2168 | 8016 | 5756 | 0
Wed6:00 | 10663 | 14315 | 10797 | 13753 | Wed6:00 | 1879 | 2231 | 2203 | 3263 | Wed6:00 | 9586 | 11432 | 8110 | 9136 | 1.0797 | 0.2203 | 0.811 | 0.5882 | 0 | 10797 | 2203 | 8110 | 5882 | 0
Wed7:00 | 12753 | 15310 | 11950 | 14517 | Wed7:00 | 2085 | 2304 | 2343 | 3359 | Wed7:00 | 10443 | 11849 | 8608 | 9596 | 1.195 | 0.2343 | 0.8608 | 0.6463 | 0 | 11950 | 2343 | 8608 | 6463 | 0
Wed8:00 | 13969 | 16318 | 14001 | 15520 | Wed8:00 | 2244 | 2407 | 2628 | 3487 | Wed8:00 | 10490 | 12391 | 9493 | 10184 | 1.4001 | 0.2628 | 0.9493 | 0.7634 | 0 | 14001 | 2628 | 9493 | 7634 | 0
Wed9:00 | 14320 | 17683 | 14601 | 16200 | Wed9:00 | 2288 | 2566 | 2743 | 3586 | Wed9:00 | 10379 | 13156 | 9830 | 10440 | 1.4601 | 0.2743 | 0.983 | 0.789 | 0 | 14601 | 2743 | 9830 | 7890 | 0
Wed10:00 | 14669 | 19246 | 14618 | 16448 | Wed10:00 | 2339 | 2734 | 2700 | 3575 | Wed10:00 | 10749 | 14021 | 9901 | 10602 | 1.4618 | 0.27 | 0.9901 | 0.7837 | 0 | 14618 | 2700 | 9901 | 7837 | 0
Wed11:00 | 15043 | 21045 | 14705 | 16445 | Wed11:00 | 2383 | 2852 | 2655 | 3528 | Wed11:00 | 11071 | 15055 | 10093 | 10672 | 1.4705 | 0.2655 | 1.0093 | 0.7859 | 0 | 14705 | 2655 | 10093 | 7859 | 0
Wed12:00 | 15188 | 22801 | 14825 | 16092 | Wed12:00 | 2418 | 3020 | 2598 | 3462 | Wed12:00 | 11389 | 16096 | 10268 | 10743 | 1.4825 | 0.2598 | 1.0268 | 0.7854 | 0 | 14825 | 2598 | 10268 | 7854 | 0
Wed13:00 | 15195 | 24399 | 14767 | 15445 | Wed13:00 | 2455 | 3181 | 2544 | 3369 | Wed13:00 | 11613 | 16975 | 10327 | 10650 | 1.4767 | 0.2544 | 1.0327 | 0.7826 | 0 | 14767 | 2544 | 10327 | 7826 | 0
Wed14:00 | 15259 | 25926 | 14592 | 14688 | Wed14:00 | 2487 | 3354 | 2462 | 3253 | Wed14:00 | 11767 | 17738 | 10337 | 10348 | 1.4592 | 0.2462 | 1.0337 | 0.7695 | 0 | 14592 | 2462 | 10337 | 7695 | 0
Wed15:00 | 15048 | 27032 | 14548 | 14089 | Wed15:00 | 2508 | 3482 | 2409 | 3172 | Wed15:00 | 11921 | 18154 | 10347 | 10076 | 1.4548 | 0.2409 | 1.0347 | 0.7639 | 0 | 14548 | 2409 | 10347 | 7639 | 0
Wed16:00 | 15008 | 27692 | 14470 | 13560 | Wed16:00 | 2519 | 3576 | 2367 | 3104 | Wed16:00 | 12085 | 18355 | 10412 | 9802 | 1.447 | 0.2367 | 1.0412 | 0.7588 | 0 | 14470 | 2367 | 10412 | 7588 | 0
Wed17:00 | 15058 | 27773 | 14477 | 13245 | Wed17:00 | 2530 | 3606 | 2340 | 3071 | Wed17:00 | 12272 | 18141 | 10435 | 9601 | 1.4477 | 0.234 | 1.0435 | 0.7583 | 0 | 14477 | 2340 | 10435 | 7583 | 0
Wed18:00 | 15006 | 27719 | 14793 | 13276 | Wed18:00 | 2474 | 3551 | 2338 | 3074 | Wed18:00 | 12342 | 17791 | 10595 | 9589 | 1.4793 | 0.2338 | 1.0595 | 0.7591 | 0 | 14793 | 2338 | 10595 | 7591 | 0
Wed19:00 | 14971 | 27392 | 15529 | 14225 | Wed19:00 | 2425 | 3495 | 2371 | 3142 | Wed19:00 | 12245 | 17349 | 10756 | 10126 | 1.5529 | 0.2371 | 1.0756 | 0.7845 | 0 | 15529 | 2371 | 10756 | 7845 | 0
Wed20:00 | 14843 | 26276 | 16442 | 15010 | Wed20:00 | 2368 | 3366 | 2534 | 3306 | Wed20:00 | 12345 | 16783 | 11073 | 10545 | 1.6442 | 0.2534 | 1.1073 | 0.8608 | 0 | 16442 | 2534 | 11073 | 8608 | 0
Wed21:00 | 15155 | 24986 | 16247 | 14979 | Wed21:00 | 2395 | 3231 | 2547 | 3339 | Wed21:00 | 12926 | 16367 | 10903 | 10435 | 1.6247 | 0.2547 | 1.0903 | 0.8613 | 0 | 16247 | 2547 | 10903 | 8613 | 0
Wed22:00 | 14423 | 24273 | 15809 | 15044 | Wed22:00 | 2354 | 3183 | 2530 | 3366 | Wed22:00 | 12587 | 15864 | 10754 | 10359 | 1.5809 | 0.253 | 1.0754 | 0.8512 | 0 | 15809 | 2530 | 10754 | 8512 | 0
Wed23:00 | 13001 | 22206 | 15075 | 15062 | Wed23:00 | 2201 | 2992 | 2469 | 3380 | Wed23:00 | 11853 | 14775 | 10276 | 10262 | 1.5075 | 0.2469 | 1.0276 | 0.8115 | 0 | 15075 | 2469 | 10276 | 8115 | 0
Wed24:00 | 11357 | 19824 | 13804 | 14848 | Wed24:00 | 2014 | 2738 | 2342 | 3356 | Wed24:00 | 11046 | 13580 | 9566 | 10104 | 1.3804 | 0.2342 | 0.9566 | 0.7447 | 0 | 13804 | 2342 | 9566 | 7447 | 0
Thu1:00 | 10392 | 17613 | 12515 | 14529 | Thu1:00 | 1906 | 2583 | 2207 | 3329 | Thu1:00 | 10364 | 12748 | 8936 | 9863 | 1.2515 | 0.2207 | 0.8936 | 0.6799 | 0 | 12515 | 2207 | 8936 | 6799 | 0
Thu2:00 | 9845 | 16375 | 11883 | 14192 | Thu2:00 | 1843 | 2453 | 2162 | 3274 | Thu2:00 | 10074 | 12035 | 8582 | 9645 | 1.1883 | 0.2162 | 0.8582 | 0.6314 | 0 | 11883 | 2162 | 8582 | 6314 | 0
Thu3:00 | 9656 | 15539 | 11678 | 14030 | Thu3:00 | 1811 | 2360 | 2145 | 3269 | Thu3:00 | 9819 | 11578 | 8325 | 9498 | 1.1678 | 0.2145 | 0.8325 | 0.6113 | 0 | 11678 | 2145 | 8325 | 6113 | 0
Thu4:00 | 9660 | 15001 | 11628 | 13989 | Thu4:00 | 1795 | 2292 | 2159 | 3263 | Thu4:00 | 9673 | 11213 | 8133 | 9416 | 1.1628 | 0.2159 | 0.8133 | 0.6043 | 0 | 11628 | 2159 | 8133 | 6043 | 0
Thu5:00 | 9836 | 14827 | 11806 | 14067 | Thu5:00 | 1798 | 2251 | 2183 | 3272 | Thu5:00 | 9747 | 11176 | 8180 | 9415 | 1.1806 | 0.2183 | 0.818 | 0.604 | 0 | 11806 | 2183 | 8180 | 6040 | 0
Thu6:00 | 10761 | 15330 | 12292 | 14307 | Thu6:00 | 1865 | 2275 | 2235 | 3293 | Thu6:00 | 10236 | 11449 | 8380 | 9544 | 1.2292 | 0.2235 | 0.838 | 0.621 | 0 | 12292 | 2235 | 8380 | 6210 | 0
Thu7:00 | 12858 | 16312 | 13662 | 14818 | Thu7:00 | 2051 | 2333 | 2399 | 3335 | Thu7:00 | 11194 | 11920 | 9011 | 9820 | 1.3662 | 0.2399 | 0.9011 | 0.6909 | 0 | 13662 | 2399 | 9011 | 6909 | 0
Thu8:00 | 14039 | 17259 | 15994 | 15371 | Thu8:00 | 2174 | 2434 | 2676 | 3390 | Thu8:00 | 11290 | 12294 | 9876 | 10227 | 1.5994 | 0.2676 | 0.9876 | 0.8087 | 0 | 15994 | 2676 | 9876 | 8087 | 0
Thu9:00 | 14538 | 18458 | 16439 | 15712 | Thu9:00 | 2221 | 2598 | 2731 | 3446 | Thu9:00 | 11158 | 13096 | 10084 | 10314 | 1.6439 | 0.2731 | 1.0084 | 0.8147 | 0 | 16439 | 2731 | 10084 | 8147 | 0
Thu10:00 | 15106 | 19943 | 15813 | 15634 | Thu10:00 | 2292 | 2778 | 2634 | 3444 | Thu10:00 | 11502 | 14092 | 10054 | 10320 | 1.5813 | 0.2634 | 1.0054 | 0.7862 | 0 | 15813 | 2634 | 10054 | 7862 | 0
Thu11:00 | 15600 | 21711 | 15395 | 15165 | Thu11:00 | 2343 | 2915 | 2557 | 3412 | Thu11:00 | 11788 | 15096 | 10245 | 10147 | 1.5395 | 0.2557 | 1.0245 | 0.7768 | 0 | 15395 | 2557 | 10245 | 7768 | 0
Thu12:00 | 15897 | 23452 | 15066 | 14539 | Thu12:00 | 2378 | 3081 | 2489 | 3333 | Thu12:00 | 11969 | 16181 | 10378 | 9856 | 1.5066 | 0.2489 | 1.0378 | 0.7731 | 0 | 15066 | 2489 | 10378 | 7731 | 0
Thu13:00 | 16308 | 25008 | 14849 | 13866 | Thu13:00 | 2410 | 3256 | 2426 | 3250 | Thu13:00 | 12147 | 17058 | 10395 | 9554 | 1.4849 | 0.2426 | 1.0395 | 0.7727 | 0 | 14849 | 2426 | 10395 | 7727 | 0
Thu14:00 | 16803 | 26583 | 14560 | 13050 | Thu14:00 | 2474 | 3440 | 2367 | 3136 | Thu14:00 | 12332 | 17814 | 10425 | 9249 | 1.456 | 0.2367 | 1.0425 | 0.7741 | 0 | 14560 | 2367 | 10425 | 7741 | 0
Thu15:00 | 17177 | 27594 | 14484 | 12259 | Thu15:00 | 2542 | 3601 | 2329 | 3023 | Thu15:00 | 12648 | 18203 | 10453 | 8950 | 1.4484 | 0.2329 | 1.0453 | 0.783 | 0 | 14484 | 2329 | 10453 | 7830 | 0
Thu16:00 | 17728 | 28234 | 14400 | 11671 | Thu16:00 | 2619 | 3706 | 2289 | 2939 | Thu16:00 | 13005 | 18436 | 10508 | 8724 | 1.44 | 0.2289 | 1.0508 | 0.7961 | 0 | 14400 | 2289 | 10508 | 7961 | 0
Thu17:00 | 18395 | 28504 | 14298 | 11346 | Thu17:00 | 2682 | 3752 | 2277 | 2889 | Thu17:00 | 13504 | 18506 | 10527 | 8560 | 1.4298 | 0.2277 | 1.0527 | 0.8043 | 0 | 14298 | 2277 | 10527 | 8043 | 0
Thu18:00 | 18545 | 28343 | 14257 | 11335 | Thu18:00 | 2669 | 3745 | 2270 | 2889 | Thu18:00 | 13597 | 18343 | 10580 | 8545 | 1.4257 | 0.227 | 1.058 | 0.808 | 0 | 14257 | 2270 | 10580 | 8080 | 0
Thu19:00 | 18224 | 27832 | 14650 | 12233 | Thu19:00 | 2622 | 3673 | 2266 | 2951 | Thu19:00 | 13400 | 17801 | 10751 | 9043 | 1.465 | 0.2266 | 1.0751 | 0.8156 | 0 | 14650 | 2266 | 10751 | 8156 | 0
Thu20:00 | 17352 | 26690 | 15666 | 13094 | Thu20:00 | 2505 | 3529 | 2404 | 3109 | Thu20:00 | 13187 | 17162 | 11036 | 9535 | 1.5666 | 0.2404 | 1.1036 | 0.8711 | 0 | 15666 | 2404 | 11036 | 8711 | 0
Thu21:00 | 17145 | 25441 | 15521 | 13198 | Thu21:00 | 2481 | 3374 | 2400 | 3155 | Thu21:00 | 13602 | 16729 | 10810 | 9578 | 1.5521 | 0.24 | 1.081 | 0.863 | 0 | 15521 | 2400 | 10810 | 8630 | 0
Thu22:00 | 16422 | 24654 | 15150 | 13222 | Thu22:00 | 2430 | 3313 | 2375 | 3162 | Thu22:00 | 13301 | 16214 | 10621 | 9554 | 1.515 | 0.2375 | 1.0621 | 0.8428 | 0 | 15150 | 2375 | 10621 | 8428 | 0
Thu23:00 | 14744 | 22581 | 14359 | 13085 | Thu23:00 | 2266 | 3103 | 2308 | 3150 | Thu23:00 | 12430 | 15029 | 10178 | 9454 | 1.4359 | 0.2308 | 1.0178 | 0.795 | 0 | 14359 | 2308 | 10178 | 7950 | 0
Thu24:00 | 12686 | 20198 | 13196 | 12645 | Thu24:00 | 2054 | 2838 | 2197 | 3099 | Thu24:00 | 11434 | 13835 | 9539 | 9191 | 1.3196 | 0.2197 | 0.9539 | 0.7208 | 0 | 13196 | 2197 | 9539 | 7208 | 0
Fri1:00 | 11018 | 18205 | 12067 | 12001 | Fri1:00 | 1950 | 2664 | 2075 | 3024 | Fri1:00 | 10775 | 12874 | 8935 | 8782 | 1.2067 | 0.2075 | 0.8935 | 0.656 | 0 | 12067 | 2075 | 8935 | 6560 | 0
Fri2:00 | 10368 | 16853 | 11407 | 11425 | Fri2:00 | 1875 | 2520 | 2066 | 2959 | Fri2:00 | 10225 | 12157 | 8492 | 8408 | 1.1407 | 0.2066 | 0.8492 | 0.6088 | 0 | 11407 | 2066 | 8492 | 6088 | 0
Fri3:00 | 9966 | 16010 | 11196 | 11028 | Fri3:00 | 1841 | 2426 | 2051 | 2913 | Fri3:00 | 9910 | 11598 | 8248 | 8147 | 1.1196 | 0.2051 | 0.8248 | 0.5907 | 0 | 11196 | 2051 | 8248 | 5907 | 0
Fri4:00 | 9777 | 15551 | 11233 | 10802 | Fri4:00 | 1830 | 2364 | 2073 | 2891 | Fri4:00 | 9701 | 11300 | 8097 | 7992 | 1.1233 | 0.2073 | 0.8097 | 0.5828 | 0 | 11233 | 2073 | 8097 | 5828 | 0
Fri5:00 | 9897 | 15299 | 11307 | 10737 | Fri5:00 | 1838 | 2329 | 2098 | 2888 | Fri5:00 | 9718 | 11204 | 8053 | 7948 | 1.1307 | 0.2098 | 0.8053 | 0.5834 | 0 | 11307 | 2098 | 8053 | 5834 | 0
Fri6:00 | 10774 | 15520 | 11768 | 10908 | Fri6:00 | 1921 | 2336 | 2163 | 2903 | Fri6:00 | 10160 | 11352 | 8240 | 8059 | 1.1768 | 0.2163 | 0.824 | 0.603 | 0 | 11768 | 2163 | 8240 | 6030 | 0
Fri7:00 | 12638 | 16216 | 13060 | 11408 | Fri7:00 | 2124 | 2383 | 2314 | 2967 | Fri7:00 | 10989 | 11738 | 8861 | 8348 | 1.306 | 0.2314 | 0.8861 | 0.6692 | 0 | 13060 | 2314 | 8861 | 6692 | 0
Fri8:00 | 13563 | 16947 | 15285 | 12033 | Fri8:00 | 2235 | 2473 | 2590 | 3048 | Fri8:00 | 11115 | 12136 | 9763 | 8707 | 1.5285 | 0.259 | 0.9763 | 0.7849 | 0 | 15285 | 2590 | 9763 | 7849 | 0
Fri9:00 | 13926 | 18003 | 15662 | 12432 | Fri9:00 | 2260 | 2634 | 2655 | 3125 | Fri9:00 | 11153 | 12938 | 9902 | 8861 | 1.5662 | 0.2655 | 0.9902 | 0.7977 | 0 | 15662 | 2655 | 9902 | 7977 | 0
Fri10:00 | 14340 | 19288 | 15234 | 12676 | Fri10:00 | 2306 | 2795 | 2582 | 3123 | Fri10:00 | 11457 | 13834 | 9892 | 8997 | 1.5234 | 0.2582 | 0.9892 | 0.7815 | 0 | 15234 | 2582 | 9892 | 7815 | 0
Fri11:00 | 14810 | 20905 | 14916 | 13053 | Fri11:00 | 2351 | 2944 | 2508 | 3116 | Fri11:00 | 11897 | 14757 | 9957 | 9280 | 1.4916 | 0.2508 | 0.9957 | 0.7764 | 0 | 14916 | 2508 | 9957 | 7764 | 0
Fri12:00 | 15018 | 22369 | 14770 | 13256 | Fri12:00 | 2391 | 3106 | 2451 | 3085 | Fri12:00 | 12356 | 15692 | 10059 | 9511 | 1.477 | 0.2451 | 1.0059 | 0.7762 | 0 | 14770 | 2451 | 10059 | 7762 | 0
Fri13:00 | 15326 | 23523 | 14628 | 13207 | Fri13:00 | 2434 | 3259 | 2413 | 3028 | Fri13:00 | 12748 | 16378 | 10209 | 9650 | 1.4628 | 0.2413 | 1.0209 | 0.7802 | 0 | 14628 | 2413 | 10209 | 7802 | 0
Fri14:00 | 15850 | 24843 | 14483 | 12966 | Fri14:00 | 2494 | 3444 | 2366 | 2967 | Fri14:00 | 13159 | 17064 | 10227 | 9632 | 1.4483 | 0.2366 | 1.0227 | 0.7823 | 0 | 14483 | 2366 | 10227 | 7823 | 0
Fri15:00 | 16186 | 25977 | 14399 | 12737 | Fri15:00 | 2566 | 3608 | 2343 | 2925 | Fri15:00 | 13684 | 17617 | 10353 | 9600 | 1.4399 | 0.2343 | 1.0353 | 0.7925 | 0 | 14399 | 2343 | 10353 | 7925 | 0
Fri16:00 | 16591 | 26861 | 14367 | 12445 | Fri16:00 | 2637 | 3710 | 2319 | 2896 | Fri16:00 | 14130 | 17955 | 10433 | 9547 | 1.4367 | 0.2319 | 1.0433 | 0.8035 | 0 | 14367 | 2319 | 10433 | 8035 | 0
Fri17:00 | 16788 | 27339 | 14314 | 12186 | Fri17:00 | 2672 | 3772 | 2297 | 2877 | Fri17:00 | 14467 | 18151 | 10474 | 9510 | 1.4314 | 0.2297 | 1.0474 | 0.8074 | 0 | 14314 | 2297 | 10474 | 8074 | 0
Fri18:00 | 16641 | 27240 | 14171 | 12160 | Fri18:00 | 2631 | 3765 | 2283 | 2869 | Fri18:00 | 14394 | 17978 | 10506 | 9492 | 1.4171 | 0.2283 | 1.0506 | 0.8115 | 0 | 14171 | 2283 | 10506 | 8115 | 0
Fri19:00 | 16094 | 26465 | 14314 | 12890 | Fri19:00 | 2565 | 3737 | 2253 | 2878 | Fri19:00 | 13861 | 17327 | 10564 | 9990 | 1.4314 | 0.2253 | 1.0564 | 0.8063 | 0 | 14314 | 2253 | 10564 | 8063 | 0
Fri20:00 | 15153 | 25200 | 14865 | 13447 | Fri20:00 | 2436 | 3588 | 2351 | 3035 | Fri20:00 | 13251 | 16633 | 10823 | 10316 | 1.4865 | 0.2351 | 1.0823 | 0.841 | 0 | 14865 | 2351 | 10823 | 8410 | 0
Fri21:00 | 14783 | 23952 | 14437 | 13228 | Fri21:00 | 2405 | 3405 | 2318 | 3051 | Fri21:00 | 13321 | 16189 | 10466 | 10198 | 1.4437 | 0.2318 | 1.0466 | 0.8152 | 0 | 14437 | 2318 | 10466 | 8152 | 0
Fri22:00 | 14208 | 23183 | 13840 | 12949 | Fri22:00 | 2371 | 3331 | 2275 | 3057 | Fri22:00 | 12894 | 15729 | 10304 | 10064 | 1.384 | 0.2275 | 1.0304 | 0.7916 | 0 | 13840 | 2275 | 10304 | 7916 | 0
Fri23:00 | 13060 | 21483 | 13228 | 12538 | Fri23:00 | 2245 | 3144 | 2229 | 3043 | Fri23:00 | 12173 | 14769 | 9999 | 9817 | 1.3228 | 0.2229 | 0.9999 | 0.7547 | 0 | 13228 | 2229 | 9999 | 7547 | 0
Fri24:00 | 11521 | 19466 | 12455 | 11927 | Fri24:00 | 2063 | 2893 | 2152 | 3008 | Fri24:00 | 11430 | 13749 | 9536 | 9408 | 1.2455 | 0.2152 | 0.9536 | 0.708 | 0 | 12455 | 2152 | 9536 | 7080 | 0
Sat1:00 | 10529 | 17616 | 11625 | 11101 | Sat1:00 | 1953 | 2732 | 2070 | 2947 | Sat1:00 | 10381 | 12869 | 9052 | 8894 | 1.1625 | 0.207 | 0.9052 | 0.6613 | 0 | 11625 | 2070 | 9052 | 6613 | 0
Sat2:00 | 9844 | 16338 | 10692 | 10424 | Sat2:00 | 1855 | 2590 | 2106 | 2907 | Sat2:00 | 9806 | 12065 | 8596 | 8471 | 1.0692 | 0.2106 | 0.8596 | 0.6264 | 0 | 10692 | 2106 | 8596 | 6264 | 0
Sat3:00 | 9502 | 15467 | 10390 | 10017 | Sat3:00 | 1809 | 2482 | 2080 | 2874 | Sat3:00 | 9303 | 11483 | 8247 | 8176 | 1.039 | 0.208 | 0.8247 | 0.6008 | 0 | 10390 | 2080 | 8247 | 6008 | 0
Sat4:00 | 9285 | 14752 | 10226 | 9855 | Sat4:00 | 1780 | 2395 | 2093 | 2850 | Sat4:00 | 9063 | 10977 | 8074 | 7974 | 1.0226 | 0.2093 | 0.8074 | 0.5861 | 0 | 10226 | 2093 | 8074 | 5861 | 0
Sat5:00 | 9300 | 14368 | 10256 | 9909 | Sat5:00 | 1769 | 2324 | 2095 | 2883 | Sat5:00 | 8921 | 10691 | 7997 | 7873 | 1.0256 | 0.2095 | 0.7997 | 0.5828 | 0 | 10256 | 2095 | 7997 | 5828 | 0
Sat6:00 | 9589 | 14268 | 10453 | 10324 | Sat6:00 | 1794 | 2290 | 2141 | 2914 | Sat6:00 | 9010 | 10853 | 8070 | 7877 | 1.0453 | 0.2141 | 0.807 | 0.5897 | 0 | 10453 | 2141 | 8070 | 5897 | 0
Sat7:00 | 10287 | 14422 | 11051 | 10965 | Sat7:00 | 1858 | 2251 | 2223 | 2970 | Sat7:00 | 9074 | 11039 | 8167 | 7979 | 1.1051 | 0.2223 | 0.8167 | 0.6151 | 0 | 11051 | 2223 | 8167 | 6151 | 0
Sat8:00 | 10995 | 15060 | 11896 | 11725 | Sat8:00 | 1934 | 2295 | 2349 | 3042 | Sat8:00 | 8912 | 11365 | 8353 | 8198 | 1.1896 | 0.2349 | 0.8353 | 0.6547 | 0 | 11896 | 2349 | 8353 | 6547 | 0
Sat9:00 | 12102 | 16477 | 12610 | 12676 | Sat9:00 | 2059 | 2507 | 2454 | 3149 | Sat9:00 | 9236 | 12216 | 8540 | 8370 | 1.261 | 0.2454 | 0.854 | 0.6859 | 0 | 12610 | 2454 | 8540 | 6859 | 0
Sat10:00 | 12887 | 18006 | 13240 | 13653 | Sat10:00 | 2166 | 2732 | 2471 | 3234 | Sat10:00 | 9854 | 13130 | 8914 | 8602 | 1.324 | 0.2471 | 0.8914 | 0.7185 | 0 | 13240 | 2471 | 8914 | 7185 | 0
Sat11:00 | 13466 | 19475 | 13531 | 14633 | Sat11:00 | 2237 | 2909 | 2434 | 3333 | Sat11:00 | 10412 | 14050 | 9130 | 9005 | 1.3531 | 0.2434 | 0.913 | 0.7337 | 0 | 13531 | 2434 | 9130 | 7337 | 0
Sat12:00 | 13759 | 20666 | 13583 | 15299 | Sat12:00 | 2304 | 3075 | 2391 | 3418 | Sat12:00 | 10901 | 14913 | 9351 | 9409 | 1.3583 | 0.2391 | 0.9351 | 0.742 | 0 | 13583 | 2391 | 9351 | 7420 | 0
Sat13:00 | 14107 | 21737 | 13544 | 15734 | Sat13:00 | 2382 | 3246 | 2349 | 3461 | Sat13:00 | 11391 | 15589 | 9503 | 9663 | 1.3544 | 0.2349 | 0.9503 | 0.7444 | 0 | 13544 | 2349 | 9503 | 7444 | 0
Sat14:00 | 14578 | 22755 | 13501 | 15993 | Sat14:00 | 2469 | 3425 | 2296 | 3468 | Sat14:00 | 11773 | 16039 | 9644 | 9677 | 1.3501 | 0.2296 | 0.9644 | 0.7491 | 0 | 13501 | 2296 | 9644 | 7491 | 0
Sat15:00 | 15130 | 23502 | 13519 | 15936 | Sat15:00 | 2584 | 3564 | 2255 | 3426 | Sat15:00 | 12286 | 16405 | 9785 | 9466 | 1.3519 | 0.2255 | 0.9785 | 0.755 | 0 | 13519 | 2255 | 9785 | 7550 | 0
Sat16:00 | 15744 | 24209 | 13575 | 15955 | Sat16:00 | 2718 | 3674 | 2228 | 3411 | Sat16:00 | 12775 | 16665 | 9974 | 9236 | 1.3575 | 0.2228 | 0.9974 | 0.7681 | 0 | 13575 | 2228 | 9974 | 7681 | 0
Sat17:00 | 16208 | 24636 | 13765 | 16154 | Sat17:00 | 2814 | 3723 | 2212 | 3404 | Sat17:00 | 13189 | 16833 | 10143 | 9092 | 1.3765 | 0.2212 | 1.0143 | 0.7787 | 0 | 13765 | 2212 | 10143 | 7787 | 0
Sat18:00 | 16241 | 24572 | 13719 | 16476 | Sat18:00 | 2839 | 3702 | 2202 | 3398 | Sat18:00 | 13517 | 16823 | 10176 | 9144 | 1.3719 | 0.2202 | 1.0176 | 0.7833 | 0 | 13719 | 2202 | 10176 | 7833 | 0
Sat19:00 | 15876 | 24057 | 13871 | 17439 | Sat19:00 | 2804 | 3635 | 2213 | 3472 | Sat19:00 | 13447 | 16505 | 10310 | 9648 | 1.3871 | 0.2213 | 1.031 | 0.7878 | 0 | 13871 | 2213 | 10310 | 7878 | 0
Sat20:00 | 15290 | 22972 | 14349 | 18062 | Sat20:00 | 2673 | 3475 | 2340 | 3625 | Sat20:00 | 13030 | 15918 | 10631 | 10010 | 1.4349 | 0.234 | 1.0631 | 0.8311 | 0 | 14349 | 2340 | 10631 | 8311 | 0
Sat21:00 | 15036 | 21972 | 13906 | 18058 | Sat21:00 | 2622 | 3287 | 2323 | 3644 | Sat21:00 | 13172 | 15490 | 10296 | 10037 | 1.3906 | 0.2323 | 1.0296 | 0.8103 | 0 | 13906 | 2323 | 10296 | 8103 | 0
Sat22:00 | 14448 | 21430 | 13344 | 17953 | Sat22:00 | 2568 | 3240 | 2276 | 3633 | Sat22:00 | 12811 | 15042 | 10140 | 9993 | 1.3344 | 0.2276 | 1.014 | 0.7812 | 0 | 13344 | 2276 | 10140 | 7812 | 0
Sat23:00 | 13324 | 19940 | 12677 | 17667 | Sat23:00 | 2420 | 3062 | 2229 | 3578 | Sat23:00 | 12099 | 14114 | 9810 | 9860 | 1.2677 | 0.2229 | 0.981 | 0.7449 | 0 | 12677 | 2229 | 9810 | 7449 | 0
Sat24:00 | 11822 | 18162 | 11874 | 16983 | Sat24:00 | 2224 | 2826 | 2151 | 3495 | Sat24:00 | 11387 | 13156 | 9407 | 9588 | 1.1874 | 0.2151 | 0.9407 | 0.7013 | 0 | 11874 | 2151 | 9407 | 7013 | 0
Sun1:00 | 10817 | 16495 | 10958 | 16238 | Sun1:00 | 2109 | 2634 | 2061 | 3422 | Sun1:00 | 10550 | 12312 | 8910 | 9215 | 1.0958 | 0.2061 | 0.891 | 0.6505 | 0 | 10958 | 2061 | 8910 | 6505 | 0
Sun2:00 | 9998 | 15376 | 10201 | 15605 | Sun2:00 | 2004 | 2495 | 1978 | 3359 | Sun2:00 | 10013 | 11663 | 8533 | 8861 | 1.0201 | 0.1978 | 0.8533 | 0.6082 | 0 | 10201 | 1978 | 8533 | 6082 | 0
Sun3:00 | 9540 | 14534 | 9872 | 15240 | Sun3:00 | 1955 | 2391 | 1948 | 3294 | Sun3:00 | 9618 | 11140 | 8221 | 8663 | 0.9872 | 0.1948 | 0.8221 | 0.5747 | 0 | 9872 | 1948 | 8221 | 5747 | 0
Sun4:00 | 9197 | 13842 | 9666 | 15087 | Sun4:00 | 1912 | 2302 | 1946 | 3281 | Sun4:00 | 9347 | 10779 | 8033 | 8566 | 0.9666 | 0.1946 | 0.8033 | 0.565 | 0 | 9666 | 1946 | 8033 | 5650 | 0
Sun5:00 | 9099 | 13568 | 9595 | 15061 | Sun5:00 | 1885 | 2229 | 1952 | 3268 | Sun5:00 | 9163 | 10575 | 7938 | 8543 | 0.9595 | 0.1952 | 0.7938 | 0.5555 | 0 | 9595 | 1952 | 7938 | 5555 | 0
Sun6:00 | 9231 | 13481 | 9647 | 15164 | Sun6:00 | 1886 | 2185 | 1971 | 3275 | Sun6:00 | 9088 | 10509 | 7928 | 8653 | 0.9647 | 0.1971 | 0.7928 | 0.5585 | 0 | 9647 | 1971 | 7928 | 5585 | 0
Sun7:00 | 9672 | 13444 | 9935 | 15524 | Sun7:00 | 1914 | 2131 | 2038 | 3327 | Sun7:00 | 8913 | 10362 | 7956 | 8844 | 0.9935 | 0.2038 | 0.7956 | 0.5735 | 0 | 9935 | 2038 | 7956 | 5735 | 0
Sun8:00 | 10289 | 14009 | 10406 | 15965 | Sun8:00 | 1989 | 2166 | 2141 | 3420 | Sun8:00 | 8527 | 10480 | 7968 | 9154 | 1.0406 | 0.2141 | 0.7968 | 0.5934 | 0 | 10406 | 2141 | 7968 | 5934 | 0
Sun9:00 | 11579 | 15284 | 10957 | 16516 | Sun9:00 | 2156 | 2350 | 2222 | 3506 | Sun9:00 | 8807 | 11218 | 7955 | 9455 | 1.0957 | 0.2222 | 0.7955 | 0.6146 | 0 | 10957 | 2222 | 7955 | 6146 | 0
Sun10:00 | 12627 | 16682 | 11945 | 16954 | Sun10:00 | 2300 | 2556 | 2269 | 3527 | Sun10:00 | 9409 | 12074 | 8470 | 9804 | 1.1945 | 0.2269 | 0.847 | 0.6584 | 0 | 11945 | 2269 | 8470 | 6584 | 0
Sun11:00 | 13515 | 18062 | 12489 | 17339 | Sun11:00 | 2398 | 2731 | 2269 | 3503 | Sun11:00 | 10015 | 13071 | 8852 | 10272 | 1.2489 | 0.2269 | 0.8852 | 0.685 | 0 | 12489 | 2269 | 8852 | 6850 | 0
Sun12:00 | 14360 | 19253 | 12742 | 17333 | Sun12:00 | 2496 | 2894 | 2255 | 3420 | Sun12:00 | 10549 | 13934 | 9128 | 10593 | 1.2742 | 0.2255 | 0.9128 | 0.7068 | 0 | 12742 | 2255 | 9128 | 7068 | 0
Sun13:00 | 15136 | 20422 | 13040 | 16982 | Sun13:00 | 2592 | 3145 | 2237 | 3330 | Sun13:00 | 11155 | 14655 | 9456 | 10799 | 1.304 | 0.2237 | 0.9456 | 0.7294 | 0 | 13040 | 2237 | 9456 | 7294 | 0
Sun14:00 | 16086 | 21492 | 13320 | 16275 | Sun14:00 | 2686 | 3330 | 2238 | 3249 | Sun14:00 | 11602 | 15224 | 9823 | 10881 | 1.332 | 0.2238 | 0.9823 | 0.7551 | 0 | 13320 | 2238 | 9823 | 7551 | 0
Sun15:00 | 16773 | 22436 | 13718 | 15420 | Sun15:00 | 2774 | 3478 | 2228 | 3157 | Sun15:00 | 12086 | 15755 | 10149 | 10929 | 1.3718 | 0.2228 | 1.0149 | 0.7803 | 0 | 13718 | 2228 | 10149 | 7803 | 0
Sun16:00 | 17561 | 23265 | 13969 | 14672 | Sun16:00 | 2832 | 3600 | 2222 | 3069 | Sun16:00 | 12435 | 16107 | 10434 | 10904 | 1.3969 | 0.2222 | 1.0434 | 0.8028 | 0 | 13969 | 2222 | 10434 | 8028 | 0
Sun17:00 | 18102 | 23902 | 14183 | 14226 | Sun17:00 | 2875 | 3673 | 2217 | 3018 | Sun17:00 | 12658 | 16318 | 10565 | 10906 | 1.4183 | 0.2217 | 1.0565 | 0.818 | 0 | 14183 | 2217 | 10565 | 8180 | 0
Sun18:00 | 18214 | 24086 | 14140 | 14159 | Sun18:00 | 2854 | 3635 | 2216 | 3010 | Sun18:00 | 12722 | 16368 | 10619 | 11015 | 1.414 | 0.2216 | 1.0619 | 0.8207 | 0 | 14140 | 2216 | 10619 | 8207 | 0
Sun19:00 | 17770 | 23758 | 14483 | 15229 | Sun19:00 | 2782 | 3580 | 2259 | 3098 | Sun19:00 | 12607 | 16093 | 10767 | 11459 | 1.4483 | 0.2259 | 1.0767 | 0.839 | 0 | 14483 | 2259 | 10767 | 8390 | 0
Sun20:00 | 17046 | 22849 | 15094 | 16535 | Sun20:00 | 2673 | 3446 | 2381 | 3322 | Sun20:00 | 12400 | 15584 | 11032 | 11777 | 1.5094 | 0.2381 | 1.1032 | 0.8948 | 0 | 15094 | 2381 | 11032 | 8948 | 0
Sun21:00 | 17087 | 21795 | 14699 | 16920 | Sun21:00 | 2662 | 3267 | 2366 | 3392 | Sun21:00 | 12826 | 15208 | 10759 | 11705 | 1.4699 | 0.2366 | 1.0759 | 0.8731 | 0 | 14699 | 2366 | 10759 | 8731 | 0
Sun22:00 | 16624 | 21258 | 14073 | 17055 | Sun22:00 | 2627 | 3220 | 2318 | 3413 | Sun22:00 | 12650 | 14918 | 10441 | 11516 | 1.4073 | 0.2318 | 1.0441 | 0.8397 | 0 | 14073 | 2318 | 10441 | 8397 | 0
Sun23:00 | 15193 | 19572 | 13312 | 16943 | Sun23:00 | 2464 | 3054 | 2256 | 3396 | Sun23:00 | 11922 | 13922 | 10135 | 11199 | 1.3312 | 0.2256 | 1.0135 | 0.7947 | 0 | 13312 | 2256 | 10135 | 7947 | 0
Sun24:00 | 13201 | 17443 | 12132 | 16413 | Sun24:00 | 2232 | 2810 | 2135 | 3336 | Sun24:00 | 11012 | 12835 | 9570 | 10702 | 1.2132 | 0.2135 | 0.957 | 0.7262 | 0 | 12132 | 2135 | 9570 | 7262 | 0
South |  |  |  |  | Panhandle
| Spring | Summer | Fall | Winter |  | Spring | Summer | Fall | Winter
Mon1:00 | 6154 | 9518 | 8454 | 7713 | Mon1:00 | 0 | 0 | 0 | 0
Mon2:00 | 5878 | 8890 | 7642 | 7163 | Mon2:00 | 0 | 0 | 0 | 0
Mon3:00 | 5690 | 8508 | 7229 | 6826 | Mon3:00 | 0 | 0 | 0 | 0
Mon4:00 | 5599 | 8295 | 6964 | 6635 | Mon4:00 | 0 | 0 | 0 | 0
Mon5:00 | 5673 | 8287 | 6868 | 6584 | Mon5:00 | 0 | 0 | 0 | 0
Mon6:00 | 6066 | 8625 | 6930 | 6713 | Mon6:00 | 0 | 0 | 0 | 0
Mon7:00 | 6930 | 9255 | 7411 | 7154 | Mon7:00 | 0 | 0 | 0 | 0
Mon8:00 | 7305 | 9631 | 8424 | 7777 | Mon8:00 | 0 | 0 | 0 | 0
Mon9:00 | 7502 | 10124 | 8670 | 8107 | Mon9:00 | 0 | 0 | 0 | 0
Mon10:00 | 7810 | 10663 | 8779 | 8197 | Mon10:00 | 0 | 0 | 0 | 0
Mon11:00 | 8200 | 11237 | 9040 | 8337 | Mon11:00 | 0 | 0 | 0 | 0
Mon12:00 | 8471 | 11812 | 9310 | 8357 | Mon12:00 | 0 | 0 | 0 | 0
Mon13:00 | 8632 | 12366 | 9517 | 8297 | Mon13:00 | 0 | 0 | 0 | 0
Mon14:00 | 8815 | 12922 | 9656 | 8254 | Mon14:00 | 0 | 0 | 0 | 0
Mon15:00 | 9074 | 13458 | 9747 | 8268 | Mon15:00 | 0 | 0 | 0 | 0
Mon16:00 | 9320 | 13861 | 9816 | 8244 | Mon16:00 | 0 | 0 | 0 | 0
Mon17:00 | 9519 | 14102 | 9812 | 8281 | Mon17:00 | 0 | 0 | 0 | 0
Mon18:00 | 9504 | 14194 | 9832 | 8312 | Mon18:00 | 0 | 0 | 0 | 0
Mon19:00 | 9299 | 14014 | 9923 | 8628 | Mon19:00 | 0 | 0 | 0 | 0
Mon20:00 | 9160 | 13537 | 10464 | 9232 | Mon20:00 | 0 | 0 | 0 | 0
Mon21:00 | 9491 | 13237 | 10307 | 9153 | Mon21:00 | 0 | 0 | 0 | 0
Mon22:00 | 9232 | 13041 | 9871 | 8995 | Mon22:00 | 0 | 0 | 0 | 0
Mon23:00 | 8451 | 12019 | 9146 | 8712 | Mon23:00 | 0 | 0 | 0 | 0
Mon24:00 | 7419 | 10775 | 8235 | 8189 | Mon24:00 | 0 | 0 | 0 | 0
Tue1:00 | 6789 | 9789 | 7369 | 7541 | Tue1:00 | 0 | 0 | 0 | 0
Tue2:00 | 6330 | 9143 | 6541 | 6947 | Tue2:00 | 0 | 0 | 0 | 0
Tue3:00 | 6101 | 8674 | 6238 | 6603 | Tue3:00 | 0 | 0 | 0 | 0
Tue4:00 | 5974 | 8408 | 6007 | 6443 | Tue4:00 | 0 | 0 | 0 | 0
Tue5:00 | 6013 | 8328 | 5884 | 6416 | Tue5:00 | 0 | 0 | 0 | 0
Tue6:00 | 6451 | 8629 | 5899 | 6527 | Tue6:00 | 0 | 0 | 0 | 0
Tue7:00 | 7511 | 9213 | 6359 | 6985 | Tue7:00 | 0 | 0 | 0 | 0
Tue8:00 | 8059 | 9575 | 7376 | 7658 | Tue8:00 | 0 | 0 | 0 | 0
Tue9:00 | 8082 | 10128 | 7604 | 8102 | Tue9:00 | 0 | 0 | 0 | 0
Tue10:00 | 8275 | 10877 | 7638 | 8336 | Tue10:00 | 0 | 0 | 0 | 0
Tue11:00 | 8492 | 11740 | 7775 | 8556 | Tue11:00 | 0 | 0 | 0 | 0
Tue12:00 | 8640 | 12619 | 7885 | 8761 | Tue12:00 | 0 | 0 | 0 | 0
Tue13:00 | 8728 | 13417 | 7940 | 8803 | Tue13:00 | 0 | 0 | 0 | 0
Tue14:00 | 8780 | 14195 | 7946 | 8711 | Tue14:00 | 0 | 0 | 0 | 0
Tue15:00 | 8794 | 14804 | 7923 | 8664 | Tue15:00 | 0 | 0 | 0 | 0
Tue16:00 | 8803 | 15217 | 7914 | 8673 | Tue16:00 | 0 | 0 | 0 | 0
Tue17:00 | 8864 | 15403 | 7898 | 8713 | Tue17:00 | 0 | 0 | 0 | 0
Tue18:00 | 8830 | 15340 | 7953 | 8736 | Tue18:00 | 0 | 0 | 0 | 0
Tue19:00 | 8830 | 15041 | 8146 | 9231 | Tue19:00 | 0 | 0 | 0 | 0
Tue20:00 | 8806 | 14422 | 8713 | 10012 | Tue20:00 | 0 | 0 | 0 | 0
Tue21:00 | 9197 | 13968 | 8612 | 10101 | Tue21:00 | 0 | 0 | 0 | 0
Tue22:00 | 8976 | 13557 | 8389 | 10057 | Tue22:00 | 0 | 0 | 0 | 0
Tue23:00 | 8271 | 12402 | 7884 | 9935 | Tue23:00 | 0 | 0 | 0 | 0
Tue24:00 | 7383 | 11277 | 7188 | 9583 | Tue24:00 | 0 | 0 | 0 | 0
Wed1:00 | 6661 | 10132 | 6551 | 9072 | Wed1:00 | 0 | 0 | 0 | 0
Wed2:00 | 6323 | 9440 | 6178 | 8593 | Wed2:00 | 0 | 0 | 0 | 0
Wed3:00 | 6168 | 8922 | 5914 | 8325 | Wed3:00 | 0 | 0 | 0 | 0
Wed4:00 | 6079 | 8586 | 5789 | 8188 | Wed4:00 | 0 | 0 | 0 | 0
Wed5:00 | 6171 | 8424 | 5756 | 8189 | Wed5:00 | 0 | 0 | 0 | 0
Wed6:00 | 6662 | 8557 | 5882 | 8406 | Wed6:00 | 0 | 0 | 0 | 0
Wed7:00 | 7800 | 9059 | 6463 | 8953 | Wed7:00 | 0 | 0 | 0 | 0
Wed8:00 | 8310 | 9414 | 7634 | 9693 | Wed8:00 | 0 | 0 | 0 | 0
Wed9:00 | 8393 | 10053 | 7890 | 10128 | Wed9:00 | 0 | 0 | 0 | 0
Wed10:00 | 8641 | 10878 | 7837 | 10180 | Wed10:00 | 0 | 0 | 0 | 0
Wed11:00 | 8887 | 11848 | 7859 | 10106 | Wed11:00 | 0 | 0 | 0 | 0
Wed12:00 | 9077 | 12842 | 7854 | 9833 | Wed12:00 | 0 | 0 | 0 | 0
Wed13:00 | 9191 | 13720 | 7826 | 9403 | Wed13:00 | 0 | 0 | 0 | 0
Wed14:00 | 9320 | 14485 | 7695 | 8938 | Wed14:00 | 0 | 0 | 0 | 0
Wed15:00 | 9363 | 15044 | 7639 | 8574 | Wed15:00 | 0 | 0 | 0 | 0
Wed16:00 | 9468 | 15396 | 7588 | 8302 | Wed16:00 | 0 | 0 | 0 | 0
Wed17:00 | 9596 | 15539 | 7583 | 8135 | Wed17:00 | 0 | 0 | 0 | 0
Wed18:00 | 9639 | 15481 | 7591 | 8152 | Wed18:00 | 0 | 0 | 0 | 0
Wed19:00 | 9616 | 15203 | 7845 | 8541 | Wed19:00 | 0 | 0 | 0 | 0
Wed20:00 | 9555 | 14636 | 8608 | 9213 | Wed20:00 | 0 | 0 | 0 | 0
Wed21:00 | 9966 | 14055 | 8613 | 9182 | Wed21:00 | 0 | 0 | 0 | 0
Wed22:00 | 9812 | 13692 | 8512 | 9176 | Wed22:00 | 0 | 0 | 0 | 0
Wed23:00 | 9075 | 12558 | 8115 | 9208 | Wed23:00 | 0 | 0 | 0 | 0
Wed24:00 | 8093 | 11231 | 7447 | 9181 | Wed24:00 | 0 | 0 | 0 | 0
Thu1:00 | 7415 | 10194 | 6799 | 9098 | Thu1:00 | 0 | 0 | 0 | 0
Thu2:00 | 6987 | 9443 | 6314 | 9007 | Thu2:00 | 0 | 0 | 0 | 0
Thu3:00 | 6742 | 8843 | 6113 | 9023 | Thu3:00 | 0 | 0 | 0 | 0
Thu4:00 | 6631 | 8468 | 6043 | 9046 | Thu4:00 | 0 | 0 | 0 | 0
Thu5:00 | 6682 | 8249 | 6040 | 9094 | Thu5:00 | 0 | 0 | 0 | 0
Thu6:00 | 7166 | 8467 | 6210 | 9253 | Thu6:00 | 0 | 0 | 0 | 0
Thu7:00 | 8243 | 8971 | 6909 | 9587 | Thu7:00 | 0 | 0 | 0 | 0
Thu8:00 | 8683 | 9348 | 8087 | 10007 | Thu8:00 | 0 | 0 | 0 | 0
Thu9:00 | 8826 | 9963 | 8147 | 10299 | Thu9:00 | 0 | 0 | 0 | 0
Thu10:00 | 9253 | 10724 | 7862 | 10343 | Thu10:00 | 0 | 0 | 0 | 0
Thu11:00 | 9744 | 11740 | 7768 | 9881 | Thu11:00 | 0 | 0 | 0 | 0
Thu12:00 | 10286 | 12722 | 7731 | 9319 | Thu12:00 | 0 | 0 | 0 | 0
Thu13:00 | 10678 | 13579 | 7727 | 8803 | Thu13:00 | 0 | 0 | 0 | 0
Thu14:00 | 11161 | 14369 | 7741 | 8232 | Thu14:00 | 0 | 0 | 0 | 0
Thu15:00 | 11643 | 14965 | 7830 | 7720 | Thu15:00 | 0 | 0 | 0 | 0
Thu16:00 | 12088 | 15336 | 7961 | 7365 | Thu16:00 | 0 | 0 | 0 | 0
Thu17:00 | 12445 | 15555 | 8043 | 7148 | Thu17:00 | 0 | 0 | 0 | 0
Thu18:00 | 12528 | 15569 | 8080 | 7100 | Thu18:00 | 0 | 0 | 0 | 0
Thu19:00 | 12248 | 15319 | 8156 | 7457 | Thu19:00 | 0 | 0 | 0 | 0
Thu20:00 | 11589 | 14748 | 8711 | 8194 | Thu20:00 | 0 | 0 | 0 | 0
Thu21:00 | 11322 | 14151 | 8630 | 8282 | Thu21:00 | 0 | 0 | 0 | 0
Thu22:00 | 10714 | 13759 | 8428 | 8303 | Thu22:00 | 0 | 0 | 0 | 0
Thu23:00 | 9645 | 12633 | 7950 | 8213 | Thu23:00 | 0 | 0 | 0 | 0
Thu24:00 | 8410 | 11379 | 7208 | 7949 | Thu24:00 | 0 | 0 | 0 | 0
Fri1:00 | 7554 | 10294 | 6560 | 7472 | Fri1:00 | 0 | 0 | 0 | 0
Fri2:00 | 6984 | 9532 | 6088 | 7010 | Fri2:00 | 0 | 0 | 0 | 0
Fri3:00 | 6612 | 8998 | 5907 | 6690 | Fri3:00 | 0 | 0 | 0 | 0
Fri4:00 | 6394 | 8627 | 5828 | 6499 | Fri4:00 | 0 | 0 | 0 | 0
Fri5:00 | 6343 | 8507 | 5834 | 6448 | Fri5:00 | 0 | 0 | 0 | 0
Fri6:00 | 6677 | 8737 | 6030 | 6532 | Fri6:00 | 0 | 0 | 0 | 0
Fri7:00 | 7499 | 9215 | 6692 | 6805 | Fri7:00 | 0 | 0 | 0 | 0
Fri8:00 | 7861 | 9535 | 7849 | 7192 | Fri8:00 | 0 | 0 | 0 | 0
Fri9:00 | 8052 | 10131 | 7977 | 7440 | Fri9:00 | 0 | 0 | 0 | 0
Fri10:00 | 8401 | 10977 | 7815 | 7629 | Fri10:00 | 0 | 0 | 0 | 0
Fri11:00 | 8893 | 11910 | 7764 | 7896 | Fri11:00 | 0 | 0 | 0 | 0
Fri12:00 | 9316 | 12798 | 7762 | 8070 | Fri12:00 | 0 | 0 | 0 | 0
Fri13:00 | 9752 | 13554 | 7802 | 8134 | Fri13:00 | 0 | 0 | 0 | 0
Fri14:00 | 10313 | 14302 | 7823 | 8079 | Fri14:00 | 0 | 0 | 0 | 0
Fri15:00 | 10885 | 14945 | 7925 | 7956 | Fri15:00 | 0 | 0 | 0 | 0
Fri16:00 | 11393 | 15350 | 8035 | 7868 | Fri16:00 | 0 | 0 | 0 | 0
Fri17:00 | 11795 | 15585 | 8074 | 7863 | Fri17:00 | 0 | 0 | 0 | 0
Fri18:00 | 11877 | 15502 | 8115 | 7855 | Fri18:00 | 0 | 0 | 0 | 0
Fri19:00 | 11570 | 15092 | 8063 | 8061 | Fri19:00 | 0 | 0 | 0 | 0
Fri20:00 | 10854 | 14390 | 8410 | 8695 | Fri20:00 | 0 | 0 | 0 | 0
Fri21:00 | 10580 | 13816 | 8152 | 8619 | Fri21:00 | 0 | 0 | 0 | 0
Fri22:00 | 10114 | 13484 | 7916 | 8439 | Fri22:00 | 0 | 0 | 0 | 0
Fri23:00 | 9349 | 12572 | 7547 | 8189 | Fri23:00 | 0 | 0 | 0 | 0
Fri24:00 | 8388 | 11498 | 7080 | 7814 | Fri24:00 | 0 | 0 | 0 | 0
Sat1:00 | 7442 | 10774 | 6613 | 7259 | Sat1:00 | 0 | 0 | 0 | 0
Sat2:00 | 6815 | 9961 | 6264 | 6782 | Sat2:00 | 0 | 0 | 0 | 0
Sat3:00 | 6440 | 9413 | 6008 | 6412 | Sat3:00 | 0 | 0 | 0 | 0
Sat4:00 | 6174 | 9039 | 5861 | 6183 | Sat4:00 | 0 | 0 | 0 | 0
Sat5:00 | 6054 | 8797 | 5828 | 6043 | Sat5:00 | 0 | 0 | 0 | 0
Sat6:00 | 6088 | 8649 | 5897 | 6025 | Sat6:00 | 0 | 0 | 0 | 0
Sat7:00 | 6290 | 8571 | 6151 | 6150 | Sat7:00 | 0 | 0 | 0 | 0
Sat8:00 | 6443 | 8671 | 6547 | 6415 | Sat8:00 | 0 | 0 | 0 | 0
Sat9:00 | 7055 | 9437 | 6859 | 6675 | Sat9:00 | 0 | 0 | 0 | 0
Sat10:00 | 7666 | 10394 | 7185 | 7049 | Sat10:00 | 0 | 0 | 0 | 0
Sat11:00 | 8232 | 11328 | 7337 | 7635 | Sat11:00 | 0 | 0 | 0 | 0
Sat12:00 | 8753 | 12187 | 7420 | 8112 | Sat12:00 | 0 | 0 | 0 | 0
Sat13:00 | 9184 | 12978 | 7444 | 8431 | Sat13:00 | 0 | 0 | 0 | 0
Sat14:00 | 9648 | 13634 | 7491 | 8612 | Sat14:00 | 0 | 0 | 0 | 0
Sat15:00 | 10144 | 14146 | 7550 | 8674 | Sat15:00 | 0 | 0 | 0 | 0
Sat16:00 | 10693 | 14567 | 7681 | 8678 | Sat16:00 | 0 | 0 | 0 | 0
Sat17:00 | 11116 | 14803 | 7787 | 8711 | Sat17:00 | 0 | 0 | 0 | 0
Sat18:00 | 11237 | 14850 | 7833 | 8869 | Sat18:00 | 0 | 0 | 0 | 0
Sat19:00 | 11051 | 14535 | 7878 | 9356 | Sat19:00 | 0 | 0 | 0 | 0
Sat20:00 | 10528 | 13953 | 8311 | 9903 | Sat20:00 | 0 | 0 | 0 | 0
Sat21:00 | 10351 | 13398 | 8103 | 9896 | Sat21:00 | 0 | 0 | 0 | 0
Sat22:00 | 9973 | 13147 | 7812 | 9758 | Sat22:00 | 0 | 0 | 0 | 0
Sat23:00 | 9265 | 12291 | 7449 | 9558 | Sat23:00 | 0 | 0 | 0 | 0
Sat24:00 | 8363 | 11261 | 7013 | 9187 | Sat24:00 | 0 | 0 | 0 | 0
Sun1:00 | 7467 | 10278 | 6505 | 8773 | Sun1:00 | 0 | 0 | 0 | 0
Sun2:00 | 6909 | 9486 | 6082 | 8437 | Sun2:00 | 0 | 0 | 0 | 0
Sun3:00 | 6514 | 8870 | 5747 | 8220 | Sun3:00 | 0 | 0 | 0 | 0
Sun4:00 | 6251 | 8443 | 5650 | 8143 | Sun4:00 | 0 | 0 | 0 | 0
Sun5:00 | 6082 | 8155 | 5555 | 8163 | Sun5:00 | 0 | 0 | 0 | 0
Sun6:00 | 6082 | 8062 | 5585 | 8378 | Sun6:00 | 0 | 0 | 0 | 0
Sun7:00 | 6198 | 8010 | 5735 | 8737 | Sun7:00 | 0 | 0 | 0 | 0
Sun8:00 | 6248 | 8122 | 5934 | 9174 | Sun8:00 | 0 | 0 | 0 | 0
Sun9:00 | 6812 | 8817 | 6146 | 9593 | Sun9:00 | 0 | 0 | 0 | 0
Sun10:00 | 7420 | 9755 | 6584 | 10127 | Sun10:00 | 0 | 0 | 0 | 0
Sun11:00 | 8026 | 10740 | 6850 | 10641 | Sun11:00 | 0 | 0 | 0 | 0
Sun12:00 | 8617 | 11617 | 7068 | 10854 | Sun12:00 | 0 | 0 | 0 | 0
Sun13:00 | 9164 | 12388 | 7294 | 10800 | Sun13:00 | 0 | 0 | 0 | 0
Sun14:00 | 9704 | 13042 | 7551 | 10603 | Sun14:00 | 0 | 0 | 0 | 0
Sun15:00 | 10139 | 13611 | 7803 | 10335 | Sun15:00 | 0 | 0 | 0 | 0
Sun16:00 | 10484 | 14064 | 8028 | 10003 | Sun16:00 | 0 | 0 | 0 | 0
Sun17:00 | 10657 | 14379 | 8180 | 9695 | Sun17:00 | 0 | 0 | 0 | 0
Sun18:00 | 10746 | 14441 | 8207 | 9513 | Sun18:00 | 0 | 0 | 0 | 0
Sun19:00 | 10538 | 14266 | 8390 | 9904 | Sun19:00 | 0 | 0 | 0 | 0
Sun20:00 | 10119 | 13810 | 8948 | 10912 | Sun20:00 | 0 | 0 | 0 | 0
Sun21:00 | 10273 | 13373 | 8731 | 11178 | Sun21:00 | 0 | 0 | 0 | 0
Sun22:00 | 10051 | 13145 | 8397 | 11254 | Sun22:00 | 0 | 0 | 0 | 0
Sun23:00 | 9198 | 12242 | 7947 | 11196 | Sun23:00 | 0 | 0 | 0 | 0
Sun24:00 | 8148 | 11115 | 7262 | 10858 | Sun24:00 | 0 | 0 | 0 | 0

## LoadData_hour_week_day
06/30/2016 - modified load data to match with chronological model for April, July, October, January
Month | Season | Hour | Northeast | West | Coastal | South | Panhandle | ERCOT total | ERCOT total
Jan | Winter | 1:00 | 13580.9326 | 2833.5897 | 8512.6639 | 7733.2715 | 0 | 32660.4577 |  | Spring | Summer | Fall | Winter
|  | 2:00 | 13362.3111 | 2817.5897 | 8321.6639 | 7541.1833 | 0 | 32042.748 | 1:00 | 28762.4557 | 39269.3844 | 28630.3234 | 32660.4577
|  | 3:00 | 13246.4001 | 2814.5897 | 8248.6639 | 7446.5133 | 0 | 31756.167 | 2:00 | 27953.8081 | 37605.7689 | 27920.8833 | 32042.748
|  | 4:00 | 13208.4494 | 2826.5897 | 8269.6639 | 7458.6252 | 0 | 31763.3282 | 3:00 | 27163.5147 | 36357.6173 | 27607.7738 | 31756.167
|  | 5:00 | 13494.5502 | 2844.5897 | 8435.6639 | 7619.088 | 0 | 32393.8919 | 4:00 | 26319.8458 | 35806.1588 | 27938.9796 | 31763.3282
|  | 6:00 | 14525.133 | 2945.5897 | 9012.6639 | 8254.6974 | 0 | 34738.084 | 5:00 | 27327.1734 | 36133.7284 | 29552.3255 | 32393.8919
|  | 7:00 | 16197.484 | 3167.5897 | 9890.6639 | 9174.1434 | 0 | 38429.881 | 6:00 | 29810.6303 | 36686.237 | 32596.1907 | 34738.084
|  | 8:00 | 16859.8061 | 3258.5897 | 10054.6639 | 9476.6227 | 0 | 39649.6824 | 7:00 | 31738.4468 | 37341.5569 | 34097.1525 | 38429.881
|  | 9:00 | 16265.0889 | 3208.5897 | 9932.6639 | 9294.231 | 0 | 38700.5735 | 8:00 | 32424.2268 | 39720.1709 | 34138.4652 | 39649.6824
|  | 10:00 | 16028.9928 | 3158.5897 | 10127.6639 | 9208.985 | 0 | 38524.2314 | 9:00 | 33459.2081 | 43040.0578 | 35234.772 | 38700.5735
|  | 11:00 | 15773.3558 | 3113.5897 | 10249.6639 | 9051.2888 | 0 | 38187.8982 | 10:00 | 34470.8318 | 46534.1371 | 36579.852 | 38524.2314
|  | 12:00 | 15533.9863 | 3039.5897 | 10232.6639 | 8859.3423 | 0 | 37665.5822 | 11:00 | 35327.4428 | 49649.8693 | 37777.3433 | 38187.8982
|  | 13:00 | 15237.4425 | 2966.5897 | 10215.6639 | 8659.971 | 0 | 37079.6671 | 12:00 | 36141.9363 | 52471.0532 | 38619.7908 | 37665.5822
|  | 14:00 | 14951.7202 | 2934.5897 | 10253.6639 | 8438.0304 | 0 | 36578.0042 | 13:00 | 36980.6883 | 54935.7906 | 39701.4677 | 37079.6671
|  | 15:00 | 14548.0984 | 2874.5897 | 10284.6639 | 8371.3119 | 0 | 36078.6639 | 14:00 | 37843.2688 | 56775.1777 | 40737.1724 | 36578.0042
|  | 16:00 | 14241.0936 | 2860.5897 | 10291.6639 | 8278.084 | 0 | 35671.4312 | 15:00 | 38630.4401 | 57994.6938 | 41669.1914 | 36078.6639
|  | 17:00 | 14156.0636 | 2886.5897 | 10271.6639 | 8418.0855 | 0 | 35732.4027 | 16:00 | 39149.2419 | 58529.417 | 42375.4602 | 35671.4312
|  | 18:00 | 14565.0441 | 2914.5897 | 10369.6639 | 8706.2578 | 0 | 36555.5555 | 17:00 | 39034.235 | 58077.4861 | 42071.468 | 35732.4027
|  | 19:00 | 15607.9155 | 3041.5897 | 10752.6639 | 9350.2252 | 0 | 38752.3944 | 18:00 | 38443.5334 | 56610.9711 | 41170.9914 | 36555.5555
|  | 20:00 | 15691.9738 | 3073.5897 | 10693.6639 | 9402.2522 | 0 | 38861.4796 | 19:00 | 37551.7035 | 54496.3131 | 41838.058 | 38752.3944
|  | 21:00 | 15577.4498 | 3053.5897 | 10450.6639 | 9313.1133 | 0 | 38394.8167 | 20:00 | 38504.7718 | 52587.7576 | 40973.6528 | 38861.4796
|  | 22:00 | 15185.4372 | 3005.5897 | 10005.6639 | 9006.8632 | 0 | 37203.554 | 21:00 | 37677.0405 | 51179.1729 | 39019.632 | 38394.8167
|  | 23:00 | 14387.4182 | 2896.5897 | 9400.6639 | 8509.3769 | 0 | 35194.0487 | 22:00 | 35325.8832 | 48092.9151 | 36136.3927 | 37203.554
|  | 24:00 | 13536.6004 | 2776.5897 | 8788.6639 | 7970.9723 | 0 | 33072.8264 | 23:00 | 32651.1124 | 44733.7486 | 33026.7678 | 35194.0487
Feb |  | 25:00 | 12579.9356 | 2766.5945 | 8829.6639 | 7185.9909 | 0 | 31362.1849 | 24:00 | 30081.0526 | 41611.5848 | 30822.4718 | 33072.8264
|  | 26:00 | 12387.5431 | 2730.0774 | 8648.6639 | 6964.4666 | 0 | 30730.751
|  | 27:00 | 12251.4248 | 2713.6438 | 8494.6639 | 6868.555 | 0 | 30328.2875
|  | 28:00 | 12223.958 | 2719.3517 | 8418.6639 | 6855.4604 | 0 | 30217.4341 | Northeast |  |  |  |  | West |  |  |  |  | Coastal
|  | 29:00 | 12499.9777 | 2760.0204 | 8519.6639 | 7015.6154 | 0 | 30795.2774 |  | Spring | Summer | Fall | Winter |  | Spring | Summer | Fall | Winter |  | Spring | Summer | Fall | Winter
|  | 30:00 | 13576.7105 | 2866.5811 | 9024.6639 | 7622.8965 | 0 | 33090.8521 | 1:00 | 10377 | 16233 | 11863 | 14662 | 1:00 | 1871 | 2480 | 2283 | 3403 | 1:00 | 9730 | 12435 | 8953 | 9788
|  | 31:00 | 15410.1696 | 3043.0841 | 9717.6639 | 8736.7255 | 0 | 36907.6432 | 2:00 | 9838 | 15069 | 11132 | 13959 | 2:00 | 1811 | 2360 | 2163 | 3320 | 2:00 | 9412 | 11746 | 8464 | 9298
|  | 32:00 | 16027.7351 | 3142.8208 | 9968.6639 | 9081.4867 | 0 | 38220.7065 | 3:00 | 9550 | 14347 | 10731 | 13597 | 3:00 | 1794 | 2277 | 2139 | 3267 | 3:00 | 9194 | 11242 | 8193 | 9033
|  | 33:00 | 15660.5274 | 3094.9736 | 10003.6639 | 8830.0678 | 0 | 37589.2328 | 4:00 | 9554 | 13855 | 10565 | 13403 | 4:00 | 1781 | 2229 | 2147 | 3244 | 4:00 | 9062 | 10989 | 8090 | 8912
|  | 34:00 | 15485.3934 | 3075.4593 | 10097.6639 | 8873.6842 | 0 | 37532.2008 | 5:00 | 9643 | 13694 | 10586 | 13429 | 5:00 | 1798 | 2199 | 2168 | 3240 | 5:00 | 9168 | 11059 | 8016 | 8928
|  | 35:00 | 15298.6913 | 3051.6236 | 10103.6639 | 8854.307 | 0 | 37308.2858 | 6:00 | 10663 | 14315 | 10797 | 13753 | 6:00 | 1879 | 2231 | 2203 | 3263 | 6:00 | 9586 | 11432 | 8110 | 9136
|  | 36:00 | 14986.7055 | 3005.4652 | 10057.6639 | 8742.7514 | 0 | 36792.5861 | 7:00 | 12753 | 15310 | 11950 | 14517 | 7:00 | 2085 | 2304 | 2343 | 3359 | 7:00 | 10443 | 11849 | 8608 | 9596
|  | 37:00 | 14688.7934 | 2956.2789 | 10012.6639 | 8667.8291 | 0 | 36325.5653 | 8:00 | 13969 | 16318 | 14001 | 15520 | 8:00 | 2244 | 2407 | 2628 | 3487 | 8:00 | 10490 | 12391 | 9493 | 10184
|  | 38:00 | 14385.9809 | 2919.6402 | 10000.6639 | 8539.3347 | 0 | 35845.6197 | 9:00 | 14320 | 17683 | 14601 | 16200 | 9:00 | 2288 | 2566 | 2743 | 3586 | 9:00 | 10379 | 13156 | 9830 | 10440
|  | 39:00 | 14128.2745 | 2890.8609 | 9936.6639 | 8388.1532 | 0 | 35343.9525 | 10:00 | 14669 | 19246 | 14618 | 16448 | 10:00 | 2339 | 2734 | 2700 | 3575 | 10:00 | 10749 | 14021 | 9901 | 10602
|  | 40:00 | 14009.9816 | 2889.2062 | 9960.6639 | 8330.8787 | 0 | 35190.7304 | 11:00 | 15043 | 21045 | 14705 | 16445 | 11:00 | 2383 | 2852 | 2655 | 3528 | 11:00 | 11071 | 15055 | 10093 | 10672
|  | 41:00 | 14104.3078 | 2884.8247 | 10053.6639 | 8485.8821 | 0 | 35528.6785 | 12:00 | 15188 | 22801 | 14825 | 16092 | 12:00 | 2418 | 3020 | 2598 | 3462 | 12:00 | 11389 | 16096 | 10268 | 10743
|  | 42:00 | 14484.2526 | 2875.0193 | 10111.6639 | 8853.3691 | 0 | 36324.3049 | 13:00 | 15195 | 24399 | 14767 | 15445 | 13:00 | 2455 | 3181 | 2544 | 3369 | 13:00 | 11613 | 16975 | 10327 | 10650
|  | 43:00 | 15078.2131 | 2950.3976 | 10465.6639 | 9395.4106 | 0 | 37889.6852 | 14:00 | 15259 | 25926 | 14592 | 14688 | 14:00 | 2487 | 3354 | 2462 | 3253 | 14:00 | 11767 | 17738 | 10337 | 10348
|  | 44:00 | 14985.4686 | 3018.0763 | 10459.6639 | 9476.0014 | 0 | 37939.2102 | 15:00 | 15048 | 27032 | 14548 | 14089 | 15:00 | 2508 | 3482 | 2409 | 3172 | 15:00 | 11921 | 18154 | 10347 | 10076
|  | 45:00 | 14788.5456 | 3004.73 | 10298.6639 | 9342.5305 | 0 | 37434.47 | 16:00 | 15008 | 27692 | 14470 | 13560 | 16:00 | 2519 | 3576 | 2367 | 3104 | 16:00 | 12085 | 18355 | 10412 | 9802
|  | 46:00 | 14321.1963 | 2983.8696 | 9962.6639 | 8962.4712 | 0 | 36230.2011 | 17:00 | 15058 | 27773 | 14477 | 13245 | 17:00 | 2530 | 3606 | 2340 | 3071 | 17:00 | 12272 | 18141 | 10435 | 9601
|  | 47:00 | 13684.9299 | 2905.6742 | 9419.6639 | 8335.6306 | 0 | 34345.8986 | 18:00 | 15006 | 27719 | 14793 | 13276 | 18:00 | 2474 | 3551 | 2338 | 3074 | 18:00 | 12342 | 17791 | 10595 | 9589
|  | 24:00 | 12836.9071 | 2800.2656 | 8849.6639 | 7613.4143 | 0 | 32100.251 | 19:00 | 14971 | 27392 | 15529 | 14225 | 19:00 | 2425 | 3495 | 2371 | 3142 | 19:00 | 12245 | 17349 | 10756 | 10126
Mar | Spring | 49:00 | 10881.0328 | 2582.2935 | 8291.4526 | 6720.9931 | 0 | 28475.7721 | 20:00 | 14843 | 26276 | 16442 | 15010 | 20:00 | 2368 | 3366 | 2534 | 3306 | 20:00 | 12345 | 16783 | 11073 | 10545
|  | 50:00 | 10603.0576 | 2550.7435 | 8078.4526 | 6513.9931 | 0 | 27746.2469 | 21:00 | 15155 | 24986 | 16247 | 14979 | 21:00 | 2395 | 3231 | 2547 | 3339 | 21:00 | 12926 | 16367 | 10903 | 10435
|  | 51:00 | 10511.1405 | 2548.1771 | 7959.4526 | 6407.9931 | 0 | 27426.7633 | 22:00 | 14423 | 24273 | 15809 | 15044 | 22:00 | 2354 | 3183 | 2530 | 3366 | 22:00 | 12587 | 15864 | 10754 | 10359
|  | 52:00 | 10566.5529 | 2560.7075 | 7965.4526 | 6374.9931 | 0 | 27467.7061 | 23:00 | 13001 | 22206 | 15075 | 15062 | 23:00 | 2201 | 2992 | 2469 | 3380 | 23:00 | 11853 | 14775 | 10276 | 10262
|  | 53:00 | 10887.4409 | 2601.3097 | 8094.4526 | 6440.9931 | 0 | 28024.1962 | 24:00 | 11357 | 19824 | 13804 | 14848 | 24:00 | 2014 | 2738 | 2342 | 3356 | 24:00 | 11046 | 13580 | 9566 | 10104
|  | 54:00 | 11850.1239 | 2721.2927 | 8595.4526 | 6856.9931 | 0 | 30023.8623 |  |  |  | 15705.5
|  | 55:00 | 13114.963 | 2865.8102 | 9232.4526 | 7779.9931 | 0 | 32993.2189
|  | 56:00 | 13482.9626 | 2902.6071 | 9459.4526 | 8053.9931 | 0 | 33899.0154 | South |  |  |  |  | Panhandle
|  | 57:00 | 13487.182 | 2918.1842 | 9638.4526 | 8094.9931 | 0 | 34138.812 |  | Spring | Summer | Fall | Winter |  | Spring | Summer | Fall | Winter
|  | 58:00 | 13502.0014 | 2892.8445 | 9819.4526 | 8247.9931 | 0 | 34462.2916 | 1:00 | 6661 | 10132 | 6551 | 9072 | 1:00 | 0 | 0 | 0 | 0
|  | 59:00 | 13497.9881 | 2894.9189 | 9989.4526 | 8406.9931 | 0 | 34789.3527 | 2:00 | 6323 | 9440 | 6178 | 8593 | 2:00 | 0 | 0 | 0 | 0
|  | 60:00 | 13360.89 | 2872.2212 | 10031.4526 | 8477.9931 | 0 | 34742.5569 | 3:00 | 6168 | 8922 | 5914 | 8325 | 3:00 | 0 | 0 | 0 | 0
|  | 61:00 | 13242.7058 | 2860.6386 | 10043.4526 | 8533.9931 | 0 | 34680.7901 | 4:00 | 6079 | 8586 | 5789 | 8188 | 4:00 | 0 | 0 | 0 | 0
|  | 62:00 | 13183.8073 | 2854.0745 | 10169.4526 | 8598.9931 | 0 | 34806.3276 | 5:00 | 6171 | 8424 | 5756 | 8189 | 5:00 | 0 | 0 | 0 | 0
|  | 63:00 | 13105.7157 | 2855.6446 | 10240.4526 | 8630.9931 | 0 | 34832.806 | 6:00 | 6662 | 8557 | 5882 | 8406 | 6:00 | 0 | 0 | 0 | 0
|  | 64:00 | 13181.7401 | 2852.576 | 10271.4526 | 8662.9931 | 0 | 34968.7619 | 7:00 | 7800 | 9059 | 6463 | 8953 | 7:00 | 0 | 0 | 0 | 0
|  | 65:00 | 13091.7394 | 2856.0743 | 10270.4526 | 8663.9931 | 0 | 34882.2595 | 8:00 | 8310 | 9414 | 7634 | 9693 | 8:00 | 0 | 0 | 0 | 0
|  | 66:00 | 13141.3257 | 2864.8909 | 10051.4526 | 8622.9931 | 0 | 34680.6624 | 9:00 | 8393 | 10053 | 7890 | 10128 | 9:00 | 0 | 0 | 0 | 0
|  | 67:00 | 13406.8416 | 2881.4955 | 10089.4526 | 8697.9931 | 0 | 35075.7828 | 10:00 | 8641 | 10878 | 7837 | 10180 | 10:00 | 0 | 0 | 0 | 0
|  | 68:00 | 13915.4226 | 2959.3515 | 10419.4526 | 9048.9931 | 0 | 36343.2198 | 11:00 | 8887 | 11848 | 7859 | 10106 | 11:00 | 0 | 0 | 0 | 0
|  | 69:00 | 13664.4313 | 2915.8121 | 10257.4526 | 8943.9931 | 0 | 35781.6891 | 12:00 | 9077 | 12842 | 7854 | 9833 | 12:00 | 0 | 0 | 0 | 0
|  | 70:00 | 13077.2386 | 2860.5485 | 9765.4526 | 8593.9931 | 0 | 34297.2328 | 13:00 | 9191 | 13720 | 7826 | 9403 | 13:00 | 0 | 0 | 0 | 0
|  | 71:00 | 12199.2871 | 2761.1056 | 9123.4526 | 7951.9931 | 0 | 32035.8384 | 14:00 | 9320 | 14485 | 7695 | 8938 | 14:00 | 0 | 0 | 0 | 0
|  | 24:00 | 11150.9871 | 2693.45 | 8534.4526 | 7297.9931 | 0 | 29676.8828 | 15:00 | 9363 | 15044 | 7639 | 8574 | 15:00 | 0 | 0 | 0 | 0
Apr |  | 73:00 | 10641.5553 | 2578.0905 | 8563.4145 | 6979.3953 | 0 | 28762.4557 | 16:00 | 9468 | 15396 | 7588 | 8302 | 16:00 | 0 | 0 | 0 | 0
|  | 74:00 | 10411.423 | 2553.6299 | 8277.9275 | 6710.8276 | 0 | 27953.8081 | 17:00 | 9596 | 15539 | 7583 | 8135 | 17:00 | 0 | 0 | 0 | 0
|  | 75:00 | 9932.036 | 2530.6257 | 8122.7511 | 6578.1019 | 0 | 27163.5147 | 18:00 | 9639 | 15481 | 7591 | 8152 | 18:00 | 0 | 0 | 0 | 0
|  | 76:00 | 9228.6865 | 2522.5756 | 8052.4592 | 6516.1246 | 0 | 26319.8458 | 19:00 | 9616 | 15203 | 7845 | 8541 | 19:00 | 0 | 0 | 0 | 0
|  | 77:00 | 9908.9964 | 2577.9411 | 8223.3047 | 6616.9312 | 0 | 27327.1734 | 20:00 | 9555 | 14636 | 8608 | 9213 | 20:00 | 0 | 0 | 0 | 0
|  | 78:00 | 11372.3974 | 2706.3454 | 8567.6135 | 7164.274 | 0 | 29810.6303 | 21:00 | 9966 | 14055 | 8613 | 9182 | 21:00 | 0 | 0 | 0 | 0
|  | 79:00 | 12356.8711 | 2780.518 | 8798.0401 | 7803.0175 | 0 | 31738.4468 | 22:00 | 9812 | 13692 | 8512 | 9176 | 22:00 | 0 | 0 | 0 | 0
|  | 80:00 | 12486.5087 | 2772.7353 | 9129.551 | 8035.4317 | 0 | 32424.2268 | 23:00 | 9075 | 12558 | 8115 | 9208 | 23:00 | 0 | 0 | 0 | 0
|  | 81:00 | 12810.9908 | 2816.3807 | 9599.2142 | 8232.6224 | 0 | 33459.2081 | 24:00 | 8093 | 11231 | 7447 | 9181 | 24:00 | 0 | 0 | 0 | 0
|  | 82:00 | 13130.3838 | 2856.336 | 10003.432 | 8480.68 | 0 | 34470.8318
|  | 83:00 | 13316.2912 | 2870.937 | 10381.5235 | 8758.6911 | 0 | 35327.4428
|  | 84:00 | 13592.1134 | 2888.7573 | 10637.9197 | 9023.1459 | 0 | 36141.9363
|  | 85:00 | 13780.3475 | 2951.8324 | 10946.4915 | 9302.0169 | 0 | 36980.6883
|  | 86:00 | 14082.1909 | 3006.7442 | 11161.4626 | 9592.8711 | 0 | 37843.2688
|  | 87:00 | 14406.8637 | 3040.1182 | 11385.528 | 9797.9301 | 0 | 38630.4401
|  | 88:00 | 14649.561 | 3067.3718 | 11376.8065 | 10055.5026 | 0 | 39149.2419
|  | 89:00 | 14727.0142 | 3055.2891 | 11228.9515 | 10022.9802 | 0 | 39034.235
|  | 90:00 | 14534.2144 | 3032.6822 | 11010.8455 | 9865.7913 | 0 | 38443.5334
|  | 91:00 | 14121.2156 | 2993.6874 | 10771.4887 | 9665.3118 | 0 | 37551.7035
|  | 92:00 | 14558.032 | 3026.2702 | 10992.9454 | 9927.5241 | 0 | 38504.7718
|  | 93:00 | 14184.3216 | 2995.9532 | 10725.1299 | 9771.6357 | 0 | 37677.0405
|  | 94:00 | 13022.3648 | 2878.9159 | 10178.2302 | 9246.3723 | 0 | 35325.8832
|  | 95:00 | 11825.3735 | 2741.1233 | 9576.1709 | 8508.4447 | 0 | 32651.1124
|  | 24:00 | 10801.3948 | 2615.7617 | 8933.7366 | 7730.1595 | 0 | 30081.0526
May |  | 97:00 | 11283.4737 | 2722.3534 | 9129.6639 | 8101.6366 | 0 | 31237.1276
|  | 98:00 | 10823.6921 | 2658.1608 | 8855.6639 | 7778.6735 | 0 | 30116.1903
|  | 99:00 | 10480.8815 | 2624.4656 | 8719.6639 | 7588.2331 | 0 | 29413.2442
|  | 100:00 | 10462.105 | 2605.8752 | 8776.6639 | 7476.1624 | 0 | 29320.8066
|  | 101:00 | 11050.1985 | 2627.5055 | 9214.6639 | 7607.5781 | 0 | 30499.9461
|  | 102:00 | 12297.2273 | 2743.3702 | 9931.6639 | 7878.7053 | 0 | 32850.9668
|  | 103:00 | 12871.8819 | 2783.4238 | 10133.6639 | 7972.3851 | 0 | 33761.3548
|  | 104:00 | 13348.7059 | 2852.0711 | 10471.6639 | 8452.583 | 0 | 35125.0239
|  | 105:00 | 13975.284 | 2936.6675 | 10927.6639 | 9068.4363 | 0 | 36908.0517
|  | 106:00 | 14703.7776 | 3029.15 | 11490.6639 | 9712.4061 | 0 | 38935.9977
|  | 107:00 | 15432.1801 | 3093.5921 | 12035.6639 | 10310.7518 | 0 | 40872.1879
|  | 108:00 | 16079.0645 | 3143.5714 | 12504.6639 | 10833.0235 | 0 | 42560.3233
|  | 109:00 | 16738.1777 | 3211.5731 | 13018.6639 | 11182.9645 | 0 | 44151.3791
|  | 110:00 | 17327.9592 | 3273.5284 | 13496.6639 | 11500.8527 | 0 | 45599.0042
|  | 111:00 | 17855.7236 | 3316.7427 | 13825.6639 | 11807.0251 | 0 | 46805.1553
|  | 112:00 | 18238.5044 | 3375.9578 | 13956.6639 | 12070.6056 | 0 | 47641.7316
|  | 113:00 | 18299.1827 | 3389.0505 | 13851.6639 | 12148.7443 | 0 | 47688.6415
|  | 114:00 | 18041.5681 | 3386.5449 | 13355.6639 | 11980.1624 | 0 | 46763.9393
|  | 115:00 | 17276.3599 | 3347.5612 | 12775.6639 | 11583.7185 | 0 | 44983.3035
|  | 116:00 | 17031.7738 | 3279.3289 | 12671.6639 | 11448.38 | 0 | 44431.1466
|  | 117:00 | 16753.8966 | 3229.3506 | 12283.6639 | 11189.713 | 0 | 43456.6241
|  | 118:00 | 15366.2922 | 3085.727 | 11419.6639 | 10449.4923 | 0 | 40321.1755
|  | 119:00 | 13746.0451 | 2906.9949 | 10456.6639 | 9506.8078 | 0 | 36616.5117
|  | 24:00 | 12516.757 | 2783.5863 | 9768.6639 | 8779.9402 | 0 | 33848.9474
Jun | Summer | 121:00 | 14241.4644 | 2973.2088 | 11074.6639 | 9541.8956 | 0 | 37831.2327
|  | 122:00 | 13702.5619 | 2914.234 | 10652.6639 | 9113.692 | 0 | 36383.1519
|  | 123:00 | 13285.9228 | 2866.0575 | 10399.6639 | 8799.7235 | 0 | 35351.3677
|  | 124:00 | 13152.6182 | 2828.9112 | 10247.6639 | 8592.9973 | 0 | 34822.1906
|  | 125:00 | 13599.3229 | 2840.3714 | 10263.6639 | 8583.1431 | 0 | 35286.5013
|  | 126:00 | 14471.1447 | 2874.2248 | 10372.6639 | 8637.7273 | 0 | 36355.7607
|  | 127:00 | 15173.7313 | 2906.1828 | 10768.6639 | 8763.9839 | 0 | 37612.5619
|  | 128:00 | 15729.1428 | 3020.1088 | 11605.6639 | 9400.6256 | 0 | 39755.5411
|  | 129:00 | 16519.8848 | 3144.4571 | 12415.6639 | 10191.6843 | 0 | 42271.6901
|  | 130:00 | 17619.6709 | 3279.379 | 13366.6639 | 11020.8115 | 0 | 45286.5253
|  | 131:00 | 18753.5749 | 3434.0109 | 14172.6639 | 11797.0179 | 0 | 48157.2677
|  | 132:00 | 19833.4053 | 3538.027 | 14749.6639 | 12445.5689 | 0 | 50566.6651
|  | 133:00 | 20974.1284 | 3622.2626 | 15164.6639 | 13011.0419 | 0 | 52772.0968
|  | 134:00 | 21890.2962 | 3713.9063 | 15485.6639 | 13491.7712 | 0 | 54581.6376
|  | 135:00 | 22490.5986 | 3760.7946 | 15661.6639 | 13875.3398 | 0 | 55788.3969
|  | 136:00 | 22830.0064 | 3805.1174 | 15662.6639 | 14139.1705 | 0 | 56436.9583
|  | 137:00 | 22721.7614 | 3823.1576 | 15484.6639 | 14184.2615 | 0 | 56213.8445
|  | 138:00 | 22110.9573 | 3791.3062 | 15233.6639 | 13985.3725 | 0 | 55121.2999
|  | 139:00 | 21104.8618 | 3705.5995 | 14745.6639 | 13527.5754 | 0 | 53083.7007
|  | 140:00 | 20286.1686 | 3604.9145 | 14376.6639 | 13019.2695 | 0 | 51287.0166
|  | 141:00 | 19740.1202 | 3561.8168 | 14011.6639 | 12758.9751 | 0 | 50072.5761
|  | 142:00 | 18397.3079 | 3432.9185 | 13223.6639 | 11943.3666 | 0 | 46997.257
|  | 143:00 | 16869.1856 | 3269.4431 | 12516.6639 | 11081.5316 | 0 | 43736.8243
|  | 24:00 | 15429.862 | 3125.9343 | 11793.6639 | 10164.2737 | 0 | 40513.734
Jul |  | 145:00 | 15289.9275 | 2993.7719 | 11471.736 | 9513.949 | 0 | 39269.3844
|  | 146:00 | 14595.5531 | 2899.4387 | 11041.9995 | 9068.7775 | 0 | 37605.7689
|  | 147:00 | 13936.9116 | 2839.0904 | 10784.9061 | 8796.7091 | 0 | 36357.6173
|  | 148:00 | 13705.3801 | 2811.4555 | 10603.8883 | 8685.4349 | 0 | 35806.1588
|  | 149:00 | 13990.0748 | 2816.7246 | 10599.9936 | 8726.9353 | 0 | 36133.7284
|  | 150:00 | 14400.8798 | 2882.337 | 10605.9386 | 8797.0816 | 0 | 36686.237
|  | 151:00 | 14813.5718 | 2937.3223 | 10783.2575 | 8807.4053 | 0 | 37341.5569
|  | 152:00 | 15645.8854 | 3043.5919 | 11604.7244 | 9425.9692 | 0 | 39720.1709
|  | 153:00 | 16869.0276 | 3182.507 | 12643.4073 | 10345.116 | 0 | 43040.0578
|  | 154:00 | 18216.5568 | 3324.8748 | 13685.3209 | 11307.3845 | 0 | 46534.1371
|  | 155:00 | 19488.1053 | 3445.0822 | 14586.433 | 12130.2488 | 0 | 49649.8693
|  | 156:00 | 20762.6079 | 3554.9296 | 15299.8533 | 12853.6624 | 0 | 52471.0532
|  | 157:00 | 22006.0222 | 3683.9476 | 15805.7883 | 13440.0325 | 0 | 54935.7906
|  | 158:00 | 22964.115 | 3786.891 | 16137.1049 | 13887.0667 | 0 | 56775.1777
|  | 159:00 | 23645.521 | 3863.1938 | 16276.0422 | 14209.9368 | 0 | 57994.6938
|  | 160:00 | 24104.8394 | 3927.5616 | 16103.6376 | 14393.3783 | 0 | 58529.417
|  | 161:00 | 24071.0911 | 3915.5703 | 15694.3609 | 14396.4639 | 0 | 58077.4861
|  | 162:00 | 23460.077 | 3855.2497 | 15177.6834 | 14117.961 | 0 | 56610.9711
|  | 163:00 | 22429.4999 | 3772.6554 | 14732.132 | 13562.0258 | 0 | 54496.3131
|  | 164:00 | 21499.441 | 3661.7019 | 14399.7337 | 13026.8809 | 0 | 52587.7576
|  | 165:00 | 20877.0096 | 3619.5829 | 14084.6883 | 12597.8921 | 0 | 51179.1729
|  | 166:00 | 19227.3004 | 3475.1889 | 13413.2046 | 11977.2213 | 0 | 48092.9151
|  | 167:00 | 17652.9802 | 3275.6505 | 12611.5384 | 11193.5796 | 0 | 44733.7486
|  | 24:00 | 16265.1947 | 3119.6865 | 11925.157 | 10301.5465 | 0 | 41611.5848
Aug |  | 169:00 | 16134.1814 | 3050.3787 | 11923.5047 | 10070.1398 | 0 | 41178.2046
|  | 170:00 | 15467.9579 | 2970.9162 | 11443.1299 | 9575.5631 | 0 | 39457.5671
|  | 171:00 | 14915.0505 | 2919.9823 | 11123.6278 | 9202.8858 | 0 | 38161.5463
|  | 172:00 | 14649.8532 | 2876.7461 | 10922.1513 | 9004.7646 | 0 | 37453.5153
|  | 173:00 | 14559.2158 | 2873.6464 | 10990.4393 | 9019.2851 | 0 | 37442.5866
|  | 174:00 | 14806.0008 | 2916.4945 | 11120.0732 | 9291.8933 | 0 | 38134.4618
|  | 175:00 | 14980.3045 | 2915.8501 | 11179.1614 | 9402.5238 | 0 | 38477.8398
|  | 176:00 | 16258.9217 | 3017.2264 | 11944.3908 | 9996.0408 | 0 | 41216.5796
|  | 177:00 | 17963.2195 | 3181.4547 | 12914.2411 | 10845.2759 | 0 | 44904.1912
|  | 178:00 | 19623.1726 | 3361.3157 | 13889.2133 | 11749.2396 | 0 | 48622.9412
|  | 179:00 | 21101.6954 | 3541.7571 | 14722.8933 | 12650.9251 | 0 | 52017.271
|  | 180:00 | 22233.8427 | 3666.6887 | 15414.5794 | 13433.5361 | 0 | 54748.6468
|  | 181:00 | 23021.0618 | 3771.4311 | 15941.5624 | 14078.5952 | 0 | 56812.6505
|  | 182:00 | 23761.073 | 3847.72 | 16420.9823 | 14628.1112 | 0 | 58657.8865
|  | 183:00 | 24260.5734 | 3919.374 | 16700.1351 | 15035.2486 | 0 | 59915.3312
|  | 184:00 | 24473.018 | 3963.3852 | 16767.3679 | 15216.7983 | 0 | 60420.5694
|  | 185:00 | 24406.7824 | 3978.3251 | 16627.5348 | 15195.3418 | 0 | 60207.984
|  | 186:00 | 23823.1149 | 3921.0254 | 16201.6912 | 14852.6104 | 0 | 58798.4418
|  | 187:00 | 23016.2206 | 3816.1805 | 15578.9999 | 14264.7207 | 0 | 56676.1216
|  | 188:00 | 22361.3044 | 3749.0032 | 15304.6157 | 13945.5385 | 0 | 55360.4618
|  | 189:00 | 21462.5333 | 3638.4901 | 14757.3022 | 13558.5412 | 0 | 53416.8668
|  | 190:00 | 19827.1904 | 3453.1072 | 13954.4781 | 12676.5247 | 0 | 49911.3004
|  | 191:00 | 18272.5372 | 3257.0866 | 13106.6706 | 11698.0695 | 0 | 46334.3639
|  | 24:00 | 16902.3512 | 3097.8831 | 12335.4508 | 10844.8953 | 0 | 43180.5803
Sep | Fall | 193:00 | 12961.0292 | 2775.0419 | 10136.2421 | 8444.6557 | 0 | 34316.9689
|  | 194:00 | 12444.7576 | 2710.8522 | 9792.3276 | 8109.8927 | 0 | 33057.8301
|  | 195:00 | 12083.3482 | 2677.3015 | 9620.8368 | 7896.3404 | 0 | 32277.827
|  | 196:00 | 12074.2525 | 2669.1797 | 9680.9277 | 7860.2231 | 0 | 32284.5831
|  | 197:00 | 12724.5217 | 2704.1736 | 10195.2595 | 8249.3049 | 0 | 33873.2597
|  | 198:00 | 14125.8927 | 2802.2669 | 10855.7363 | 9123.331 | 0 | 36907.2269
|  | 199:00 | 14691.2996 | 2842.6074 | 10937.3565 | 9301.78 | 0 | 37773.0435
|  | 200:00 | 14841.9007 | 2880.7469 | 11053.7543 | 9462.677 | 0 | 38239.0789
|  | 201:00 | 15615.0363 | 2975.6815 | 11634.5232 | 9926.5533 | 0 | 40151.7944
|  | 202:00 | 16711.1664 | 3093.9486 | 12244.7941 | 10545.846 | 0 | 42595.755
|  | 203:00 | 17653.9863 | 3207.4717 | 12910.8556 | 11094.5822 | 0 | 44866.8958
|  | 204:00 | 18648.9989 | 3290.5087 | 13337.9023 | 11699.8944 | 0 | 46977.3043
|  | 205:00 | 19650.7833 | 3371.8419 | 13817.2922 | 12261.4561 | 0 | 49101.3734
|  | 206:00 | 20285.6379 | 3450.6569 | 14093.5408 | 12797.7185 | 0 | 50627.554
|  | 207:00 | 20797.8906 | 3529.0045 | 14384.4215 | 13118.9766 | 0 | 51830.2932
|  | 208:00 | 21094.5731 | 3583.7911 | 14622.5906 | 13409.9216 | 0 | 52710.8764
|  | 209:00 | 20873.5169 | 3552.0382 | 14506.6113 | 13343.9002 | 0 | 52276.0667
|  | 210:00 | 20158.4818 | 3499.6562 | 13907.7103 | 12992.4413 | 0 | 50558.2896
|  | 211:00 | 19485.4882 | 3410.7529 | 13601.0141 | 12567.8094 | 0 | 49065.0646
|  | 212:00 | 19257.8711 | 3375.9543 | 13399.5776 | 12472.3452 | 0 | 48505.7482
|  | 213:00 | 18172.0786 | 3278.1109 | 12862.5515 | 11829.0746 | 0 | 46141.8156
|  | 214:00 | 16596.4935 | 3168.257 | 12102.8475 | 10909.5027 | 0 | 42777.1007
|  | 215:00 | 14873.3385 | 3034.6214 | 11417.8682 | 9894.2398 | 0 | 39220.0678
|  | 24:00 | 13679.3647 | 2887.0224 | 10736.9937 | 9141.2704 | 0 | 36444.6511
Oct |  | 217:00 | 10389.389 | 2605.4647 | 8449.1019 | 7186.3677 | 0 | 28630.3234
|  | 218:00 | 10153.0593 | 2568.1824 | 8298.0521 | 6901.5895 | 0 | 27920.8833
|  | 219:00 | 10065.9997 | 2547.5395 | 8261.9212 | 6732.3134 | 0 | 27607.7738
|  | 220:00 | 10264.0865 | 2553.4004 | 8389.2637 | 6732.229 | 0 | 27938.9796
|  | 221:00 | 10892.2517 | 2616.7361 | 8904.7376 | 7138.6 | 0 | 29552.3255
|  | 222:00 | 12081.8907 | 2746.4789 | 9726.0969 | 8041.7243 | 0 | 32596.1907
|  | 223:00 | 12878.3446 | 2827.4721 | 9968.9477 | 8422.388 | 0 | 34097.1525
|  | 224:00 | 12970.557 | 2819.637 | 9994.4914 | 8353.7798 | 0 | 34138.4652
|  | 225:00 | 13319.6038 | 2847.3705 | 10389.7175 | 8678.0803 | 0 | 35234.772
|  | 226:00 | 13751.1726 | 2915.2786 | 10849.338 | 9064.0628 | 0 | 36579.852
|  | 227:00 | 14050.3862 | 2969.9374 | 11222.3096 | 9534.7101 | 0 | 37777.3433
|  | 228:00 | 14290.8968 | 2982.7373 | 11545.0273 | 9801.1295 | 0 | 38619.7908
|  | 229:00 | 14571.9761 | 3034.2835 | 12003.2712 | 10091.9369 | 0 | 39701.4677
|  | 230:00 | 14814.7167 | 3070.1542 | 12380.2824 | 10472.0191 | 0 | 40737.1724
|  | 231:00 | 15022.7134 | 3109.3246 | 12684.4633 | 10852.6901 | 0 | 41669.1914
|  | 232:00 | 15197.9974 | 3155.5679 | 12888.8837 | 11133.0111 | 0 | 42375.4602
|  | 233:00 | 15058.7592 | 3143.3021 | 12697.7209 | 11171.6858 | 0 | 42071.468
|  | 234:00 | 14978.396 | 3099.6094 | 12216.8972 | 10876.0888 | 0 | 41170.9914
|  | 235:00 | 15353.2767 | 3122.8467 | 12261.0294 | 11100.9053 | 0 | 41838.058
|  | 236:00 | 15106.521 | 3117.1095 | 11950.9793 | 10799.0431 | 0 | 40973.6528
|  | 237:00 | 14443.1632 | 3017.5517 | 11371.073 | 10187.8441 | 0 | 39019.632
|  | 238:00 | 13338.2401 | 2902.1041 | 10487.2514 | 9408.797 | 0 | 36136.3927
|  | 239:00 | 12177.1409 | 2757.4173 | 9651.3589 | 8440.8507 | 0 | 33026.7678
|  | 24:00 | 11338.8508 | 2679.4151 | 9040.505 | 7763.7009 | 0 | 30822.4718
Nov |  | 241:00 | 10836.0138 | 2714.9547 | 8301.647 | 7137.3825 | 0 | 28989.998
|  | 242:00 | 10615.624 | 2679.9547 | 8088.5988 | 6825.0456 | 0 | 28209.2232
|  | 243:00 | 10563.277 | 2676.9547 | 7945.4967 | 6644.2717 | 0 | 27830.0001
|  | 244:00 | 10613.3942 | 2732.9547 | 7928.3101 | 6528.8597 | 0 | 27803.5187
|  | 245:00 | 10884.6397 | 2700.9547 | 8113.054 | 6584.0348 | 0 | 28282.6833
|  | 246:00 | 11942.6459 | 2773.9547 | 8674.4249 | 7040.6748 | 0 | 30431.7004
|  | 247:00 | 13695.9 | 2942.9547 | 9494.3146 | 7962.4614 | 0 | 34095.6308
|  | 248:00 | 14050.225 | 3021.9547 | 9525.7351 | 8215.7229 | 0 | 34813.6377
|  | 249:00 | 13706.4947 | 3024.9547 | 9551.7132 | 8273.7819 | 0 | 34556.9446
|  | 250:00 | 13621.7283 | 3018.9547 | 9699.982 | 8440.6772 | 0 | 34781.3423
|  | 251:00 | 13575.6232 | 3008.9547 | 9863.9907 | 8636.0655 | 0 | 35084.6342
|  | 252:00 | 13470.9942 | 2995.9547 | 10016.0694 | 8801.8424 | 0 | 35284.8607
|  | 253:00 | 13441.2677 | 2955.9547 | 10115.7564 | 8824.7416 | 0 | 35337.7205
|  | 254:00 | 13451.5789 | 2952.9547 | 10284.2785 | 8834.3877 | 0 | 35523.1999
|  | 255:00 | 13448.8417 | 2948.9547 | 10390.3119 | 8822.5794 | 0 | 35610.6877
|  | 256:00 | 13434.4922 | 2946.9547 | 10381.6847 | 8859.9675 | 0 | 35623.0991
|  | 257:00 | 13423.7031 | 2949.9547 | 10325.8171 | 8830.1444 | 0 | 35529.6193
|  | 258:00 | 13680.7813 | 2960.9547 | 10457.6786 | 8946.5882 | 0 | 36046.0029
|  | 259:00 | 14395.8366 | 3061.9547 | 10590.6148 | 9388.096 | 0 | 37436.5021
|  | 260:00 | 14234.8283 | 3034.9547 | 10389.6132 | 9296.526 | 0 | 36955.9223
|  | 261:00 | 13910.847 | 3010.9547 | 10118.0202 | 9076.0524 | 0 | 36115.8744
|  | 262:00 | 13201.7314 | 2964.9547 | 9813.1046 | 8593.1452 | 0 | 34572.9359
|  | 263:00 | 12263.6209 | 2894.9547 | 9403.3262 | 7901.3614 | 0 | 32463.2633
|  | 24:00 | 11331.1783 | 2792.9547 | 8869.7961 | 7221.5465 | 0 | 30215.4756
Dec | Winter | 265:00 | 12817.3575 | 2927.5897 | 8644.4526 | 7671.7295 | 0 | 32061.1294
|  | 266:00 | 12763.9366 | 2899.5897 | 8485.4526 | 7422.2327 | 0 | 31571.2116
|  | 267:00 | 12888.7553 | 2899.5897 | 8401.4526 | 7298.5012 | 0 | 31488.2989
|  | 268:00 | 13095.4829 | 2911.5897 | 8478.4526 | 7298.0641 | 0 | 31783.5893
|  | 269:00 | 13601.8069 | 2944.5897 | 8609.4526 | 7482.3527 | 0 | 32638.2019
|  | 270:00 | 14613.7264 | 3042.5897 | 9074.4526 | 7977.0625 | 0 | 34707.8312
|  | 271:00 | 15902.2469 | 3266.5897 | 9879.4526 | 8700.0502 | 0 | 37748.3395
|  | 272:00 | 16565.7124 | 3326.5897 | 10119.4526 | 9061.886 | 0 | 39073.6407
|  | 273:00 | 16519.712 | 3295.5897 | 9999.4526 | 9101.0623 | 0 | 38915.8166
|  | 274:00 | 16110.3802 | 3235.5897 | 10109.4526 | 9165.086 | 0 | 38620.5086
|  | 275:00 | 15681.7651 | 3174.5897 | 10068.4526 | 9111.9648 | 0 | 38036.7722
|  | 276:00 | 15143.5934 | 3125.5897 | 10068.4526 | 8943.2833 | 0 | 37280.9189
|  | 277:00 | 14601.4058 | 3055.5897 | 10029.4526 | 8783.2356 | 0 | 36469.6837
|  | 278:00 | 14188.1745 | 3020.5897 | 10054.4526 | 8624.1754 | 0 | 35887.3922
|  | 279:00 | 13709.4596 | 2999.5897 | 10041.4526 | 8533.0362 | 0 | 35283.5381
|  | 280:00 | 13478.3214 | 2976.5897 | 9976.4526 | 8538.8676 | 0 | 34970.2313
|  | 281:00 | 13758.5999 | 2979.5897 | 9959.4526 | 8680.4027 | 0 | 35378.0449
|  | 282:00 | 14867.8231 | 3026.5897 | 10373.4526 | 9237.8107 | 0 | 37505.6761
|  | 283:00 | 15868.8033 | 3206.5897 | 10739.4526 | 9738.0825 | 0 | 39552.9281
|  | 284:00 | 15869.6623 | 3250.5897 | 10524.4526 | 9656.6835 | 0 | 39301.3881
|  | 285:00 | 15788.8492 | 3252.5897 | 10487.4526 | 9565.759 | 0 | 39094.6505
|  | 286:00 | 15439.0167 | 3220.5897 | 10289.4526 | 9305.6516 | 0 | 38254.7106
|  | 287:00 | 14722.5733 | 3152.5897 | 9930.4526 | 8817.2767 | 0 | 36622.8923
|  | 24:00 | 13779.3348 | 3056.5897 | 9382.4526 | 8199.3324 | 0 | 34417.7095

## LoadData_hour_3days
1 week representation
ERCOT total
| Spring | Summer | Fall | Winter
Mon1:00 | 28762.4557 | 39269.3844 | 28630.3234 | 32660.4577
Mon2:00 | 27953.8081 | 37605.7689 | 27920.8833 | 32042.748
Mon3:00 | 27163.5147 | 36357.6173 | 27607.7738 | 31756.167
Mon4:00 | 26319.8458 | 35806.1588 | 27938.9796 | 31763.3282
Mon5:00 | 27327.1734 | 36133.7284 | 29552.3255 | 32393.8919
Mon6:00 | 29810.6303 | 36686.237 | 32596.1907 | 34738.084
Mon7:00 | 31738.4468 | 37341.5569 | 34097.1525 | 38429.881
Mon8:00 | 32424.2268 | 39720.1709 | 34138.4652 | 39649.6824
Mon9:00 | 33459.2081 | 43040.0578 | 35234.772 | 38700.5735
Mon10:00 | 34470.8318 | 46534.1371 | 36579.852 | 38524.2314
Mon11:00 | 35327.4428 | 49649.8693 | 37777.3433 | 38187.8982
Mon12:00 | 36141.9363 | 52471.0532 | 38619.7908 | 37665.5822
Mon13:00 | 36980.6883 | 54935.7906 | 39701.4677 | 37079.6671
Mon14:00 | 37843.2688 | 56775.1777 | 40737.1724 | 36578.0042
Mon15:00 | 38630.4401 | 57994.6938 | 41669.1914 | 36078.6639
Mon16:00 | 39149.2419 | 58529.417 | 42375.4602 | 35671.4312
Mon17:00 | 39034.235 | 58077.4861 | 42071.468 | 35732.4027
Mon18:00 | 38443.5334 | 56610.9711 | 41170.9914 | 36555.5555
Mon19:00 | 37551.7035 | 54496.3131 | 41838.058 | 38752.3944
Mon20:00 | 38504.7718 | 52587.7576 | 40973.6528 | 38861.4796
Mon21:00 | 37677.0405 | 51179.1729 | 39019.632 | 38394.8167
Mon22:00 | 35325.8832 | 48092.9151 | 36136.3927 | 37203.554
Mon23:00 | 32651.1124 | 44733.7486 | 33026.7678 | 35194.0487
Mon24:00 | 30081.0526 | 41611.5848 | 30822.4718 | 33072.8264
Tue1:00 | 28762.4557 | 39269.3844 | 28630.3234 | 32660.4577
Tue2:00 | 27953.8081 | 37605.7689 | 27920.8833 | 32042.748
Tue3:00 | 27163.5147 | 36357.6173 | 27607.7738 | 31756.167
Tue4:00 | 26319.8458 | 35806.1588 | 27938.9796 | 31763.3282
Tue5:00 | 27327.1734 | 36133.7284 | 29552.3255 | 32393.8919
Tue6:00 | 29810.6303 | 36686.237 | 32596.1907 | 34738.084
Tue7:00 | 31738.4468 | 37341.5569 | 34097.1525 | 38429.881
Tue8:00 | 32424.2268 | 39720.1709 | 34138.4652 | 39649.6824
Tue9:00 | 33459.2081 | 43040.0578 | 35234.772 | 38700.5735
Tue10:00 | 34470.8318 | 46534.1371 | 36579.852 | 38524.2314
Tue11:00 | 35327.4428 | 49649.8693 | 37777.3433 | 38187.8982
Tue12:00 | 36141.9363 | 52471.0532 | 38619.7908 | 37665.5822
Tue13:00 | 36980.6883 | 54935.7906 | 39701.4677 | 37079.6671
Tue14:00 | 37843.2688 | 56775.1777 | 40737.1724 | 36578.0042
Tue15:00 | 38630.4401 | 57994.6938 | 41669.1914 | 36078.6639
Tue16:00 | 39149.2419 | 58529.417 | 42375.4602 | 35671.4312
Tue17:00 | 39034.235 | 58077.4861 | 42071.468 | 35732.4027
Tue18:00 | 38443.5334 | 56610.9711 | 41170.9914 | 36555.5555
Tue19:00 | 37551.7035 | 54496.3131 | 41838.058 | 38752.3944
Tue20:00 | 38504.7718 | 52587.7576 | 40973.6528 | 38861.4796
Tue21:00 | 37677.0405 | 51179.1729 | 39019.632 | 38394.8167
Tue22:00 | 35325.8832 | 48092.9151 | 36136.3927 | 37203.554
Tue23:00 | 32651.1124 | 44733.7486 | 33026.7678 | 35194.0487
Tue24:00 | 30081.0526 | 41611.5848 | 30822.4718 | 33072.8264
Wed1:00 | 28762.4557 | 39269.3844 | 28630.3234 | 32660.4577
Wed2:00 | 27953.8081 | 37605.7689 | 27920.8833 | 32042.748
Wed3:00 | 27163.5147 | 36357.6173 | 27607.7738 | 31756.167
Wed4:00 | 26319.8458 | 35806.1588 | 27938.9796 | 31763.3282
Wed5:00 | 27327.1734 | 36133.7284 | 29552.3255 | 32393.8919
Wed6:00 | 29810.6303 | 36686.237 | 32596.1907 | 34738.084
Wed7:00 | 31738.4468 | 37341.5569 | 34097.1525 | 38429.881
Wed8:00 | 32424.2268 | 39720.1709 | 34138.4652 | 39649.6824
Wed9:00 | 33459.2081 | 43040.0578 | 35234.772 | 38700.5735
Wed10:00 | 34470.8318 | 46534.1371 | 36579.852 | 38524.2314
Wed11:00 | 35327.4428 | 49649.8693 | 37777.3433 | 38187.8982
Wed12:00 | 36141.9363 | 52471.0532 | 38619.7908 | 37665.5822
Wed13:00 | 36980.6883 | 54935.7906 | 39701.4677 | 37079.6671
Wed14:00 | 37843.2688 | 56775.1777 | 40737.1724 | 36578.0042
Wed15:00 | 38630.4401 | 57994.6938 | 41669.1914 | 36078.6639
Wed16:00 | 39149.2419 | 58529.417 | 42375.4602 | 35671.4312
Wed17:00 | 39034.235 | 58077.4861 | 42071.468 | 35732.4027
Wed18:00 | 38443.5334 | 56610.9711 | 41170.9914 | 36555.5555
Wed19:00 | 37551.7035 | 54496.3131 | 41838.058 | 38752.3944
Wed20:00 | 38504.7718 | 52587.7576 | 40973.6528 | 38861.4796
Wed21:00 | 37677.0405 | 51179.1729 | 39019.632 | 38394.8167
Wed22:00 | 35325.8832 | 48092.9151 | 36136.3927 | 37203.554
Wed23:00 | 32651.1124 | 44733.7486 | 33026.7678 | 35194.0487
Wed24:00 | 30081.0526 | 41611.5848 | 30822.4718 | 33072.8264
Thu1:00 | 28762.4557 | 39269.3844 | 28630.3234 | 32660.4577
Thu2:00 | 27953.8081 | 37605.7689 | 27920.8833 | 32042.748
Thu3:00 | 27163.5147 | 36357.6173 | 27607.7738 | 31756.167
Thu4:00 | 26319.8458 | 35806.1588 | 27938.9796 | 31763.3282
Thu5:00 | 27327.1734 | 36133.7284 | 29552.3255 | 32393.8919
Thu6:00 | 29810.6303 | 36686.237 | 32596.1907 | 34738.084
Thu7:00 | 31738.4468 | 37341.5569 | 34097.1525 | 38429.881
Thu8:00 | 32424.2268 | 39720.1709 | 34138.4652 | 39649.6824
Thu9:00 | 33459.2081 | 43040.0578 | 35234.772 | 38700.5735
Thu10:00 | 34470.8318 | 46534.1371 | 36579.852 | 38524.2314
Thu11:00 | 35327.4428 | 49649.8693 | 37777.3433 | 38187.8982
Thu12:00 | 36141.9363 | 52471.0532 | 38619.7908 | 37665.5822
Thu13:00 | 36980.6883 | 54935.7906 | 39701.4677 | 37079.6671
Thu14:00 | 37843.2688 | 56775.1777 | 40737.1724 | 36578.0042
Thu15:00 | 38630.4401 | 57994.6938 | 41669.1914 | 36078.6639
Thu16:00 | 39149.2419 | 58529.417 | 42375.4602 | 35671.4312
Thu17:00 | 39034.235 | 58077.4861 | 42071.468 | 35732.4027
Thu18:00 | 38443.5334 | 56610.9711 | 41170.9914 | 36555.5555
Thu19:00 | 37551.7035 | 54496.3131 | 41838.058 | 38752.3944
Thu20:00 | 38504.7718 | 52587.7576 | 40973.6528 | 38861.4796
Thu21:00 | 37677.0405 | 51179.1729 | 39019.632 | 38394.8167
Thu22:00 | 35325.8832 | 48092.9151 | 36136.3927 | 37203.554
Thu23:00 | 32651.1124 | 44733.7486 | 33026.7678 | 35194.0487
Thu24:00 | 30081.0526 | 41611.5848 | 30822.4718 | 33072.8264
Fri1:00 | 28762.4557 | 39269.3844 | 28630.3234 | 32660.4577
Fri2:00 | 27953.8081 | 37605.7689 | 27920.8833 | 32042.748
Fri3:00 | 27163.5147 | 36357.6173 | 27607.7738 | 31756.167
Fri4:00 | 26319.8458 | 35806.1588 | 27938.9796 | 31763.3282
Fri5:00 | 27327.1734 | 36133.7284 | 29552.3255 | 32393.8919
Fri6:00 | 29810.6303 | 36686.237 | 32596.1907 | 34738.084
Fri7:00 | 31738.4468 | 37341.5569 | 34097.1525 | 38429.881
Fri8:00 | 32424.2268 | 39720.1709 | 34138.4652 | 39649.6824
Fri9:00 | 33459.2081 | 43040.0578 | 35234.772 | 38700.5735
Fri10:00 | 34470.8318 | 46534.1371 | 36579.852 | 38524.2314
Fri11:00 | 35327.4428 | 49649.8693 | 37777.3433 | 38187.8982
Fri12:00 | 36141.9363 | 52471.0532 | 38619.7908 | 37665.5822
Fri13:00 | 36980.6883 | 54935.7906 | 39701.4677 | 37079.6671
Fri14:00 | 37843.2688 | 56775.1777 | 40737.1724 | 36578.0042
Fri15:00 | 38630.4401 | 57994.6938 | 41669.1914 | 36078.6639
Fri16:00 | 39149.2419 | 58529.417 | 42375.4602 | 35671.4312
Fri17:00 | 39034.235 | 58077.4861 | 42071.468 | 35732.4027
Fri18:00 | 38443.5334 | 56610.9711 | 41170.9914 | 36555.5555
Fri19:00 | 37551.7035 | 54496.3131 | 41838.058 | 38752.3944
Fri20:00 | 38504.7718 | 52587.7576 | 40973.6528 | 38861.4796
Fri21:00 | 37677.0405 | 51179.1729 | 39019.632 | 38394.8167
Fri22:00 | 35325.8832 | 48092.9151 | 36136.3927 | 37203.554
Fri23:00 | 32651.1124 | 44733.7486 | 33026.7678 | 35194.0487
Fri24:00 | 30081.0526 | 41611.5848 | 30822.4718 | 33072.8264
Sat1:00 | 28762.4557 | 39269.3844 | 28630.3234 | 32660.4577
Sat2:00 | 27953.8081 | 37605.7689 | 27920.8833 | 32042.748
Sat3:00 | 27163.5147 | 36357.6173 | 27607.7738 | 31756.167
Sat4:00 | 26319.8458 | 35806.1588 | 27938.9796 | 31763.3282
Sat5:00 | 27327.1734 | 36133.7284 | 29552.3255 | 32393.8919
Sat6:00 | 29810.6303 | 36686.237 | 32596.1907 | 34738.084
Sat7:00 | 31738.4468 | 37341.5569 | 34097.1525 | 38429.881
Sat8:00 | 32424.2268 | 39720.1709 | 34138.4652 | 39649.6824
Sat9:00 | 33459.2081 | 43040.0578 | 35234.772 | 38700.5735
Sat10:00 | 34470.8318 | 46534.1371 | 36579.852 | 38524.2314
Sat11:00 | 35327.4428 | 49649.8693 | 37777.3433 | 38187.8982
Sat12:00 | 36141.9363 | 52471.0532 | 38619.7908 | 37665.5822
Sat13:00 | 36980.6883 | 54935.7906 | 39701.4677 | 37079.6671
Sat14:00 | 37843.2688 | 56775.1777 | 40737.1724 | 36578.0042
Sat15:00 | 38630.4401 | 57994.6938 | 41669.1914 | 36078.6639
Sat16:00 | 39149.2419 | 58529.417 | 42375.4602 | 35671.4312
Sat17:00 | 39034.235 | 58077.4861 | 42071.468 | 35732.4027
Sat18:00 | 38443.5334 | 56610.9711 | 41170.9914 | 36555.5555
Sat19:00 | 37551.7035 | 54496.3131 | 41838.058 | 38752.3944
Sat20:00 | 38504.7718 | 52587.7576 | 40973.6528 | 38861.4796
Sat21:00 | 37677.0405 | 51179.1729 | 39019.632 | 38394.8167
Sat22:00 | 35325.8832 | 48092.9151 | 36136.3927 | 37203.554
Sat23:00 | 32651.1124 | 44733.7486 | 33026.7678 | 35194.0487
Sat24:00 | 30081.0526 | 41611.5848 | 30822.4718 | 33072.8264
Sun1:00 | 28762.4557 | 39269.3844 | 28630.3234 | 32660.4577
Sun2:00 | 27953.8081 | 37605.7689 | 27920.8833 | 32042.748
Sun3:00 | 27163.5147 | 36357.6173 | 27607.7738 | 31756.167
Sun4:00 | 26319.8458 | 35806.1588 | 27938.9796 | 31763.3282
Sun5:00 | 27327.1734 | 36133.7284 | 29552.3255 | 32393.8919
Sun6:00 | 29810.6303 | 36686.237 | 32596.1907 | 34738.084
Sun7:00 | 31738.4468 | 37341.5569 | 34097.1525 | 38429.881
Sun8:00 | 32424.2268 | 39720.1709 | 34138.4652 | 39649.6824
Sun9:00 | 33459.2081 | 43040.0578 | 35234.772 | 38700.5735
Sun10:00 | 34470.8318 | 46534.1371 | 36579.852 | 38524.2314
Sun11:00 | 35327.4428 | 49649.8693 | 37777.3433 | 38187.8982
Sun12:00 | 36141.9363 | 52471.0532 | 38619.7908 | 37665.5822
Sun13:00 | 36980.6883 | 54935.7906 | 39701.4677 | 37079.6671
Sun14:00 | 37843.2688 | 56775.1777 | 40737.1724 | 36578.0042
Sun15:00 | 38630.4401 | 57994.6938 | 41669.1914 | 36078.6639
Sun16:00 | 39149.2419 | 58529.417 | 42375.4602 | 35671.4312
Sun17:00 | 39034.235 | 58077.4861 | 42071.468 | 35732.4027
Sun18:00 | 38443.5334 | 56610.9711 | 41170.9914 | 36555.5555
Sun19:00 | 37551.7035 | 54496.3131 | 41838.058 | 38752.3944
Sun20:00 | 38504.7718 | 52587.7576 | 40973.6528 | 38861.4796
Sun21:00 | 37677.0405 | 51179.1729 | 39019.632 | 38394.8167
Sun22:00 | 35325.8832 | 48092.9151 | 36136.3927 | 37203.554
Sun23:00 | 32651.1124 | 44733.7486 | 33026.7678 | 35194.0487
Sun24:00 | 30081.0526 | 41611.5848 | 30822.4718 | 33072.8264
Northeast |  |  |  |  | West |  |  |  |  | Coastal
| Spring | Summer | Fall | Winter |  | Spring | Summer | Fall | Winter |  | Spring | Summer | Fall | Winter
Sat1:00 | 11466 | 10068 | 11074 | 14953 | Sat1:00 | 1770.3 | 2198.8 | 2121.3 | 2305.5 | Sat1:00 | 8093 | 8982 | 8136 | 10584
Sat2:00 | 11124 | 9626 | 10755 | 14370 | Sat2:00 | 1726.3 | 2232.6 | 2063.2 | 2251.7 | Sat2:00 | 7937 | 8716 | 8009 | 10183
Sat3:00 | 10942 | 9375 | 10693 | 14094 | Sat3:00 | 1706 | 2193.2 | 2071.1 | 2221.2 | Sat3:00 | 7821 | 8629 | 7938 | 9988
Sat4:00 | 10959 | 9530 | 10681 | 14289 | Sat4:00 | 1703.8 | 2098.4 | 2076.8 | 2212 | Sat4:00 | 7821 | 8620 | 7981 | 10059
Sat5:00 | 11307 | 9874 | 11037 | 15005 | Sat5:00 | 1738.7 | 2065.7 | 2081.4 | 2262.5 | Sat5:00 | 7991 | 8796 | 8155 | 10633
Sat6:00 | 12391 | 10805 | 12208 | 16497 | Sat6:00 | 1849.2 | 2198.8 | 2156.6 | 2422.5 | Sat6:00 | 8601 | 9297 | 8676 | 11511
Sat7:00 | 14400 | 12541 | 14162 | 17237 | Sat7:00 | 2078.2 | 2587.8 | 2362.9 | 2494.2 | Sat7:00 | 9513 | 10245 | 9529 | 11629
Sat8:00 | 15209 | 13246 | 14509 | 17654 | Sat8:00 | 2197.7 | 2776.1 | 2422.2 | 2504.6 | Sat8:00 | 9676 | 10540 | 9677 | 11907
Sat9:00 | 14680 | 13268 | 14287 | 18355 | Sat9:00 | 2163.8 | 2711.9 | 2394.9 | 2582.5 | Sat9:00 | 9807 | 10728 | 9829 | 12873
Sat10:00 | 14424 | 13657 | 14327 | 19311 | Sat10:00 | 2151.4 | 2684.8 | 2401.7 | 2662.9 | Sat10:00 | 9925 | 11029 | 9995 | 13695
Sat11:00 | 14318 | 13938 | 14438 | 20175 | Sat11:00 | 2115.4 | 2737.8 | 2406.3 | 2755.5 | Sat11:00 | 10003 | 11256 | 10157 | 14419
Sat12:00 | 14217 | 14140 | 14500 | 20982 | Sat12:00 | 2103 | 2662.2 | 2397.1 | 2835.3 | Sat12:00 | 10043 | 11320 | 10225 | 14853
Sat13:00 | 14053 | 14456 | 14468 | 21709 | Sat13:00 | 2029.7 | 2280 | 2360.7 | 2932.8 | Sat13:00 | 10083 | 11288 | 10328 | 15407
Sat14:00 | 14105 | 14504 | 14591 | 22246 | Sat14:00 | 2026.3 | 2294.6 | 2341.3 | 3028.1 | Sat14:00 | 10172 | 11271 | 10602 | 15887
Sat15:00 | 14062 | 14458 | 14708 | 22418 | Sat15:00 | 2025.2 | 2327.3 | 2385.7 | 3097.4 | Sat15:00 | 10152 | 11160 | 10681 | 16277
Sat16:00 | 14020 | 14285 | 14762 | 22132 | Sat16:00 | 2020.6 | 2320.6 | 2407.4 | 3127.5 | Sat16:00 | 10160 | 11109 | 10753 | 16314
Sat17:00 | 14023 | 14269 | 14723 | 21277 | Sat17:00 | 2007.1 | 2285.6 | 2448.4 | 3052.5 | Sat17:00 | 10230 | 11162 | 10768 | 15844
Sat18:00 | 14405 | 15221 | 15053 | 20121 | Sat18:00 | 1991.3 | 2318.3 | 2473.5 | 2958.1 | Sat18:00 | 10466 | 11604 | 11032 | 15092
Sat19:00 | 15284 | 16031 | 15646 | 19456 | Sat19:00 | 2092.8 | 2436.7 | 2703.8 | 2885 | Sat19:00 | 10656 | 11757 | 11286 | 14750
Sat20:00 | 15145 | 15701 | 15116 | 19073 | Sat20:00 | 2125.5 | 2427.7 | 2888.4 | 2886 | Sat20:00 | 10550 | 11623 | 11106 | 14345
Sat21:00 | 14755 | 15351 | 14550 | 18261 | Sat21:00 | 2090.6 | 2377 | 2936.3 | 2785.2 | Sat21:00 | 10321 | 11327 | 10870 | 13566
Sat22:00 | 13999 | 14729 | 13764 | 17099 | Sat22:00 | 2053.3 | 2282.2 | 2839.4 | 2685.3 | Sat22:00 | 9970 | 10912 | 10491 | 12661
Sat23:00 | 12668 | 13290 | 12566 | 15838 | Sat23:00 | 1924.8 | 2181.9 | 2647.9 | 2550.6 | Sat23:00 | 9269 | 10290 | 9856 | 11757
Sat24:00 | 11457 | 11980 | 11393 | 14700 | Sat24:00 | 1818.8 | 1971 | 2423.4 | 2363.1 | Sat24:00 | 8654 | 9542 | 9142 | 10965
Sun1:00 | 14411 | 17920 | 15302 | 10073 | Sun1:00 | 2327.8 | 2665.7 | 2306.2 | 1961.5 | Sun1:00 | 8679 | 12184 | 11172 | 7815
Sun2:00 | 14152 | 17073 | 14314 | 9863 | Sun2:00 | 2310.9 | 2567 | 2213.1 | 1934.6 | Sun2:00 | 8450 | 11693 | 10594 | 7654
Sun3:00 | 14098 | 16374 | 13547 | 9807 | Sun3:00 | 2317 | 2493.6 | 2140.5 | 1912.4 | Sun3:00 | 8403 | 11401 | 10236 | 7568
Sun4:00 | 14255 | 15912 | 13200 | 10033 | Sun4:00 | 2333.1 | 2457.5 | 2110.3 | 1924.3 | Sun4:00 | 8390 | 11116 | 10008 | 7692
Sun5:00 | 14678 | 15681 | 13064 | 10813 | Sun5:00 | 2366 | 2427.1 | 2106.7 | 2010.4 | Sun5:00 | 8673 | 11065 | 10071 | 8271
Sun6:00 | 15893 | 15518 | 13762 | 12518 | Sun6:00 | 2480.7 | 2419.7 | 2164.7 | 2179.3 | Sun6:00 | 9459 | 11062 | 10601 | 9152
Sun7:00 | 18073 | 15602 | 15381 | 13418 | Sun7:00 | 2689.5 | 2430.2 | 2324.3 | 2250.1 | Sun7:00 | 10456 | 10989 | 11369 | 9181
Sun8:00 | 18904 | 17252 | 16270 | 13291 | Sun8:00 | 2784.6 | 2573.9 | 2424.7 | 2235.4 | Sun8:00 | 10626 | 11698 | 11692 | 9256
Sun9:00 | 18134 | 19028 | 17095 | 13523 | Sun9:00 | 2714.9 | 2747.9 | 2477.9 | 2267.8 | Sun9:00 | 10578 | 12850 | 12312 | 9567
Sun10:00 | 17813 | 20746 | 17898 | 13706 | Sun10:00 | 2692.6 | 2907.9 | 2549.3 | 2291.9 | Sun10:00 | 10742 | 14185 | 12999 | 10051
Sun11:00 | 17450 | 22490 | 18921 | 14095 | Sun11:00 | 2669.5 | 3050.9 | 2675 | 2326.1 | Sun11:00 | 10795 | 15512 | 13753 | 10353
Sun12:00 | 16762 | 24077 | 19845 | 14321 | Sun12:00 | 2613.1 | 3213.2 | 2727 | 2334 | Sun12:00 | 10738 | 16519 | 14460 | 10515
Sun13:00 | 16164 | 25289 | 20741 | 14604 | Sun13:00 | 2543.4 | 3358.5 | 2779 | 2376.6 | Sun13:00 | 10500 | 17231 | 15095 | 10874
Sun14:00 | 15634 | 26035 | 21660 | 14844 | Sun14:00 | 2477.8 | 3475.7 | 2873.4 | 2432.9 | Sun14:00 | 10325 | 17798 | 15643 | 11148
Sun15:00 | 14958 | 26596 | 22477 | 15120 | Sun15:00 | 2431.2 | 3579.3 | 2971.3 | 2497.1 | Sun15:00 | 10239 | 18060 | 16054 | 11401
Sun16:00 | 14552 | 26899 | 23086 | 15373 | Sun16:00 | 2408.3 | 3651.5 | 3054.8 | 2561.4 | Sun16:00 | 10213 | 18028 | 16376 | 11610
Sun17:00 | 14654 | 26963 | 23616 | 15153 | Sun17:00 | 2447.2 | 3659 | 3086.2 | 2566 | Sun17:00 | 10263 | 17786 | 16579 | 11492
Sun18:00 | 15383 | 26547 | 23685 | 14786 | Sun18:00 | 2551.2 | 3640.2 | 3056 | 2531.3 | Sun18:00 | 10442 | 17175 | 16273 | 11095
Sun19:00 | 17019 | 25670 | 23031 | 14925 | Sun19:00 | 2703.5 | 3565.8 | 2988.3 | 2522.4 | Sun19:00 | 10881 | 16464 | 15563 | 11211
Sun20:00 | 17364 | 24850 | 22004 | 15006 | Sun20:00 | 2754.1 | 3412.4 | 2880.6 | 2546.2 | Sun20:00 | 10853 | 16168 | 14771 | 11041
Sun21:00 | 17414 | 24096 | 21423 | 14109 | Sun21:00 | 2752.5 | 3327.2 | 2825 | 2445.7 | Sun21:00 | 10627 | 15656 | 14512 | 10266
Sun22:00 | 17146 | 22278 | 20992 | 12814 | Sun22:00 | 2689.4 | 3132.2 | 2820.2 | 2294.5 | Sun22:00 | 10019 | 14726 | 14057 | 9385
Sun23:00 | 16151 | 20371 | 19303 | 11505 | Sun23:00 | 2597.4 | 2890.1 | 2660.5 | 2130.5 | Sun23:00 | 9403 | 13513 | 13067 | 8583
Sun24:00 | 15058 | 18798 | 17124 | 10821 | Sun24:00 | 2450.5 | 2715.3 | 2428.3 | 2031.8 | Sun24:00 | 8776 | 12666 | 11905 | 8143
Mon1:00 | 16966 | 9632 | 12550 | 10606 | Mon1:00 | 2130.4 | 1909.8 | 2261.8 | 2062 | Mon1:00 | 11378 | 7433 | 8226 | 8500
Mon2:00 | 16016 | 9586 | 12327 | 10165 | Mon2:00 | 2060.5 | 1881.1 | 2249.4 | 2010.7 | Mon2:00 | 10978 | 7363 | 8045 | 8319
Mon3:00 | 15396 | 9609 | 12355 | 10222 | Mon3:00 | 2013.9 | 1871 | 2254.8 | 1956 | Mon3:00 | 10758 | 7339 | 7955 | 8058
Mon4:00 | 15215 | 9926 | 12498 | 10268 | Mon4:00 | 1975.5 | 1895 | 2287.4 | 1908.1 | Mon4:00 | 10828 | 7543 | 7992 | 8059
Mon5:00 | 15628 | 11126 | 12930 | 10603 | Mon5:00 | 2013.9 | 1956.1 | 2329.6 | 1891 | Mon5:00 | 11275 | 8186 | 8274 | 8225
Mon6:00 | 16588 | 12865 | 14188 | 11855 | Mon6:00 | 2138.5 | 2123.1 | 2448.9 | 1956 | Mon6:00 | 11849 | 9136 | 9020 | 8791
Mon7:00 | 17128 | 13948 | 16199 | 13963 | Mon7:00 | 2208.4 | 2225.1 | 2647.8 | 2117.9 | Mon7:00 | 12100 | 9280 | 10063 | 9578
Mon8:00 | 18370 | 13852 | 16634 | 14999 | Mon8:00 | 2323.7 | 2208.1 | 2680.6 | 2278.6 | Mon8:00 | 12766 | 9331 | 10129 | 9775
Mon9:00 | 20050 | 14015 | 15957 | 14669 | Mon9:00 | 2472.8 | 2249.6 | 2588.5 | 2293.4 | Mon9:00 | 13715 | 9685 | 10090 | 9688
Mon10:00 | 22272 | 14119 | 15448 | 14560 | Mon10:00 | 2641.7 | 2291.9 | 2481.1 | 2256.9 | Mon10:00 | 14695 | 10211 | 10219 | 9811
Mon11:00 | 24404 | 14078 | 15000 | 14442 | Mon11:00 | 2802.4 | 2350.3 | 2426.8 | 2238.7 | Mon11:00 | 15658 | 10530 | 10269 | 10040
Mon12:00 | 25952 | 14203 | 14467 | 14326 | Mon12:00 | 2953.9 | 2400.7 | 2369.8 | 2225 | Mon12:00 | 16482 | 10656 | 10201 | 10026
Mon13:00 | 27420 | 14400 | 14045 | 14269 | Mon13:00 | 3121.6 | 2446.6 | 2322.7 | 2223.9 | Mon13:00 | 17248 | 10914 | 10064 | 10071
Mon14:00 | 28318 | 14535 | 13839 | 14265 | Mon14:00 | 3227.6 | 2484.8 | 2295.2 | 2246.7 | Mon14:00 | 17956 | 10966 | 10056 | 10119
Mon15:00 | 28813 | 14638 | 13504 | 14843 | Mon15:00 | 3308 | 2535.5 | 2310.1 | 2316.2 | Mon15:00 | 18426 | 11185 | 10083 | 11429
Mon16:00 | 28920 | 14763 | 13361 | 14205 | Mon16:00 | 3342.9 | 2587.7 | 2281.6 | 2292.3 | Mon16:00 | 18530 | 11324 | 10033 | 10226
Mon17:00 | 28829 | 14520 | 13220 | 14127 | Mon17:00 | 3301 | 2571.6 | 2301 | 2340.1 | Mon17:00 | 18267 | 11331 | 10055 | 10250
Mon18:00 | 28225 | 14450 | 13756 | 14036 | Mon18:00 | 3219.4 | 2545 | 2317.2 | 2279.7 | Mon18:00 | 17456 | 11152 | 10324 | 10143
Mon19:00 | 26863 | 15054 | 14359 | 14179 | Mon19:00 | 3108.8 | 2620.7 | 2441.7 | 2229.6 | Mon19:00 | 16633 | 11474 | 10425 | 10048
Mon20:00 | 25749 | 15014 | 14096 | 15100 | Mon20:00 | 2977.2 | 2578 | 2424 | 2267.2 | Mon20:00 | 16257 | 11139 | 10262 | 10519
Mon21:00 | 24963 | 14390 | 13981 | 15009 | Mon21:00 | 2886.3 | 2475 | 2411.4 | 2276.3 | Mon21:00 | 15653 | 10452 | 9943 | 10308
Mon22:00 | 22798 | 13127 | 13577 | 14436 | Mon22:00 | 2705.8 | 2298.1 | 2352.3 | 2226.2 | Mon22:00 | 14548 | 9519 | 9719 | 9910
Mon23:00 | 20366 | 11722 | 12972 | 13305 | Mon23:00 | 2474 | 2150.7 | 2293.5 | 2095.1 | Mon23:00 | 13327 | 8804 | 9180 | 9266
Mon24:00 | 18568 | 10922 | 12185 | 12149 | Mon24:00 | 2292.3 | 2064.8 | 2196.8 | 1966.3 | Mon24:00 | 12389 | 8115 | 8701 | 8550
South |  |  |  |  | Panhandle
| Spring | Summer | Fall | Winter |  | Spring | Summer | Fall | Winter
Sat1:00 | 6223 | 6489 | 6668 | 8719 | Sat1:00 | 0 | 0 | 0 | 0
Sat2:00 | 5974 | 6143 | 6636 | 8400 | Sat2:00 | 0 | 0 | 0 | 0
Sat3:00 | 5840 | 6016 | 6669 | 8218 | Sat3:00 | 0 | 0 | 0 | 0
Sat4:00 | 5781 | 5928 | 6651 | 8269 | Sat4:00 | 0 | 0 | 0 | 0
Sat5:00 | 5870 | 6044 | 6794 | 8719 | Sat5:00 | 0 | 0 | 0 | 0
Sat6:00 | 6445 | 6542 | 7393 | 9694 | Sat6:00 | 0 | 0 | 0 | 0
Sat7:00 | 7598 | 7617 | 8507 | 9981 | Sat7:00 | 0 | 0 | 0 | 0
Sat8:00 | 8025 | 8067 | 8790 | 10107 | Sat8:00 | 0 | 0 | 0 | 0
Sat9:00 | 7785 | 8254 | 8804 | 10627 | Sat9:00 | 0 | 0 | 0 | 0
Sat10:00 | 7789 | 8531 | 9005 | 11356 | Sat10:00 | 0 | 0 | 0 | 0
Sat11:00 | 7898 | 8850 | 9203 | 11959 | Sat11:00 | 0 | 0 | 0 | 0
Sat12:00 | 7959 | 9075 | 9385 | 12560 | Sat12:00 | 0 | 0 | 0 | 0
Sat13:00 | 7899 | 9251 | 9636 | 13209 | Sat13:00 | 0 | 0 | 0 | 0
Sat14:00 | 7978 | 9442 | 9904 | 13863 | Sat14:00 | 0 | 0 | 0 | 0
Sat15:00 | 8113 | 9545 | 10119 | 14206 | Sat15:00 | 0 | 0 | 0 | 0
Sat16:00 | 8216 | 9553 | 10270 | 14227 | Sat16:00 | 0 | 0 | 0 | 0
Sat17:00 | 8251 | 9489 | 10247 | 13890 | Sat17:00 | 0 | 0 | 0 | 0
Sat18:00 | 8270 | 9672 | 10179 | 13269 | Sat18:00 | 0 | 0 | 0 | 0
Sat19:00 | 8949 | 10269 | 10618 | 12796 | Sat19:00 | 0 | 0 | 0 | 0
Sat20:00 | 8945 | 10108 | 10456 | 12667 | Sat20:00 | 0 | 0 | 0 | 0
Sat21:00 | 8719 | 9827 | 10104 | 12005 | Sat21:00 | 0 | 0 | 0 | 0
Sat22:00 | 8281 | 9325 | 9533 | 11162 | Sat22:00 | 0 | 0 | 0 | 0
Sat23:00 | 7570 | 8553 | 8767 | 10136 | Sat23:00 | 0 | 0 | 0 | 0
Sat24:00 | 6704 | 7597 | 7916 | 9206 | Sat24:00 | 0 | 0 | 0 | 0
Sun1:00 | 8314 | 10559 | 8416 | 6330 | Sun1:00 | 0 | 0 | 0 | 0
Sun2:00 | 7976 | 10014 | 7851 | 6087 | Sun2:00 | 0 | 0 | 0 | 0
Sun3:00 | 7856 | 9584 | 7512 | 5992 | Sun3:00 | 0 | 0 | 0 | 0
Sun4:00 | 7875 | 9314 | 7300 | 6025 | Sun4:00 | 0 | 0 | 0 | 0
Sun5:00 | 8128 | 9179 | 7263 | 6461 | Sun5:00 | 0 | 0 | 0 | 0
Sun6:00 | 8861 | 9171 | 7678 | 7405 | Sun6:00 | 0 | 0 | 0 | 0
Sun7:00 | 10058 | 9194 | 8648 | 7731 | Sun7:00 | 0 | 0 | 0 | 0
Sun8:00 | 10308 | 9972 | 9139 | 7698 | Sun8:00 | 0 | 0 | 0 | 0
Sun9:00 | 9979 | 11102 | 9343 | 7991 | Sun9:00 | 0 | 0 | 0 | 0
Sun10:00 | 9806 | 12164 | 9614 | 8285 | Sun10:00 | 0 | 0 | 0 | 0
Sun11:00 | 9727 | 13086 | 10385 | 8583 | Sun11:00 | 0 | 0 | 0 | 0
Sun12:00 | 9553 | 13881 | 10918 | 8859 | Sun12:00 | 0 | 0 | 0 | 0
Sun13:00 | 9403 | 14521 | 11432 | 9141 | Sun13:00 | 0 | 0 | 0 | 0
Sun14:00 | 9221 | 14983 | 11971 | 9464 | Sun14:00 | 0 | 0 | 0 | 0
Sun15:00 | 9121 | 15315 | 12439 | 9770 | Sun15:00 | 0 | 0 | 0 | 0
Sun16:00 | 9067 | 15558 | 12685 | 10032 | Sun16:00 | 0 | 0 | 0 | 0
Sun17:00 | 9236 | 15589 | 12974 | 10041 | Sun17:00 | 0 | 0 | 0 | 0
Sun18:00 | 9703 | 15383 | 12879 | 9785 | Sun18:00 | 0 | 0 | 0 | 0
Sun19:00 | 10451 | 14836 | 12497 | 9819 | Sun19:00 | 0 | 0 | 0 | 0
Sun20:00 | 10568 | 14566 | 11932 | 9741 | Sun20:00 | 0 | 0 | 0 | 0
Sun21:00 | 10382 | 14240 | 11760 | 9124 | Sun21:00 | 0 | 0 | 0 | 0
Sun22:00 | 9931 | 13255 | 11608 | 8280 | Sun22:00 | 0 | 0 | 0 | 0
Sun23:00 | 9220 | 12106 | 10613 | 7325 | Sun23:00 | 0 | 0 | 0 | 0
Sun24:00 | 8402 | 11051 | 9360 | 6736 | Sun24:00 | 0 | 0 | 0 | 0
Mon1:00 | 9425 | 6242 | 6940 | 6497 | Mon1:00 | 0 | 0 | 0 | 0
Mon2:00 | 8913 | 6012 | 6786 | 6137 | Mon2:00 | 0 | 0 | 0 | 0
Mon3:00 | 8577 | 5957 | 6790 | 5933 | Mon3:00 | 0 | 0 | 0 | 0
Mon4:00 | 8431 | 6069 | 6860 | 5891 | Mon4:00 | 0 | 0 | 0 | 0
Mon5:00 | 8683 | 6542 | 7164 | 6038 | Mon5:00 | 0 | 0 | 0 | 0
Mon6:00 | 9188 | 7613 | 7963 | 6596 | Mon6:00 | 0 | 0 | 0 | 0
Mon7:00 | 9467 | 8009 | 9240 | 7838 | Mon7:00 | 0 | 0 | 0 | 0
Mon8:00 | 10093 | 7925 | 9441 | 8310 | Mon8:00 | 0 | 0 | 0 | 0
Mon9:00 | 11048 | 8202 | 9015 | 8036 | Mon9:00 | 0 | 0 | 0 | 0
Mon10:00 | 12078 | 8554 | 8670 | 8076 | Mon10:00 | 0 | 0 | 0 | 0
Mon11:00 | 13144 | 8898 | 8652 | 8158 | Mon11:00 | 0 | 0 | 0 | 0
Mon12:00 | 14019 | 9200 | 8460 | 8247 | Mon12:00 | 0 | 0 | 0 | 0
Mon13:00 | 14775 | 9485 | 8334 | 8265 | Mon13:00 | 0 | 0 | 0 | 0
Mon14:00 | 15338 | 9744 | 8346 | 8394 | Mon14:00 | 0 | 0 | 0 | 0
Mon15:00 | 15693 | 9970 | 8315 | 9502 | Mon15:00 | 0 | 0 | 0 | 0
Mon16:00 | 15832 | 10125 | 8354 | 8514 | Mon16:00 | 0 | 0 | 0 | 0
Mon17:00 | 15666 | 10065 | 8321 | 8652 | Mon17:00 | 0 | 0 | 0 | 0
Mon18:00 | 15312 | 9854 | 8460 | 8587 | Mon18:00 | 0 | 0 | 0 | 0
Mon19:00 | 14624 | 10183 | 8655 | 8525 | Mon19:00 | 0 | 0 | 0 | 0
Mon20:00 | 14236 | 10000 | 8496 | 8996 | Mon20:00 | 0 | 0 | 0 | 0
Mon21:00 | 13828 | 9398 | 8300 | 8938 | Mon21:00 | 0 | 0 | 0 | 0
Mon22:00 | 12722 | 8508 | 7979 | 8523 | Mon22:00 | 0 | 0 | 0 | 0
Mon23:00 | 11470 | 7514 | 7564 | 7776 | Mon23:00 | 0 | 0 | 0 | 0
Mon24:00 | 10431 | 6872 | 7027 | 6969 | Mon24:00 | 0 | 0 | 0 | 0

## LoadData_hour_4days
1 week representation
ERCOT total
| Spring | Summer | Fall | Winter
Mon1:00 | 28762.4557 | 39269.3844 | 28630.3234 | 32660.4577
Mon2:00 | 27953.8081 | 37605.7689 | 27920.8833 | 32042.748
Mon3:00 | 27163.5147 | 36357.6173 | 27607.7738 | 31756.167
Mon4:00 | 26319.8458 | 35806.1588 | 27938.9796 | 31763.3282
Mon5:00 | 27327.1734 | 36133.7284 | 29552.3255 | 32393.8919
Mon6:00 | 29810.6303 | 36686.237 | 32596.1907 | 34738.084
Mon7:00 | 31738.4468 | 37341.5569 | 34097.1525 | 38429.881
Mon8:00 | 32424.2268 | 39720.1709 | 34138.4652 | 39649.6824
Mon9:00 | 33459.2081 | 43040.0578 | 35234.772 | 38700.5735
Mon10:00 | 34470.8318 | 46534.1371 | 36579.852 | 38524.2314
Mon11:00 | 35327.4428 | 49649.8693 | 37777.3433 | 38187.8982
Mon12:00 | 36141.9363 | 52471.0532 | 38619.7908 | 37665.5822
Mon13:00 | 36980.6883 | 54935.7906 | 39701.4677 | 37079.6671
Mon14:00 | 37843.2688 | 56775.1777 | 40737.1724 | 36578.0042
Mon15:00 | 38630.4401 | 57994.6938 | 41669.1914 | 36078.6639
Mon16:00 | 39149.2419 | 58529.417 | 42375.4602 | 35671.4312
Mon17:00 | 39034.235 | 58077.4861 | 42071.468 | 35732.4027
Mon18:00 | 38443.5334 | 56610.9711 | 41170.9914 | 36555.5555
Mon19:00 | 37551.7035 | 54496.3131 | 41838.058 | 38752.3944
Mon20:00 | 38504.7718 | 52587.7576 | 40973.6528 | 38861.4796
Mon21:00 | 37677.0405 | 51179.1729 | 39019.632 | 38394.8167
Mon22:00 | 35325.8832 | 48092.9151 | 36136.3927 | 37203.554
Mon23:00 | 32651.1124 | 44733.7486 | 33026.7678 | 35194.0487
Mon24:00 | 30081.0526 | 41611.5848 | 30822.4718 | 33072.8264
Tue1:00 | 28762.4557 | 39269.3844 | 28630.3234 | 32660.4577
Tue2:00 | 27953.8081 | 37605.7689 | 27920.8833 | 32042.748
Tue3:00 | 27163.5147 | 36357.6173 | 27607.7738 | 31756.167
Tue4:00 | 26319.8458 | 35806.1588 | 27938.9796 | 31763.3282
Tue5:00 | 27327.1734 | 36133.7284 | 29552.3255 | 32393.8919
Tue6:00 | 29810.6303 | 36686.237 | 32596.1907 | 34738.084
Tue7:00 | 31738.4468 | 37341.5569 | 34097.1525 | 38429.881
Tue8:00 | 32424.2268 | 39720.1709 | 34138.4652 | 39649.6824
Tue9:00 | 33459.2081 | 43040.0578 | 35234.772 | 38700.5735
Tue10:00 | 34470.8318 | 46534.1371 | 36579.852 | 38524.2314
Tue11:00 | 35327.4428 | 49649.8693 | 37777.3433 | 38187.8982
Tue12:00 | 36141.9363 | 52471.0532 | 38619.7908 | 37665.5822
Tue13:00 | 36980.6883 | 54935.7906 | 39701.4677 | 37079.6671
Tue14:00 | 37843.2688 | 56775.1777 | 40737.1724 | 36578.0042
Tue15:00 | 38630.4401 | 57994.6938 | 41669.1914 | 36078.6639
Tue16:00 | 39149.2419 | 58529.417 | 42375.4602 | 35671.4312
Tue17:00 | 39034.235 | 58077.4861 | 42071.468 | 35732.4027
Tue18:00 | 38443.5334 | 56610.9711 | 41170.9914 | 36555.5555
Tue19:00 | 37551.7035 | 54496.3131 | 41838.058 | 38752.3944
Tue20:00 | 38504.7718 | 52587.7576 | 40973.6528 | 38861.4796
Tue21:00 | 37677.0405 | 51179.1729 | 39019.632 | 38394.8167
Tue22:00 | 35325.8832 | 48092.9151 | 36136.3927 | 37203.554
Tue23:00 | 32651.1124 | 44733.7486 | 33026.7678 | 35194.0487
Tue24:00 | 30081.0526 | 41611.5848 | 30822.4718 | 33072.8264
Wed1:00 | 28762.4557 | 39269.3844 | 28630.3234 | 32660.4577
Wed2:00 | 27953.8081 | 37605.7689 | 27920.8833 | 32042.748
Wed3:00 | 27163.5147 | 36357.6173 | 27607.7738 | 31756.167
Wed4:00 | 26319.8458 | 35806.1588 | 27938.9796 | 31763.3282
Wed5:00 | 27327.1734 | 36133.7284 | 29552.3255 | 32393.8919
Wed6:00 | 29810.6303 | 36686.237 | 32596.1907 | 34738.084
Wed7:00 | 31738.4468 | 37341.5569 | 34097.1525 | 38429.881
Wed8:00 | 32424.2268 | 39720.1709 | 34138.4652 | 39649.6824
Wed9:00 | 33459.2081 | 43040.0578 | 35234.772 | 38700.5735
Wed10:00 | 34470.8318 | 46534.1371 | 36579.852 | 38524.2314
Wed11:00 | 35327.4428 | 49649.8693 | 37777.3433 | 38187.8982
Wed12:00 | 36141.9363 | 52471.0532 | 38619.7908 | 37665.5822
Wed13:00 | 36980.6883 | 54935.7906 | 39701.4677 | 37079.6671
Wed14:00 | 37843.2688 | 56775.1777 | 40737.1724 | 36578.0042
Wed15:00 | 38630.4401 | 57994.6938 | 41669.1914 | 36078.6639
Wed16:00 | 39149.2419 | 58529.417 | 42375.4602 | 35671.4312
Wed17:00 | 39034.235 | 58077.4861 | 42071.468 | 35732.4027
Wed18:00 | 38443.5334 | 56610.9711 | 41170.9914 | 36555.5555
Wed19:00 | 37551.7035 | 54496.3131 | 41838.058 | 38752.3944
Wed20:00 | 38504.7718 | 52587.7576 | 40973.6528 | 38861.4796
Wed21:00 | 37677.0405 | 51179.1729 | 39019.632 | 38394.8167
Wed22:00 | 35325.8832 | 48092.9151 | 36136.3927 | 37203.554
Wed23:00 | 32651.1124 | 44733.7486 | 33026.7678 | 35194.0487
Wed24:00 | 30081.0526 | 41611.5848 | 30822.4718 | 33072.8264
Thu1:00 | 28762.4557 | 39269.3844 | 28630.3234 | 32660.4577
Thu2:00 | 27953.8081 | 37605.7689 | 27920.8833 | 32042.748
Thu3:00 | 27163.5147 | 36357.6173 | 27607.7738 | 31756.167
Thu4:00 | 26319.8458 | 35806.1588 | 27938.9796 | 31763.3282
Thu5:00 | 27327.1734 | 36133.7284 | 29552.3255 | 32393.8919
Thu6:00 | 29810.6303 | 36686.237 | 32596.1907 | 34738.084
Thu7:00 | 31738.4468 | 37341.5569 | 34097.1525 | 38429.881
Thu8:00 | 32424.2268 | 39720.1709 | 34138.4652 | 39649.6824
Thu9:00 | 33459.2081 | 43040.0578 | 35234.772 | 38700.5735
Thu10:00 | 34470.8318 | 46534.1371 | 36579.852 | 38524.2314
Thu11:00 | 35327.4428 | 49649.8693 | 37777.3433 | 38187.8982
Thu12:00 | 36141.9363 | 52471.0532 | 38619.7908 | 37665.5822
Thu13:00 | 36980.6883 | 54935.7906 | 39701.4677 | 37079.6671
Thu14:00 | 37843.2688 | 56775.1777 | 40737.1724 | 36578.0042
Thu15:00 | 38630.4401 | 57994.6938 | 41669.1914 | 36078.6639
Thu16:00 | 39149.2419 | 58529.417 | 42375.4602 | 35671.4312
Thu17:00 | 39034.235 | 58077.4861 | 42071.468 | 35732.4027
Thu18:00 | 38443.5334 | 56610.9711 | 41170.9914 | 36555.5555
Thu19:00 | 37551.7035 | 54496.3131 | 41838.058 | 38752.3944
Thu20:00 | 38504.7718 | 52587.7576 | 40973.6528 | 38861.4796
Thu21:00 | 37677.0405 | 51179.1729 | 39019.632 | 38394.8167
Thu22:00 | 35325.8832 | 48092.9151 | 36136.3927 | 37203.554
Thu23:00 | 32651.1124 | 44733.7486 | 33026.7678 | 35194.0487
Thu24:00 | 30081.0526 | 41611.5848 | 30822.4718 | 33072.8264
Fri1:00 | 28762.4557 | 39269.3844 | 28630.3234 | 32660.4577
Fri2:00 | 27953.8081 | 37605.7689 | 27920.8833 | 32042.748
Fri3:00 | 27163.5147 | 36357.6173 | 27607.7738 | 31756.167
Fri4:00 | 26319.8458 | 35806.1588 | 27938.9796 | 31763.3282
Fri5:00 | 27327.1734 | 36133.7284 | 29552.3255 | 32393.8919
Fri6:00 | 29810.6303 | 36686.237 | 32596.1907 | 34738.084
Fri7:00 | 31738.4468 | 37341.5569 | 34097.1525 | 38429.881
Fri8:00 | 32424.2268 | 39720.1709 | 34138.4652 | 39649.6824
Fri9:00 | 33459.2081 | 43040.0578 | 35234.772 | 38700.5735
Fri10:00 | 34470.8318 | 46534.1371 | 36579.852 | 38524.2314
Fri11:00 | 35327.4428 | 49649.8693 | 37777.3433 | 38187.8982
Fri12:00 | 36141.9363 | 52471.0532 | 38619.7908 | 37665.5822
Fri13:00 | 36980.6883 | 54935.7906 | 39701.4677 | 37079.6671
Fri14:00 | 37843.2688 | 56775.1777 | 40737.1724 | 36578.0042
Fri15:00 | 38630.4401 | 57994.6938 | 41669.1914 | 36078.6639
Fri16:00 | 39149.2419 | 58529.417 | 42375.4602 | 35671.4312
Fri17:00 | 39034.235 | 58077.4861 | 42071.468 | 35732.4027
Fri18:00 | 38443.5334 | 56610.9711 | 41170.9914 | 36555.5555
Fri19:00 | 37551.7035 | 54496.3131 | 41838.058 | 38752.3944
Fri20:00 | 38504.7718 | 52587.7576 | 40973.6528 | 38861.4796
Fri21:00 | 37677.0405 | 51179.1729 | 39019.632 | 38394.8167
Fri22:00 | 35325.8832 | 48092.9151 | 36136.3927 | 37203.554
Fri23:00 | 32651.1124 | 44733.7486 | 33026.7678 | 35194.0487
Fri24:00 | 30081.0526 | 41611.5848 | 30822.4718 | 33072.8264
Sat1:00 | 28762.4557 | 39269.3844 | 28630.3234 | 32660.4577
Sat2:00 | 27953.8081 | 37605.7689 | 27920.8833 | 32042.748
Sat3:00 | 27163.5147 | 36357.6173 | 27607.7738 | 31756.167
Sat4:00 | 26319.8458 | 35806.1588 | 27938.9796 | 31763.3282
Sat5:00 | 27327.1734 | 36133.7284 | 29552.3255 | 32393.8919
Sat6:00 | 29810.6303 | 36686.237 | 32596.1907 | 34738.084
Sat7:00 | 31738.4468 | 37341.5569 | 34097.1525 | 38429.881
Sat8:00 | 32424.2268 | 39720.1709 | 34138.4652 | 39649.6824
Sat9:00 | 33459.2081 | 43040.0578 | 35234.772 | 38700.5735
Sat10:00 | 34470.8318 | 46534.1371 | 36579.852 | 38524.2314
Sat11:00 | 35327.4428 | 49649.8693 | 37777.3433 | 38187.8982
Sat12:00 | 36141.9363 | 52471.0532 | 38619.7908 | 37665.5822
Sat13:00 | 36980.6883 | 54935.7906 | 39701.4677 | 37079.6671
Sat14:00 | 37843.2688 | 56775.1777 | 40737.1724 | 36578.0042
Sat15:00 | 38630.4401 | 57994.6938 | 41669.1914 | 36078.6639
Sat16:00 | 39149.2419 | 58529.417 | 42375.4602 | 35671.4312
Sat17:00 | 39034.235 | 58077.4861 | 42071.468 | 35732.4027
Sat18:00 | 38443.5334 | 56610.9711 | 41170.9914 | 36555.5555
Sat19:00 | 37551.7035 | 54496.3131 | 41838.058 | 38752.3944
Sat20:00 | 38504.7718 | 52587.7576 | 40973.6528 | 38861.4796
Sat21:00 | 37677.0405 | 51179.1729 | 39019.632 | 38394.8167
Sat22:00 | 35325.8832 | 48092.9151 | 36136.3927 | 37203.554
Sat23:00 | 32651.1124 | 44733.7486 | 33026.7678 | 35194.0487
Sat24:00 | 30081.0526 | 41611.5848 | 30822.4718 | 33072.8264
Sun1:00 | 28762.4557 | 39269.3844 | 28630.3234 | 32660.4577
Sun2:00 | 27953.8081 | 37605.7689 | 27920.8833 | 32042.748
Sun3:00 | 27163.5147 | 36357.6173 | 27607.7738 | 31756.167
Sun4:00 | 26319.8458 | 35806.1588 | 27938.9796 | 31763.3282
Sun5:00 | 27327.1734 | 36133.7284 | 29552.3255 | 32393.8919
Sun6:00 | 29810.6303 | 36686.237 | 32596.1907 | 34738.084
Sun7:00 | 31738.4468 | 37341.5569 | 34097.1525 | 38429.881
Sun8:00 | 32424.2268 | 39720.1709 | 34138.4652 | 39649.6824
Sun9:00 | 33459.2081 | 43040.0578 | 35234.772 | 38700.5735
Sun10:00 | 34470.8318 | 46534.1371 | 36579.852 | 38524.2314
Sun11:00 | 35327.4428 | 49649.8693 | 37777.3433 | 38187.8982
Sun12:00 | 36141.9363 | 52471.0532 | 38619.7908 | 37665.5822
Sun13:00 | 36980.6883 | 54935.7906 | 39701.4677 | 37079.6671
Sun14:00 | 37843.2688 | 56775.1777 | 40737.1724 | 36578.0042
Sun15:00 | 38630.4401 | 57994.6938 | 41669.1914 | 36078.6639
Sun16:00 | 39149.2419 | 58529.417 | 42375.4602 | 35671.4312
Sun17:00 | 39034.235 | 58077.4861 | 42071.468 | 35732.4027
Sun18:00 | 38443.5334 | 56610.9711 | 41170.9914 | 36555.5555
Sun19:00 | 37551.7035 | 54496.3131 | 41838.058 | 38752.3944
Sun20:00 | 38504.7718 | 52587.7576 | 40973.6528 | 38861.4796
Sun21:00 | 37677.0405 | 51179.1729 | 39019.632 | 38394.8167
Sun22:00 | 35325.8832 | 48092.9151 | 36136.3927 | 37203.554
Sun23:00 | 32651.1124 | 44733.7486 | 33026.7678 | 35194.0487
Sun24:00 | 30081.0526 | 41611.5848 | 30822.4718 | 33072.8264
Northeast |  |  |  |  | West |  |  |  |  | Coastal |  |  |  |  | 10000 | *
| Spring | Summer | Fall | Winter |  | Spring | Summer | Fall | Winter |  | Spring | Summer | Fall | Winter | [5 empty] | NE | W | C | S | PH
Sat1:00 | 10529 | 17616 | 11625 | 11101 | Sat1:00 | 1953 | 2732 | 2070 | 2947 | Sat1:00 | 10381 | 12869 | 9052 | 8894 | 1.1625 | 0.207 | 0.9052 | 0.6613 | 0 | 11625 | 2070 | 9052 | 6613 | 0
Sat2:00 | 9844 | 16338 | 10692 | 10424 | Sat2:00 | 1855 | 2590 | 2106 | 2907 | Sat2:00 | 9806 | 12065 | 8596 | 8471 | 1.0692 | 0.2106 | 0.8596 | 0.6264 | 0 | 10692 | 2106 | 8596 | 6264 | 0
Sat3:00 | 9502 | 15467 | 10390 | 10017 | Sat3:00 | 1809 | 2482 | 2080 | 2874 | Sat3:00 | 9303 | 11483 | 8247 | 8176 | 1.039 | 0.208 | 0.8247 | 0.6008 | 0 | 10390 | 2080 | 8247 | 6008 | 0
Sat4:00 | 9285 | 14752 | 10226 | 9855 | Sat4:00 | 1780 | 2395 | 2093 | 2850 | Sat4:00 | 9063 | 10977 | 8074 | 7974 | 1.0226 | 0.2093 | 0.8074 | 0.5861 | 0 | 10226 | 2093 | 8074 | 5861 | 0
Sat5:00 | 9300 | 14368 | 10256 | 9909 | Sat5:00 | 1769 | 2324 | 2095 | 2883 | Sat5:00 | 8921 | 10691 | 7997 | 7873 | 1.0256 | 0.2095 | 0.7997 | 0.5828 | 0 | 10256 | 2095 | 7997 | 5828 | 0
Sat6:00 | 9589 | 14268 | 10453 | 10324 | Sat6:00 | 1794 | 2290 | 2141 | 2914 | Sat6:00 | 9010 | 10853 | 8070 | 7877 | 1.0453 | 0.2141 | 0.807 | 0.5897 | 0 | 10453 | 2141 | 8070 | 5897 | 0
Sat7:00 | 10287 | 14422 | 11051 | 10965 | Sat7:00 | 1858 | 2251 | 2223 | 2970 | Sat7:00 | 9074 | 11039 | 8167 | 7979 | 1.1051 | 0.2223 | 0.8167 | 0.6151 | 0 | 11051 | 2223 | 8167 | 6151 | 0
Sat8:00 | 10995 | 15060 | 11896 | 11725 | Sat8:00 | 1934 | 2295 | 2349 | 3042 | Sat8:00 | 8912 | 11365 | 8353 | 8198 | 1.1896 | 0.2349 | 0.8353 | 0.6547 | 0 | 11896 | 2349 | 8353 | 6547 | 0
Sat9:00 | 12102 | 16477 | 12610 | 12676 | Sat9:00 | 2059 | 2507 | 2454 | 3149 | Sat9:00 | 9236 | 12216 | 8540 | 8370 | 1.261 | 0.2454 | 0.854 | 0.6859 | 0 | 12610 | 2454 | 8540 | 6859 | 0
Sat10:00 | 12887 | 18006 | 13240 | 13653 | Sat10:00 | 2166 | 2732 | 2471 | 3234 | Sat10:00 | 9854 | 13130 | 8914 | 8602 | 1.324 | 0.2471 | 0.8914 | 0.7185 | 0 | 13240 | 2471 | 8914 | 7185 | 0
Sat11:00 | 13466 | 19475 | 13531 | 14633 | Sat11:00 | 2237 | 2909 | 2434 | 3333 | Sat11:00 | 10412 | 14050 | 9130 | 9005 | 1.3531 | 0.2434 | 0.913 | 0.7337 | 0 | 13531 | 2434 | 9130 | 7337 | 0
Sat12:00 | 13759 | 20666 | 13583 | 15299 | Sat12:00 | 2304 | 3075 | 2391 | 3418 | Sat12:00 | 10901 | 14913 | 9351 | 9409 | 1.3583 | 0.2391 | 0.9351 | 0.742 | 0 | 13583 | 2391 | 9351 | 7420 | 0
Sat13:00 | 14107 | 21737 | 13544 | 15734 | Sat13:00 | 2382 | 3246 | 2349 | 3461 | Sat13:00 | 11391 | 15589 | 9503 | 9663 | 1.3544 | 0.2349 | 0.9503 | 0.7444 | 0 | 13544 | 2349 | 9503 | 7444 | 0
Sat14:00 | 14578 | 22755 | 13501 | 15993 | Sat14:00 | 2469 | 3425 | 2296 | 3468 | Sat14:00 | 11773 | 16039 | 9644 | 9677 | 1.3501 | 0.2296 | 0.9644 | 0.7491 | 0 | 13501 | 2296 | 9644 | 7491 | 0
Sat15:00 | 15130 | 23502 | 13519 | 15936 | Sat15:00 | 2584 | 3564 | 2255 | 3426 | Sat15:00 | 12286 | 16405 | 9785 | 9466 | 1.3519 | 0.2255 | 0.9785 | 0.755 | 0 | 13519 | 2255 | 9785 | 7550 | 0
Sat16:00 | 15744 | 24209 | 13575 | 15955 | Sat16:00 | 2718 | 3674 | 2228 | 3411 | Sat16:00 | 12775 | 16665 | 9974 | 9236 | 1.3575 | 0.2228 | 0.9974 | 0.7681 | 0 | 13575 | 2228 | 9974 | 7681 | 0
Sat17:00 | 16208 | 24636 | 13765 | 16154 | Sat17:00 | 2814 | 3723 | 2212 | 3404 | Sat17:00 | 13189 | 16833 | 10143 | 9092 | 1.3765 | 0.2212 | 1.0143 | 0.7787 | 0 | 13765 | 2212 | 10143 | 7787 | 0
Sat18:00 | 16241 | 24572 | 13719 | 16476 | Sat18:00 | 2839 | 3702 | 2202 | 3398 | Sat18:00 | 13517 | 16823 | 10176 | 9144 | 1.3719 | 0.2202 | 1.0176 | 0.7833 | 0 | 13719 | 2202 | 10176 | 7833 | 0
Sat19:00 | 15876 | 24057 | 13871 | 17439 | Sat19:00 | 2804 | 3635 | 2213 | 3472 | Sat19:00 | 13447 | 16505 | 10310 | 9648 | 1.3871 | 0.2213 | 1.031 | 0.7878 | 0 | 13871 | 2213 | 10310 | 7878 | 0
Sat20:00 | 15290 | 22972 | 14349 | 18062 | Sat20:00 | 2673 | 3475 | 2340 | 3625 | Sat20:00 | 13030 | 15918 | 10631 | 10010 | 1.4349 | 0.234 | 1.0631 | 0.8311 | 0 | 14349 | 2340 | 10631 | 8311 | 0
Sat21:00 | 15036 | 21972 | 13906 | 18058 | Sat21:00 | 2622 | 3287 | 2323 | 3644 | Sat21:00 | 13172 | 15490 | 10296 | 10037 | 1.3906 | 0.2323 | 1.0296 | 0.8103 | 0 | 13906 | 2323 | 10296 | 8103 | 0
Sat22:00 | 14448 | 21430 | 13344 | 17953 | Sat22:00 | 2568 | 3240 | 2276 | 3633 | Sat22:00 | 12811 | 15042 | 10140 | 9993 | 1.3344 | 0.2276 | 1.014 | 0.7812 | 0 | 13344 | 2276 | 10140 | 7812 | 0
Sat23:00 | 13324 | 19940 | 12677 | 17667 | Sat23:00 | 2420 | 3062 | 2229 | 3578 | Sat23:00 | 12099 | 14114 | 9810 | 9860 | 1.2677 | 0.2229 | 0.981 | 0.7449 | 0 | 12677 | 2229 | 9810 | 7449 | 0
Sat24:00 | 11822 | 18162 | 11874 | 16983 | Sat24:00 | 2224 | 2826 | 2151 | 3495 | Sat24:00 | 11387 | 13156 | 9407 | 9588 | 1.1874 | 0.2151 | 0.9407 | 0.7013 | 0 | 11874 | 2151 | 9407 | 7013 | 0
Sun1:00 | 10817 | 16495 | 10958 | 16238 | Sun1:00 | 2109 | 2634 | 2061 | 3422 | Sun1:00 | 10550 | 12312 | 8910 | 9215 | 1.0958 | 0.2061 | 0.891 | 0.6505 | 0 | 10958 | 2061 | 8910 | 6505 | 0
Sun2:00 | 9998 | 15376 | 10201 | 15605 | Sun2:00 | 2004 | 2495 | 1978 | 3359 | Sun2:00 | 10013 | 11663 | 8533 | 8861 | 1.0201 | 0.1978 | 0.8533 | 0.6082 | 0 | 10201 | 1978 | 8533 | 6082 | 0
Sun3:00 | 9540 | 14534 | 9872 | 15240 | Sun3:00 | 1955 | 2391 | 1948 | 3294 | Sun3:00 | 9618 | 11140 | 8221 | 8663 | 0.9872 | 0.1948 | 0.8221 | 0.5747 | 0 | 9872 | 1948 | 8221 | 5747 | 0
Sun4:00 | 9197 | 13842 | 9666 | 15087 | Sun4:00 | 1912 | 2302 | 1946 | 3281 | Sun4:00 | 9347 | 10779 | 8033 | 8566 | 0.9666 | 0.1946 | 0.8033 | 0.565 | 0 | 9666 | 1946 | 8033 | 5650 | 0
Sun5:00 | 9099 | 13568 | 9595 | 15061 | Sun5:00 | 1885 | 2229 | 1952 | 3268 | Sun5:00 | 9163 | 10575 | 7938 | 8543 | 0.9595 | 0.1952 | 0.7938 | 0.5555 | 0 | 9595 | 1952 | 7938 | 5555 | 0
Sun6:00 | 9231 | 13481 | 9647 | 15164 | Sun6:00 | 1886 | 2185 | 1971 | 3275 | Sun6:00 | 9088 | 10509 | 7928 | 8653 | 0.9647 | 0.1971 | 0.7928 | 0.5585 | 0 | 9647 | 1971 | 7928 | 5585 | 0
Sun7:00 | 9672 | 13444 | 9935 | 15524 | Sun7:00 | 1914 | 2131 | 2038 | 3327 | Sun7:00 | 8913 | 10362 | 7956 | 8844 | 0.9935 | 0.2038 | 0.7956 | 0.5735 | 0 | 9935 | 2038 | 7956 | 5735 | 0
Sun8:00 | 10289 | 14009 | 10406 | 15965 | Sun8:00 | 1989 | 2166 | 2141 | 3420 | Sun8:00 | 8527 | 10480 | 7968 | 9154 | 1.0406 | 0.2141 | 0.7968 | 0.5934 | 0 | 10406 | 2141 | 7968 | 5934 | 0
Sun9:00 | 11579 | 15284 | 10957 | 16516 | Sun9:00 | 2156 | 2350 | 2222 | 3506 | Sun9:00 | 8807 | 11218 | 7955 | 9455 | 1.0957 | 0.2222 | 0.7955 | 0.6146 | 0 | 10957 | 2222 | 7955 | 6146 | 0
Sun10:00 | 12627 | 16682 | 11945 | 16954 | Sun10:00 | 2300 | 2556 | 2269 | 3527 | Sun10:00 | 9409 | 12074 | 8470 | 9804 | 1.1945 | 0.2269 | 0.847 | 0.6584 | 0 | 11945 | 2269 | 8470 | 6584 | 0
Sun11:00 | 13515 | 18062 | 12489 | 17339 | Sun11:00 | 2398 | 2731 | 2269 | 3503 | Sun11:00 | 10015 | 13071 | 8852 | 10272 | 1.2489 | 0.2269 | 0.8852 | 0.685 | 0 | 12489 | 2269 | 8852 | 6850 | 0
Sun12:00 | 14360 | 19253 | 12742 | 17333 | Sun12:00 | 2496 | 2894 | 2255 | 3420 | Sun12:00 | 10549 | 13934 | 9128 | 10593 | 1.2742 | 0.2255 | 0.9128 | 0.7068 | 0 | 12742 | 2255 | 9128 | 7068 | 0
Sun13:00 | 15136 | 20422 | 13040 | 16982 | Sun13:00 | 2592 | 3145 | 2237 | 3330 | Sun13:00 | 11155 | 14655 | 9456 | 10799 | 1.304 | 0.2237 | 0.9456 | 0.7294 | 0 | 13040 | 2237 | 9456 | 7294 | 0
Sun14:00 | 16086 | 21492 | 13320 | 16275 | Sun14:00 | 2686 | 3330 | 2238 | 3249 | Sun14:00 | 11602 | 15224 | 9823 | 10881 | 1.332 | 0.2238 | 0.9823 | 0.7551 | 0 | 13320 | 2238 | 9823 | 7551 | 0
Sun15:00 | 16773 | 22436 | 13718 | 15420 | Sun15:00 | 2774 | 3478 | 2228 | 3157 | Sun15:00 | 12086 | 15755 | 10149 | 10929 | 1.3718 | 0.2228 | 1.0149 | 0.7803 | 0 | 13718 | 2228 | 10149 | 7803 | 0
Sun16:00 | 17561 | 23265 | 13969 | 14672 | Sun16:00 | 2832 | 3600 | 2222 | 3069 | Sun16:00 | 12435 | 16107 | 10434 | 10904 | 1.3969 | 0.2222 | 1.0434 | 0.8028 | 0 | 13969 | 2222 | 10434 | 8028 | 0
Sun17:00 | 18102 | 23902 | 14183 | 14226 | Sun17:00 | 2875 | 3673 | 2217 | 3018 | Sun17:00 | 12658 | 16318 | 10565 | 10906 | 1.4183 | 0.2217 | 1.0565 | 0.818 | 0 | 14183 | 2217 | 10565 | 8180 | 0
Sun18:00 | 18214 | 24086 | 14140 | 14159 | Sun18:00 | 2854 | 3635 | 2216 | 3010 | Sun18:00 | 12722 | 16368 | 10619 | 11015 | 1.414 | 0.2216 | 1.0619 | 0.8207 | 0 | 14140 | 2216 | 10619 | 8207 | 0
Sun19:00 | 17770 | 23758 | 14483 | 15229 | Sun19:00 | 2782 | 3580 | 2259 | 3098 | Sun19:00 | 12607 | 16093 | 10767 | 11459 | 1.4483 | 0.2259 | 1.0767 | 0.839 | 0 | 14483 | 2259 | 10767 | 8390 | 0
Sun20:00 | 17046 | 22849 | 15094 | 16535 | Sun20:00 | 2673 | 3446 | 2381 | 3322 | Sun20:00 | 12400 | 15584 | 11032 | 11777 | 1.5094 | 0.2381 | 1.1032 | 0.8948 | 0 | 15094 | 2381 | 11032 | 8948 | 0
Sun21:00 | 17087 | 21795 | 14699 | 16920 | Sun21:00 | 2662 | 3267 | 2366 | 3392 | Sun21:00 | 12826 | 15208 | 10759 | 11705 | 1.4699 | 0.2366 | 1.0759 | 0.8731 | 0 | 14699 | 2366 | 10759 | 8731 | 0
Sun22:00 | 16624 | 21258 | 14073 | 17055 | Sun22:00 | 2627 | 3220 | 2318 | 3413 | Sun22:00 | 12650 | 14918 | 10441 | 11516 | 1.4073 | 0.2318 | 1.0441 | 0.8397 | 0 | 14073 | 2318 | 10441 | 8397 | 0
Sun23:00 | 15193 | 19572 | 13312 | 16943 | Sun23:00 | 2464 | 3054 | 2256 | 3396 | Sun23:00 | 11922 | 13922 | 10135 | 11199 | 1.3312 | 0.2256 | 1.0135 | 0.7947 | 0 | 13312 | 2256 | 10135 | 7947 | 0
Sun24:00 | 13201 | 17443 | 12132 | 16413 | Sun24:00 | 2232 | 2810 | 2135 | 3336 | Sun24:00 | 11012 | 12835 | 9570 | 10702 | 1.2132 | 0.2135 | 0.957 | 0.7262 | 0 | 12132 | 2135 | 9570 | 7262 | 0
Mon1:00 | 9711 | 16322 | 12504 | 13072 | Mon1:00 | 1845 | 2436 | 1945 | 2978 | Mon1:00 | 9379 | 12494 | 11777 | 8831 | 1.2504 | 0.1945 | 1.1777 | 0.8454 | 0 | 12504 | 1945 | 11777 | 8454 | 0
Mon2:00 | 9297 | 15350 | 11608 | 12257 | Mon2:00 | 1797 | 2328 | 1957 | 2905 | Mon2:00 | 9027 | 11913 | 11176 | 8339 | 1.1608 | 0.1957 | 1.1176 | 0.7642 | 0 | 11608 | 1957 | 11176 | 7642 | 0
Mon3:00 | 9062 | 14620 | 11104 | 11815 | Mon3:00 | 1776 | 2253 | 1945 | 2872 | Mon3:00 | 8781 | 11508 | 10918 | 8073 | 1.1104 | 0.1945 | 1.0918 | 0.7229 | 0 | 11104 | 1945 | 10918 | 7229 | 0
Mon4:00 | 9007 | 14266 | 10910 | 11642 | Mon4:00 | 1778 | 2209 | 1941 | 2845 | Mon4:00 | 8687 | 11236 | 10779 | 7967 | 1.091 | 0.1941 | 1.0779 | 0.6964 | 0 | 10910 | 1941 | 10779 | 6964 | 0
Mon5:00 | 9348 | 14308 | 10830 | 11631 | Mon5:00 | 1799 | 2192 | 1951 | 2852 | Mon5:00 | 8750 | 11272 | 10747 | 7964 | 1.083 | 0.1951 | 1.0747 | 0.6868 | 0 | 10830 | 1951 | 10747 | 6868 | 0
Mon6:00 | 10330 | 14866 | 11106 | 11889 | Mon6:00 | 1880 | 2234 | 1999 | 2881 | Mon6:00 | 9143 | 11562 | 10834 | 8176 | 1.1106 | 0.1999 | 1.0834 | 0.693 | 0 | 11106 | 1999 | 10834 | 6930 | 0
Mon7:00 | 12112 | 15907 | 12174 | 12750 | Mon7:00 | 2063 | 2316 | 2123 | 2964 | Mon7:00 | 9677 | 12008 | 11261 | 8647 | 1.2174 | 0.2123 | 1.1261 | 0.7411 | 0 | 12174 | 2123 | 11261 | 7411 | 0
Mon8:00 | 13116 | 16922 | 14047 | 13777 | Mon8:00 | 2188 | 2403 | 2365 | 3080 | Mon8:00 | 9700 | 12419 | 12013 | 9220 | 1.4047 | 0.2365 | 1.2013 | 0.8424 | 0 | 14047 | 2365 | 12013 | 8424 | 0
Mon9:00 | 13730 | 18000 | 14757 | 14472 | Mon9:00 | 2242 | 2539 | 2448 | 3192 | Mon9:00 | 9836 | 13261 | 12061 | 9463 | 1.4757 | 0.2448 | 1.2061 | 0.867 | 0 | 14757 | 2448 | 12061 | 8670 | 0
Mon10:00 | 14248 | 19121 | 14848 | 14358 | Mon10:00 | 2298 | 2700 | 2421 | 3193 | Mon10:00 | 10282 | 14100 | 12090 | 9718 | 1.4848 | 0.2421 | 1.209 | 0.8779 | 0 | 14848 | 2421 | 12090 | 8779 | 0
Mon11:00 | 14808 | 20414 | 15132 | 14175 | Mon11:00 | 2340 | 2838 | 2412 | 3181 | Mon11:00 | 10749 | 14948 | 12266 | 9932 | 1.5132 | 0.2412 | 1.2266 | 0.904 | 0 | 15132 | 2412 | 12266 | 9040 | 0
Mon12:00 | 15121 | 21555 | 15407 | 14047 | Mon12:00 | 2356 | 2977 | 2398 | 3160 | Mon12:00 | 11157 | 15853 | 12434 | 10060 | 1.5407 | 0.2398 | 1.2434 | 0.931 | 0 | 15407 | 2398 | 12434 | 9310 | 0
Mon13:00 | 15297 | 22727 | 15457 | 13768 | Mon13:00 | 2360 | 3119 | 2384 | 3123 | Mon13:00 | 11454 | 16712 | 12521 | 10109 | 1.5457 | 0.2384 | 1.2521 | 0.9517 | 0 | 15457 | 2384 | 12521 | 9517 | 0
Mon14:00 | 15660 | 23918 | 15437 | 13498 | Mon14:00 | 2375 | 3285 | 2347 | 3068 | Mon14:00 | 11692 | 17359 | 12444 | 10132 | 1.5437 | 0.2347 | 1.2444 | 0.9656 | 0 | 15437 | 2347 | 12444 | 9656 | 0
Mon15:00 | 16046 | 24790 | 15483 | 13293 | Mon15:00 | 2401 | 3417 | 2348 | 3039 | Mon15:00 | 12060 | 17823 | 12437 | 10216 | 1.5483 | 0.2348 | 1.2437 | 0.9747 | 0 | 15483 | 2348 | 12437 | 9747 | 0
Mon16:00 | 16425 | 25503 | 15450 | 13056 | Mon16:00 | 2419 | 3517 | 2343 | 3027 | Mon16:00 | 12315 | 18000 | 12372 | 10201 | 1.545 | 0.2343 | 1.2372 | 0.9816 | 0 | 15450 | 2343 | 12372 | 9816 | 0
Mon17:00 | 16601 | 25733 | 15321 | 12965 | Mon17:00 | 2437 | 3579 | 2328 | 3032 | Mon17:00 | 12652 | 18015 | 12234 | 10165 | 1.5321 | 0.2328 | 1.2234 | 0.9812 | 0 | 15321 | 2328 | 12234 | 9812 | 0
Mon18:00 | 16469 | 25714 | 15317 | 13136 | Mon18:00 | 2414 | 3573 | 2313 | 3035 | Mon18:00 | 12557 | 17837 | 12224 | 10118 | 1.5317 | 0.2313 | 1.2224 | 0.9832 | 0 | 15317 | 2313 | 12224 | 9832 | 0
Mon19:00 | 16080 | 25222 | 15621 | 14116 | Mon19:00 | 2373 | 3534 | 2316 | 3062 | Mon19:00 | 12150 | 17210 | 12371 | 10498 | 1.5621 | 0.2316 | 1.2371 | 0.9923 | 0 | 15621 | 2316 | 12371 | 9923 | 0
Mon20:00 | 15541 | 24231 | 16242 | 14772 | Mon20:00 | 2321 | 3400 | 2420 | 3216 | Mon20:00 | 12047 | 16562 | 12617 | 10852 | 1.6242 | 0.242 | 1.2617 | 1.0464 | 0 | 16242 | 2420 | 12617 | 10464 | 0
Mon21:00 | 15780 | 23243 | 15843 | 14608 | Mon21:00 | 2366 | 3270 | 2405 | 3229 | Mon21:00 | 12622 | 16187 | 12440 | 10682 | 1.5843 | 0.2405 | 1.244 | 1.0307 | 0 | 15843 | 2405 | 12440 | 10307 | 0
Mon22:00 | 15149 | 22555 | 15323 | 14461 | Mon22:00 | 2347 | 3219 | 2349 | 3202 | Mon22:00 | 12304 | 15783 | 12190 | 10488 | 1.5323 | 0.2349 | 1.219 | 0.9871 | 0 | 15323 | 2349 | 12190 | 9871 | 0
Mon23:00 | 13504 | 20645 | 14281 | 14047 | Mon23:00 | 2197 | 3016 | 2265 | 3169 | Mon23:00 | 11479 | 14719 | 11772 | 10162 | 1.4281 | 0.2265 | 1.1772 | 0.9146 | 0 | 14281 | 2265 | 11772 | 9146 | 0
Mon24:00 | 11608 | 18212 | 12869 | 13280 | Mon24:00 | 1992 | 2753 | 2134 | 3074 | Mon24:00 | 10565 | 13488 | 11083 | 9596 | 1.2869 | 0.2134 | 1.1083 | 0.8235 | 0 | 12869 | 2134 | 11083 | 8235 | 0
Tue1:00 | 10421 | 16231 | 11445 | 12345 | Tue1:00 | 1891 | 2518 | 2011 | 2975 | Tue1:00 | 9772 | 12493 | 10389 | 8939 | 1.1445 | 0.2011 | 1.0389 | 0.7369 | 0 | 11445 | 2011 | 10389 | 7369 | 0
Tue2:00 | 9871 | 14993 | 10637 | 11623 | Tue2:00 | 1824 | 2418 | 2050 | 2903 | Tue2:00 | 9291 | 11906 | 10010 | 8382 | 1.0637 | 0.205 | 1.001 | 0.6541 | 0 | 10637 | 2050 | 10010 | 6541 | 0
Tue3:00 | 9556 | 14266 | 10271 | 11189 | Tue3:00 | 1789 | 2346 | 2038 | 2870 | Tue3:00 | 8905 | 11421 | 9663 | 8050 | 1.0271 | 0.2038 | 0.9663 | 0.6238 | 0 | 10271 | 2038 | 9663 | 6238 | 0
Tue4:00 | 9517 | 13830 | 10052 | 11020 | Tue4:00 | 1780 | 2306 | 2038 | 2834 | Tue4:00 | 8715 | 11210 | 9411 | 7887 | 1.0052 | 0.2038 | 0.9411 | 0.6007 | 0 | 10052 | 2038 | 9411 | 6007 | 0
Tue5:00 | 9746 | 13768 | 10013 | 11119 | Tue5:00 | 1796 | 2291 | 2050 | 2862 | Tue5:00 | 8781 | 11229 | 9351 | 7843 | 1.0013 | 0.205 | 0.9351 | 0.5884 | 0 | 10013 | 2050 | 9351 | 5884 | 0
Tue6:00 | 10748 | 14225 | 10261 | 11473 | Tue6:00 | 1882 | 2338 | 2083 | 2897 | Tue6:00 | 9184 | 11621 | 9408 | 7973 | 1.0261 | 0.2083 | 0.9408 | 0.5899 | 0 | 10261 | 2083 | 9408 | 5899 | 0
Tue7:00 | 12825 | 15278 | 11387 | 12362 | Tue7:00 | 2082 | 2404 | 2229 | 2998 | Tue7:00 | 9962 | 12062 | 9790 | 8383 | 1.1387 | 0.2229 | 0.979 | 0.6359 | 0 | 11387 | 2229 | 9790 | 6359 | 0
Tue8:00 | 13965 | 16170 | 13473 | 13640 | Tue8:00 | 2234 | 2489 | 2527 | 3140 | Tue8:00 | 9982 | 12420 | 10579 | 8953 | 1.3473 | 0.2527 | 1.0579 | 0.7376 | 0 | 13473 | 2527 | 10579 | 7376 | 0
Tue9:00 | 14295 | 17410 | 14214 | 14577 | Tue9:00 | 2271 | 2619 | 2667 | 3267 | Tue9:00 | 9852 | 13207 | 10786 | 9372 | 1.4214 | 0.2667 | 1.0786 | 0.7604 | 0 | 14214 | 2667 | 10786 | 7604 | 0
Tue10:00 | 14571 | 18710 | 14407 | 15178 | Tue10:00 | 2313 | 2770 | 2653 | 3331 | Tue10:00 | 10131 | 14152 | 10751 | 9642 | 1.4407 | 0.2653 | 1.0751 | 0.7638 | 0 | 14407 | 2653 | 10751 | 7638 | 0
Tue11:00 | 14838 | 20268 | 14650 | 15605 | Tue11:00 | 2349 | 2907 | 2642 | 3394 | Tue11:00 | 10570 | 15235 | 10931 | 10018 | 1.465 | 0.2642 | 1.0931 | 0.7775 | 0 | 14650 | 2642 | 10931 | 7775 | 0
Tue12:00 | 14799 | 21660 | 14804 | 15695 | Tue12:00 | 2375 | 3033 | 2615 | 3420 | Tue12:00 | 10800 | 16291 | 10971 | 10192 | 1.4804 | 0.2615 | 1.0971 | 0.7885 | 0 | 14804 | 2615 | 10971 | 7885 | 0
Tue13:00 | 14679 | 22942 | 14883 | 15403 | Tue13:00 | 2388 | 3166 | 2593 | 3434 | Tue13:00 | 10912 | 17161 | 11011 | 10161 | 1.4883 | 0.2593 | 1.1011 | 0.794 | 0 | 14883 | 2593 | 11011 | 7940 | 0
Tue14:00 | 14589 | 24182 | 14859 | 15057 | Tue14:00 | 2398 | 3345 | 2551 | 3392 | Tue14:00 | 11057 | 17938 | 11030 | 10042 | 1.4859 | 0.2551 | 1.103 | 0.7946 | 0 | 14859 | 2551 | 11030 | 7946 | 0
Tue15:00 | 14365 | 25087 | 14832 | 14856 | Tue15:00 | 2408 | 3463 | 2517 | 3391 | Tue15:00 | 11179 | 18457 | 11051 | 10051 | 1.4832 | 0.2517 | 1.1051 | 0.7923 | 0 | 14832 | 2517 | 11051 | 7923 | 0
Tue16:00 | 14211 | 25816 | 14722 | 14686 | Tue16:00 | 2418 | 3519 | 2500 | 3352 | Tue16:00 | 11322 | 18699 | 11006 | 9996 | 1.4722 | 0.25 | 1.1006 | 0.7914 | 0 | 14722 | 2500 | 11006 | 7914 | 0
Tue17:00 | 14273 | 26070 | 14747 | 14727 | Tue17:00 | 2433 | 3496 | 2484 | 3344 | Tue17:00 | 11594 | 18643 | 10942 | 9979 | 1.4747 | 0.2484 | 1.0942 | 0.7898 | 0 | 14747 | 2484 | 10942 | 7898 | 0
Tue18:00 | 14196 | 25966 | 14957 | 15043 | Tue18:00 | 2405 | 3364 | 2520 | 3383 | Tue18:00 | 11446 | 18258 | 10961 | 9986 | 1.4957 | 0.252 | 1.0961 | 0.7953 | 0 | 14957 | 2520 | 10961 | 7953 | 0
Tue19:00 | 14015 | 25507 | 15629 | 16004 | Tue19:00 | 2383 | 3263 | 2583 | 3458 | Tue19:00 | 11307 | 17604 | 11203 | 10518 | 1.5629 | 0.2583 | 1.1203 | 0.8146 | 0 | 15629 | 2583 | 11203 | 8146 | 0
Tue20:00 | 13994 | 24424 | 16184 | 16632 | Tue20:00 | 2346 | 3126 | 2710 | 3604 | Tue20:00 | 11331 | 16933 | 11336 | 11023 | 1.6184 | 0.271 | 1.1336 | 0.8713 | 0 | 16184 | 2710 | 11336 | 8713 | 0
Tue21:00 | 14472 | 23384 | 15829 | 16536 | Tue21:00 | 2396 | 3016 | 2698 | 3604 | Tue21:00 | 11939 | 16530 | 11033 | 10998 | 1.5829 | 0.2698 | 1.1033 | 0.8612 | 0 | 15829 | 2698 | 11033 | 8612 | 0
Tue22:00 | 13984 | 22518 | 15302 | 16518 | Tue22:00 | 2368 | 2970 | 2649 | 3600 | Tue22:00 | 11786 | 15941 | 10734 | 10960 | 1.5302 | 0.2649 | 1.0734 | 0.8389 | 0 | 15302 | 2649 | 10734 | 8389 | 0
Tue23:00 | 12629 | 20454 | 14312 | 16249 | Tue23:00 | 2224 | 2795 | 2554 | 3575 | Tue23:00 | 11023 | 14726 | 10073 | 10761 | 1.4312 | 0.2554 | 1.0073 | 0.7884 | 0 | 14312 | 2554 | 10073 | 7884 | 0
Tue24:00 | 11132 | 18081 | 13001 | 15540 | Tue24:00 | 2042 | 2566 | 2418 | 3497 | Tue24:00 | 10254 | 13516 | 9513 | 10357 | 1.3001 | 0.2418 | 0.9513 | 0.7188 | 0 | 13001 | 2418 | 9513 | 7188 | 0
South |  |  |  |  | Panhandle
| Spring | Summer | Fall | Winter |  | Spring | Summer | Fall | Winter
Sat1:00 | 7442 | 10774 | 6613 | 7259 | Sat1:00 | 0 | 0 | 0 | 0
Sat2:00 | 6815 | 9961 | 6264 | 6782 | Sat2:00 | 0 | 0 | 0 | 0
Sat3:00 | 6440 | 9413 | 6008 | 6412 | Sat3:00 | 0 | 0 | 0 | 0
Sat4:00 | 6174 | 9039 | 5861 | 6183 | Sat4:00 | 0 | 0 | 0 | 0
Sat5:00 | 6054 | 8797 | 5828 | 6043 | Sat5:00 | 0 | 0 | 0 | 0
Sat6:00 | 6088 | 8649 | 5897 | 6025 | Sat6:00 | 0 | 0 | 0 | 0
Sat7:00 | 6290 | 8571 | 6151 | 6150 | Sat7:00 | 0 | 0 | 0 | 0
Sat8:00 | 6443 | 8671 | 6547 | 6415 | Sat8:00 | 0 | 0 | 0 | 0
Sat9:00 | 7055 | 9437 | 6859 | 6675 | Sat9:00 | 0 | 0 | 0 | 0
Sat10:00 | 7666 | 10394 | 7185 | 7049 | Sat10:00 | 0 | 0 | 0 | 0
Sat11:00 | 8232 | 11328 | 7337 | 7635 | Sat11:00 | 0 | 0 | 0 | 0
Sat12:00 | 8753 | 12187 | 7420 | 8112 | Sat12:00 | 0 | 0 | 0 | 0
Sat13:00 | 9184 | 12978 | 7444 | 8431 | Sat13:00 | 0 | 0 | 0 | 0
Sat14:00 | 9648 | 13634 | 7491 | 8612 | Sat14:00 | 0 | 0 | 0 | 0
Sat15:00 | 10144 | 14146 | 7550 | 8674 | Sat15:00 | 0 | 0 | 0 | 0
Sat16:00 | 10693 | 14567 | 7681 | 8678 | Sat16:00 | 0 | 0 | 0 | 0
Sat17:00 | 11116 | 14803 | 7787 | 8711 | Sat17:00 | 0 | 0 | 0 | 0
Sat18:00 | 11237 | 14850 | 7833 | 8869 | Sat18:00 | 0 | 0 | 0 | 0
Sat19:00 | 11051 | 14535 | 7878 | 9356 | Sat19:00 | 0 | 0 | 0 | 0
Sat20:00 | 10528 | 13953 | 8311 | 9903 | Sat20:00 | 0 | 0 | 0 | 0
Sat21:00 | 10351 | 13398 | 8103 | 9896 | Sat21:00 | 0 | 0 | 0 | 0
Sat22:00 | 9973 | 13147 | 7812 | 9758 | Sat22:00 | 0 | 0 | 0 | 0
Sat23:00 | 9265 | 12291 | 7449 | 9558 | Sat23:00 | 0 | 0 | 0 | 0
Sat24:00 | 8363 | 11261 | 7013 | 9187 | Sat24:00 | 0 | 0 | 0 | 0
Sun1:00 | 7467 | 10278 | 6505 | 8773 | Sun1:00 | 0 | 0 | 0 | 0
Sun2:00 | 6909 | 9486 | 6082 | 8437 | Sun2:00 | 0 | 0 | 0 | 0
Sun3:00 | 6514 | 8870 | 5747 | 8220 | Sun3:00 | 0 | 0 | 0 | 0
Sun4:00 | 6251 | 8443 | 5650 | 8143 | Sun4:00 | 0 | 0 | 0 | 0
Sun5:00 | 6082 | 8155 | 5555 | 8163 | Sun5:00 | 0 | 0 | 0 | 0
Sun6:00 | 6082 | 8062 | 5585 | 8378 | Sun6:00 | 0 | 0 | 0 | 0
Sun7:00 | 6198 | 8010 | 5735 | 8737 | Sun7:00 | 0 | 0 | 0 | 0
Sun8:00 | 6248 | 8122 | 5934 | 9174 | Sun8:00 | 0 | 0 | 0 | 0
Sun9:00 | 6812 | 8817 | 6146 | 9593 | Sun9:00 | 0 | 0 | 0 | 0
Sun10:00 | 7420 | 9755 | 6584 | 10127 | Sun10:00 | 0 | 0 | 0 | 0
Sun11:00 | 8026 | 10740 | 6850 | 10641 | Sun11:00 | 0 | 0 | 0 | 0
Sun12:00 | 8617 | 11617 | 7068 | 10854 | Sun12:00 | 0 | 0 | 0 | 0
Sun13:00 | 9164 | 12388 | 7294 | 10800 | Sun13:00 | 0 | 0 | 0 | 0
Sun14:00 | 9704 | 13042 | 7551 | 10603 | Sun14:00 | 0 | 0 | 0 | 0
Sun15:00 | 10139 | 13611 | 7803 | 10335 | Sun15:00 | 0 | 0 | 0 | 0
Sun16:00 | 10484 | 14064 | 8028 | 10003 | Sun16:00 | 0 | 0 | 0 | 0
Sun17:00 | 10657 | 14379 | 8180 | 9695 | Sun17:00 | 0 | 0 | 0 | 0
Sun18:00 | 10746 | 14441 | 8207 | 9513 | Sun18:00 | 0 | 0 | 0 | 0
Sun19:00 | 10538 | 14266 | 8390 | 9904 | Sun19:00 | 0 | 0 | 0 | 0
Sun20:00 | 10119 | 13810 | 8948 | 10912 | Sun20:00 | 0 | 0 | 0 | 0
Sun21:00 | 10273 | 13373 | 8731 | 11178 | Sun21:00 | 0 | 0 | 0 | 0
Sun22:00 | 10051 | 13145 | 8397 | 11254 | Sun22:00 | 0 | 0 | 0 | 0
Sun23:00 | 9198 | 12242 | 7947 | 11196 | Sun23:00 | 0 | 0 | 0 | 0
Sun24:00 | 8148 | 11115 | 7262 | 10858 | Sun24:00 | 0 | 0 | 0 | 0
Mon1:00 | 6154 | 9518 | 8454 | 7713 | Mon1:00 | 0 | 0 | 0 | 0
Mon2:00 | 5878 | 8890 | 7642 | 7163 | Mon2:00 | 0 | 0 | 0 | 0
Mon3:00 | 5690 | 8508 | 7229 | 6826 | Mon3:00 | 0 | 0 | 0 | 0
Mon4:00 | 5599 | 8295 | 6964 | 6635 | Mon4:00 | 0 | 0 | 0 | 0
Mon5:00 | 5673 | 8287 | 6868 | 6584 | Mon5:00 | 0 | 0 | 0 | 0
Mon6:00 | 6066 | 8625 | 6930 | 6713 | Mon6:00 | 0 | 0 | 0 | 0
Mon7:00 | 6930 | 9255 | 7411 | 7154 | Mon7:00 | 0 | 0 | 0 | 0
Mon8:00 | 7305 | 9631 | 8424 | 7777 | Mon8:00 | 0 | 0 | 0 | 0
Mon9:00 | 7502 | 10124 | 8670 | 8107 | Mon9:00 | 0 | 0 | 0 | 0
Mon10:00 | 7810 | 10663 | 8779 | 8197 | Mon10:00 | 0 | 0 | 0 | 0
Mon11:00 | 8200 | 11237 | 9040 | 8337 | Mon11:00 | 0 | 0 | 0 | 0
Mon12:00 | 8471 | 11812 | 9310 | 8357 | Mon12:00 | 0 | 0 | 0 | 0
Mon13:00 | 8632 | 12366 | 9517 | 8297 | Mon13:00 | 0 | 0 | 0 | 0
Mon14:00 | 8815 | 12922 | 9656 | 8254 | Mon14:00 | 0 | 0 | 0 | 0
Mon15:00 | 9074 | 13458 | 9747 | 8268 | Mon15:00 | 0 | 0 | 0 | 0
Mon16:00 | 9320 | 13861 | 9816 | 8244 | Mon16:00 | 0 | 0 | 0 | 0
Mon17:00 | 9519 | 14102 | 9812 | 8281 | Mon17:00 | 0 | 0 | 0 | 0
Mon18:00 | 9504 | 14194 | 9832 | 8312 | Mon18:00 | 0 | 0 | 0 | 0
Mon19:00 | 9299 | 14014 | 9923 | 8628 | Mon19:00 | 0 | 0 | 0 | 0
Mon20:00 | 9160 | 13537 | 10464 | 9232 | Mon20:00 | 0 | 0 | 0 | 0
Mon21:00 | 9491 | 13237 | 10307 | 9153 | Mon21:00 | 0 | 0 | 0 | 0
Mon22:00 | 9232 | 13041 | 9871 | 8995 | Mon22:00 | 0 | 0 | 0 | 0
Mon23:00 | 8451 | 12019 | 9146 | 8712 | Mon23:00 | 0 | 0 | 0 | 0
Mon24:00 | 7419 | 10775 | 8235 | 8189 | Mon24:00 | 0 | 0 | 0 | 0
Tue1:00 | 6789 | 9789 | 7369 | 7541 | Tue1:00 | 0 | 0 | 0 | 0
Tue2:00 | 6330 | 9143 | 6541 | 6947 | Tue2:00 | 0 | 0 | 0 | 0
Tue3:00 | 6101 | 8674 | 6238 | 6603 | Tue3:00 | 0 | 0 | 0 | 0
Tue4:00 | 5974 | 8408 | 6007 | 6443 | Tue4:00 | 0 | 0 | 0 | 0
Tue5:00 | 6013 | 8328 | 5884 | 6416 | Tue5:00 | 0 | 0 | 0 | 0
Tue6:00 | 6451 | 8629 | 5899 | 6527 | Tue6:00 | 0 | 0 | 0 | 0
Tue7:00 | 7511 | 9213 | 6359 | 6985 | Tue7:00 | 0 | 0 | 0 | 0
Tue8:00 | 8059 | 9575 | 7376 | 7658 | Tue8:00 | 0 | 0 | 0 | 0
Tue9:00 | 8082 | 10128 | 7604 | 8102 | Tue9:00 | 0 | 0 | 0 | 0
Tue10:00 | 8275 | 10877 | 7638 | 8336 | Tue10:00 | 0 | 0 | 0 | 0
Tue11:00 | 8492 | 11740 | 7775 | 8556 | Tue11:00 | 0 | 0 | 0 | 0
Tue12:00 | 8640 | 12619 | 7885 | 8761 | Tue12:00 | 0 | 0 | 0 | 0
Tue13:00 | 8728 | 13417 | 7940 | 8803 | Tue13:00 | 0 | 0 | 0 | 0
Tue14:00 | 8780 | 14195 | 7946 | 8711 | Tue14:00 | 0 | 0 | 0 | 0
Tue15:00 | 8794 | 14804 | 7923 | 8664 | Tue15:00 | 0 | 0 | 0 | 0
Tue16:00 | 8803 | 15217 | 7914 | 8673 | Tue16:00 | 0 | 0 | 0 | 0
Tue17:00 | 8864 | 15403 | 7898 | 8713 | Tue17:00 | 0 | 0 | 0 | 0
Tue18:00 | 8830 | 15340 | 7953 | 8736 | Tue18:00 | 0 | 0 | 0 | 0
Tue19:00 | 8830 | 15041 | 8146 | 9231 | Tue19:00 | 0 | 0 | 0 | 0
Tue20:00 | 8806 | 14422 | 8713 | 10012 | Tue20:00 | 0 | 0 | 0 | 0
Tue21:00 | 9197 | 13968 | 8612 | 10101 | Tue21:00 | 0 | 0 | 0 | 0
Tue22:00 | 8976 | 13557 | 8389 | 10057 | Tue22:00 | 0 | 0 | 0 | 0
Tue23:00 | 8271 | 12402 | 7884 | 9935 | Tue23:00 | 0 | 0 | 0 | 0
Tue24:00 | 7383 | 11277 | 7188 | 9583 | Tue24:00 | 0 | 0 | 0 | 0

## LoadData_hour_5days
1 week representation
ERCOT total
| Spring | Summer | Fall | Winter
Mon1:00 | 28762.4557 | 39269.3844 | 28630.3234 | 32660.4577
Mon2:00 | 27953.8081 | 37605.7689 | 27920.8833 | 32042.748
Mon3:00 | 27163.5147 | 36357.6173 | 27607.7738 | 31756.167
Mon4:00 | 26319.8458 | 35806.1588 | 27938.9796 | 31763.3282
Mon5:00 | 27327.1734 | 36133.7284 | 29552.3255 | 32393.8919
Mon6:00 | 29810.6303 | 36686.237 | 32596.1907 | 34738.084
Mon7:00 | 31738.4468 | 37341.5569 | 34097.1525 | 38429.881
Mon8:00 | 32424.2268 | 39720.1709 | 34138.4652 | 39649.6824
Mon9:00 | 33459.2081 | 43040.0578 | 35234.772 | 38700.5735
Mon10:00 | 34470.8318 | 46534.1371 | 36579.852 | 38524.2314
Mon11:00 | 35327.4428 | 49649.8693 | 37777.3433 | 38187.8982
Mon12:00 | 36141.9363 | 52471.0532 | 38619.7908 | 37665.5822
Mon13:00 | 36980.6883 | 54935.7906 | 39701.4677 | 37079.6671
Mon14:00 | 37843.2688 | 56775.1777 | 40737.1724 | 36578.0042
Mon15:00 | 38630.4401 | 57994.6938 | 41669.1914 | 36078.6639
Mon16:00 | 39149.2419 | 58529.417 | 42375.4602 | 35671.4312
Mon17:00 | 39034.235 | 58077.4861 | 42071.468 | 35732.4027
Mon18:00 | 38443.5334 | 56610.9711 | 41170.9914 | 36555.5555
Mon19:00 | 37551.7035 | 54496.3131 | 41838.058 | 38752.3944
Mon20:00 | 38504.7718 | 52587.7576 | 40973.6528 | 38861.4796
Mon21:00 | 37677.0405 | 51179.1729 | 39019.632 | 38394.8167
Mon22:00 | 35325.8832 | 48092.9151 | 36136.3927 | 37203.554
Mon23:00 | 32651.1124 | 44733.7486 | 33026.7678 | 35194.0487
Mon24:00 | 30081.0526 | 41611.5848 | 30822.4718 | 33072.8264
Tue1:00 | 28762.4557 | 39269.3844 | 28630.3234 | 32660.4577
Tue2:00 | 27953.8081 | 37605.7689 | 27920.8833 | 32042.748
Tue3:00 | 27163.5147 | 36357.6173 | 27607.7738 | 31756.167
Tue4:00 | 26319.8458 | 35806.1588 | 27938.9796 | 31763.3282
Tue5:00 | 27327.1734 | 36133.7284 | 29552.3255 | 32393.8919
Tue6:00 | 29810.6303 | 36686.237 | 32596.1907 | 34738.084
Tue7:00 | 31738.4468 | 37341.5569 | 34097.1525 | 38429.881
Tue8:00 | 32424.2268 | 39720.1709 | 34138.4652 | 39649.6824
Tue9:00 | 33459.2081 | 43040.0578 | 35234.772 | 38700.5735
Tue10:00 | 34470.8318 | 46534.1371 | 36579.852 | 38524.2314
Tue11:00 | 35327.4428 | 49649.8693 | 37777.3433 | 38187.8982
Tue12:00 | 36141.9363 | 52471.0532 | 38619.7908 | 37665.5822
Tue13:00 | 36980.6883 | 54935.7906 | 39701.4677 | 37079.6671
Tue14:00 | 37843.2688 | 56775.1777 | 40737.1724 | 36578.0042
Tue15:00 | 38630.4401 | 57994.6938 | 41669.1914 | 36078.6639
Tue16:00 | 39149.2419 | 58529.417 | 42375.4602 | 35671.4312
Tue17:00 | 39034.235 | 58077.4861 | 42071.468 | 35732.4027
Tue18:00 | 38443.5334 | 56610.9711 | 41170.9914 | 36555.5555
Tue19:00 | 37551.7035 | 54496.3131 | 41838.058 | 38752.3944
Tue20:00 | 38504.7718 | 52587.7576 | 40973.6528 | 38861.4796
Tue21:00 | 37677.0405 | 51179.1729 | 39019.632 | 38394.8167
Tue22:00 | 35325.8832 | 48092.9151 | 36136.3927 | 37203.554
Tue23:00 | 32651.1124 | 44733.7486 | 33026.7678 | 35194.0487
Tue24:00 | 30081.0526 | 41611.5848 | 30822.4718 | 33072.8264
Wed1:00 | 28762.4557 | 39269.3844 | 28630.3234 | 32660.4577
Wed2:00 | 27953.8081 | 37605.7689 | 27920.8833 | 32042.748
Wed3:00 | 27163.5147 | 36357.6173 | 27607.7738 | 31756.167
Wed4:00 | 26319.8458 | 35806.1588 | 27938.9796 | 31763.3282
Wed5:00 | 27327.1734 | 36133.7284 | 29552.3255 | 32393.8919
Wed6:00 | 29810.6303 | 36686.237 | 32596.1907 | 34738.084
Wed7:00 | 31738.4468 | 37341.5569 | 34097.1525 | 38429.881
Wed8:00 | 32424.2268 | 39720.1709 | 34138.4652 | 39649.6824
Wed9:00 | 33459.2081 | 43040.0578 | 35234.772 | 38700.5735
Wed10:00 | 34470.8318 | 46534.1371 | 36579.852 | 38524.2314
Wed11:00 | 35327.4428 | 49649.8693 | 37777.3433 | 38187.8982
Wed12:00 | 36141.9363 | 52471.0532 | 38619.7908 | 37665.5822
Wed13:00 | 36980.6883 | 54935.7906 | 39701.4677 | 37079.6671
Wed14:00 | 37843.2688 | 56775.1777 | 40737.1724 | 36578.0042
Wed15:00 | 38630.4401 | 57994.6938 | 41669.1914 | 36078.6639
Wed16:00 | 39149.2419 | 58529.417 | 42375.4602 | 35671.4312
Wed17:00 | 39034.235 | 58077.4861 | 42071.468 | 35732.4027
Wed18:00 | 38443.5334 | 56610.9711 | 41170.9914 | 36555.5555
Wed19:00 | 37551.7035 | 54496.3131 | 41838.058 | 38752.3944
Wed20:00 | 38504.7718 | 52587.7576 | 40973.6528 | 38861.4796
Wed21:00 | 37677.0405 | 51179.1729 | 39019.632 | 38394.8167
Wed22:00 | 35325.8832 | 48092.9151 | 36136.3927 | 37203.554
Wed23:00 | 32651.1124 | 44733.7486 | 33026.7678 | 35194.0487
Wed24:00 | 30081.0526 | 41611.5848 | 30822.4718 | 33072.8264
Thu1:00 | 28762.4557 | 39269.3844 | 28630.3234 | 32660.4577
Thu2:00 | 27953.8081 | 37605.7689 | 27920.8833 | 32042.748
Thu3:00 | 27163.5147 | 36357.6173 | 27607.7738 | 31756.167
Thu4:00 | 26319.8458 | 35806.1588 | 27938.9796 | 31763.3282
Thu5:00 | 27327.1734 | 36133.7284 | 29552.3255 | 32393.8919
Thu6:00 | 29810.6303 | 36686.237 | 32596.1907 | 34738.084
Thu7:00 | 31738.4468 | 37341.5569 | 34097.1525 | 38429.881
Thu8:00 | 32424.2268 | 39720.1709 | 34138.4652 | 39649.6824
Thu9:00 | 33459.2081 | 43040.0578 | 35234.772 | 38700.5735
Thu10:00 | 34470.8318 | 46534.1371 | 36579.852 | 38524.2314
Thu11:00 | 35327.4428 | 49649.8693 | 37777.3433 | 38187.8982
Thu12:00 | 36141.9363 | 52471.0532 | 38619.7908 | 37665.5822
Thu13:00 | 36980.6883 | 54935.7906 | 39701.4677 | 37079.6671
Thu14:00 | 37843.2688 | 56775.1777 | 40737.1724 | 36578.0042
Thu15:00 | 38630.4401 | 57994.6938 | 41669.1914 | 36078.6639
Thu16:00 | 39149.2419 | 58529.417 | 42375.4602 | 35671.4312
Thu17:00 | 39034.235 | 58077.4861 | 42071.468 | 35732.4027
Thu18:00 | 38443.5334 | 56610.9711 | 41170.9914 | 36555.5555
Thu19:00 | 37551.7035 | 54496.3131 | 41838.058 | 38752.3944
Thu20:00 | 38504.7718 | 52587.7576 | 40973.6528 | 38861.4796
Thu21:00 | 37677.0405 | 51179.1729 | 39019.632 | 38394.8167
Thu22:00 | 35325.8832 | 48092.9151 | 36136.3927 | 37203.554
Thu23:00 | 32651.1124 | 44733.7486 | 33026.7678 | 35194.0487
Thu24:00 | 30081.0526 | 41611.5848 | 30822.4718 | 33072.8264
Fri1:00 | 28762.4557 | 39269.3844 | 28630.3234 | 32660.4577
Fri2:00 | 27953.8081 | 37605.7689 | 27920.8833 | 32042.748
Fri3:00 | 27163.5147 | 36357.6173 | 27607.7738 | 31756.167
Fri4:00 | 26319.8458 | 35806.1588 | 27938.9796 | 31763.3282
Fri5:00 | 27327.1734 | 36133.7284 | 29552.3255 | 32393.8919
Fri6:00 | 29810.6303 | 36686.237 | 32596.1907 | 34738.084
Fri7:00 | 31738.4468 | 37341.5569 | 34097.1525 | 38429.881
Fri8:00 | 32424.2268 | 39720.1709 | 34138.4652 | 39649.6824
Fri9:00 | 33459.2081 | 43040.0578 | 35234.772 | 38700.5735
Fri10:00 | 34470.8318 | 46534.1371 | 36579.852 | 38524.2314
Fri11:00 | 35327.4428 | 49649.8693 | 37777.3433 | 38187.8982
Fri12:00 | 36141.9363 | 52471.0532 | 38619.7908 | 37665.5822
Fri13:00 | 36980.6883 | 54935.7906 | 39701.4677 | 37079.6671
Fri14:00 | 37843.2688 | 56775.1777 | 40737.1724 | 36578.0042
Fri15:00 | 38630.4401 | 57994.6938 | 41669.1914 | 36078.6639
Fri16:00 | 39149.2419 | 58529.417 | 42375.4602 | 35671.4312
Fri17:00 | 39034.235 | 58077.4861 | 42071.468 | 35732.4027
Fri18:00 | 38443.5334 | 56610.9711 | 41170.9914 | 36555.5555
Fri19:00 | 37551.7035 | 54496.3131 | 41838.058 | 38752.3944
Fri20:00 | 38504.7718 | 52587.7576 | 40973.6528 | 38861.4796
Fri21:00 | 37677.0405 | 51179.1729 | 39019.632 | 38394.8167
Fri22:00 | 35325.8832 | 48092.9151 | 36136.3927 | 37203.554
Fri23:00 | 32651.1124 | 44733.7486 | 33026.7678 | 35194.0487
Fri24:00 | 30081.0526 | 41611.5848 | 30822.4718 | 33072.8264
Sat1:00 | 28762.4557 | 39269.3844 | 28630.3234 | 32660.4577
Sat2:00 | 27953.8081 | 37605.7689 | 27920.8833 | 32042.748
Sat3:00 | 27163.5147 | 36357.6173 | 27607.7738 | 31756.167
Sat4:00 | 26319.8458 | 35806.1588 | 27938.9796 | 31763.3282
Sat5:00 | 27327.1734 | 36133.7284 | 29552.3255 | 32393.8919
Sat6:00 | 29810.6303 | 36686.237 | 32596.1907 | 34738.084
Sat7:00 | 31738.4468 | 37341.5569 | 34097.1525 | 38429.881
Sat8:00 | 32424.2268 | 39720.1709 | 34138.4652 | 39649.6824
Sat9:00 | 33459.2081 | 43040.0578 | 35234.772 | 38700.5735
Sat10:00 | 34470.8318 | 46534.1371 | 36579.852 | 38524.2314
Sat11:00 | 35327.4428 | 49649.8693 | 37777.3433 | 38187.8982
Sat12:00 | 36141.9363 | 52471.0532 | 38619.7908 | 37665.5822
Sat13:00 | 36980.6883 | 54935.7906 | 39701.4677 | 37079.6671
Sat14:00 | 37843.2688 | 56775.1777 | 40737.1724 | 36578.0042
Sat15:00 | 38630.4401 | 57994.6938 | 41669.1914 | 36078.6639
Sat16:00 | 39149.2419 | 58529.417 | 42375.4602 | 35671.4312
Sat17:00 | 39034.235 | 58077.4861 | 42071.468 | 35732.4027
Sat18:00 | 38443.5334 | 56610.9711 | 41170.9914 | 36555.5555
Sat19:00 | 37551.7035 | 54496.3131 | 41838.058 | 38752.3944
Sat20:00 | 38504.7718 | 52587.7576 | 40973.6528 | 38861.4796
Sat21:00 | 37677.0405 | 51179.1729 | 39019.632 | 38394.8167
Sat22:00 | 35325.8832 | 48092.9151 | 36136.3927 | 37203.554
Sat23:00 | 32651.1124 | 44733.7486 | 33026.7678 | 35194.0487
Sat24:00 | 30081.0526 | 41611.5848 | 30822.4718 | 33072.8264
Sun1:00 | 28762.4557 | 39269.3844 | 28630.3234 | 32660.4577
Sun2:00 | 27953.8081 | 37605.7689 | 27920.8833 | 32042.748
Sun3:00 | 27163.5147 | 36357.6173 | 27607.7738 | 31756.167
Sun4:00 | 26319.8458 | 35806.1588 | 27938.9796 | 31763.3282
Sun5:00 | 27327.1734 | 36133.7284 | 29552.3255 | 32393.8919
Sun6:00 | 29810.6303 | 36686.237 | 32596.1907 | 34738.084
Sun7:00 | 31738.4468 | 37341.5569 | 34097.1525 | 38429.881
Sun8:00 | 32424.2268 | 39720.1709 | 34138.4652 | 39649.6824
Sun9:00 | 33459.2081 | 43040.0578 | 35234.772 | 38700.5735
Sun10:00 | 34470.8318 | 46534.1371 | 36579.852 | 38524.2314
Sun11:00 | 35327.4428 | 49649.8693 | 37777.3433 | 38187.8982
Sun12:00 | 36141.9363 | 52471.0532 | 38619.7908 | 37665.5822
Sun13:00 | 36980.6883 | 54935.7906 | 39701.4677 | 37079.6671
Sun14:00 | 37843.2688 | 56775.1777 | 40737.1724 | 36578.0042
Sun15:00 | 38630.4401 | 57994.6938 | 41669.1914 | 36078.6639
Sun16:00 | 39149.2419 | 58529.417 | 42375.4602 | 35671.4312
Sun17:00 | 39034.235 | 58077.4861 | 42071.468 | 35732.4027
Sun18:00 | 38443.5334 | 56610.9711 | 41170.9914 | 36555.5555
Sun19:00 | 37551.7035 | 54496.3131 | 41838.058 | 38752.3944
Sun20:00 | 38504.7718 | 52587.7576 | 40973.6528 | 38861.4796
Sun21:00 | 37677.0405 | 51179.1729 | 39019.632 | 38394.8167
Sun22:00 | 35325.8832 | 48092.9151 | 36136.3927 | 37203.554
Sun23:00 | 32651.1124 | 44733.7486 | 33026.7678 | 35194.0487
Sun24:00 | 30081.0526 | 41611.5848 | 30822.4718 | 33072.8264
Northeast |  |  |  |  | West |  |  |  |  | Coastal |  |  |  |  | 10000 | *
| Spring | Summer | Fall | Winter |  | Spring | Summer | Fall | Winter |  | Spring | Summer | Fall | Winter | [5 empty] | NE | W | C | S | PH
Sat1:00 | 10529 | 17616 | 11625 | 11101 | Sat1:00 | 1953 | 2732 | 2070 | 2947 | Sat1:00 | 10381 | 12869 | 9052 | 8894 | 1.1625 | 0.207 | 0.9052 | 0.6613 | 0 | 11625 | 2070 | 9052 | 6613 | 0
Sat2:00 | 9844 | 16338 | 10692 | 10424 | Sat2:00 | 1855 | 2590 | 2106 | 2907 | Sat2:00 | 9806 | 12065 | 8596 | 8471 | 1.0692 | 0.2106 | 0.8596 | 0.6264 | 0 | 10692 | 2106 | 8596 | 6264 | 0
Sat3:00 | 9502 | 15467 | 10390 | 10017 | Sat3:00 | 1809 | 2482 | 2080 | 2874 | Sat3:00 | 9303 | 11483 | 8247 | 8176 | 1.039 | 0.208 | 0.8247 | 0.6008 | 0 | 10390 | 2080 | 8247 | 6008 | 0
Sat4:00 | 9285 | 14752 | 10226 | 9855 | Sat4:00 | 1780 | 2395 | 2093 | 2850 | Sat4:00 | 9063 | 10977 | 8074 | 7974 | 1.0226 | 0.2093 | 0.8074 | 0.5861 | 0 | 10226 | 2093 | 8074 | 5861 | 0
Sat5:00 | 9300 | 14368 | 10256 | 9909 | Sat5:00 | 1769 | 2324 | 2095 | 2883 | Sat5:00 | 8921 | 10691 | 7997 | 7873 | 1.0256 | 0.2095 | 0.7997 | 0.5828 | 0 | 10256 | 2095 | 7997 | 5828 | 0
Sat6:00 | 9589 | 14268 | 10453 | 10324 | Sat6:00 | 1794 | 2290 | 2141 | 2914 | Sat6:00 | 9010 | 10853 | 8070 | 7877 | 1.0453 | 0.2141 | 0.807 | 0.5897 | 0 | 10453 | 2141 | 8070 | 5897 | 0
Sat7:00 | 10287 | 14422 | 11051 | 10965 | Sat7:00 | 1858 | 2251 | 2223 | 2970 | Sat7:00 | 9074 | 11039 | 8167 | 7979 | 1.1051 | 0.2223 | 0.8167 | 0.6151 | 0 | 11051 | 2223 | 8167 | 6151 | 0
Sat8:00 | 10995 | 15060 | 11896 | 11725 | Sat8:00 | 1934 | 2295 | 2349 | 3042 | Sat8:00 | 8912 | 11365 | 8353 | 8198 | 1.1896 | 0.2349 | 0.8353 | 0.6547 | 0 | 11896 | 2349 | 8353 | 6547 | 0
Sat9:00 | 12102 | 16477 | 12610 | 12676 | Sat9:00 | 2059 | 2507 | 2454 | 3149 | Sat9:00 | 9236 | 12216 | 8540 | 8370 | 1.261 | 0.2454 | 0.854 | 0.6859 | 0 | 12610 | 2454 | 8540 | 6859 | 0
Sat10:00 | 12887 | 18006 | 13240 | 13653 | Sat10:00 | 2166 | 2732 | 2471 | 3234 | Sat10:00 | 9854 | 13130 | 8914 | 8602 | 1.324 | 0.2471 | 0.8914 | 0.7185 | 0 | 13240 | 2471 | 8914 | 7185 | 0
Sat11:00 | 13466 | 19475 | 13531 | 14633 | Sat11:00 | 2237 | 2909 | 2434 | 3333 | Sat11:00 | 10412 | 14050 | 9130 | 9005 | 1.3531 | 0.2434 | 0.913 | 0.7337 | 0 | 13531 | 2434 | 9130 | 7337 | 0
Sat12:00 | 13759 | 20666 | 13583 | 15299 | Sat12:00 | 2304 | 3075 | 2391 | 3418 | Sat12:00 | 10901 | 14913 | 9351 | 9409 | 1.3583 | 0.2391 | 0.9351 | 0.742 | 0 | 13583 | 2391 | 9351 | 7420 | 0
Sat13:00 | 14107 | 21737 | 13544 | 15734 | Sat13:00 | 2382 | 3246 | 2349 | 3461 | Sat13:00 | 11391 | 15589 | 9503 | 9663 | 1.3544 | 0.2349 | 0.9503 | 0.7444 | 0 | 13544 | 2349 | 9503 | 7444 | 0
Sat14:00 | 14578 | 22755 | 13501 | 15993 | Sat14:00 | 2469 | 3425 | 2296 | 3468 | Sat14:00 | 11773 | 16039 | 9644 | 9677 | 1.3501 | 0.2296 | 0.9644 | 0.7491 | 0 | 13501 | 2296 | 9644 | 7491 | 0
Sat15:00 | 15130 | 23502 | 13519 | 15936 | Sat15:00 | 2584 | 3564 | 2255 | 3426 | Sat15:00 | 12286 | 16405 | 9785 | 9466 | 1.3519 | 0.2255 | 0.9785 | 0.755 | 0 | 13519 | 2255 | 9785 | 7550 | 0
Sat16:00 | 15744 | 24209 | 13575 | 15955 | Sat16:00 | 2718 | 3674 | 2228 | 3411 | Sat16:00 | 12775 | 16665 | 9974 | 9236 | 1.3575 | 0.2228 | 0.9974 | 0.7681 | 0 | 13575 | 2228 | 9974 | 7681 | 0
Sat17:00 | 16208 | 24636 | 13765 | 16154 | Sat17:00 | 2814 | 3723 | 2212 | 3404 | Sat17:00 | 13189 | 16833 | 10143 | 9092 | 1.3765 | 0.2212 | 1.0143 | 0.7787 | 0 | 13765 | 2212 | 10143 | 7787 | 0
Sat18:00 | 16241 | 24572 | 13719 | 16476 | Sat18:00 | 2839 | 3702 | 2202 | 3398 | Sat18:00 | 13517 | 16823 | 10176 | 9144 | 1.3719 | 0.2202 | 1.0176 | 0.7833 | 0 | 13719 | 2202 | 10176 | 7833 | 0
Sat19:00 | 15876 | 24057 | 13871 | 17439 | Sat19:00 | 2804 | 3635 | 2213 | 3472 | Sat19:00 | 13447 | 16505 | 10310 | 9648 | 1.3871 | 0.2213 | 1.031 | 0.7878 | 0 | 13871 | 2213 | 10310 | 7878 | 0
Sat20:00 | 15290 | 22972 | 14349 | 18062 | Sat20:00 | 2673 | 3475 | 2340 | 3625 | Sat20:00 | 13030 | 15918 | 10631 | 10010 | 1.4349 | 0.234 | 1.0631 | 0.8311 | 0 | 14349 | 2340 | 10631 | 8311 | 0
Sat21:00 | 15036 | 21972 | 13906 | 18058 | Sat21:00 | 2622 | 3287 | 2323 | 3644 | Sat21:00 | 13172 | 15490 | 10296 | 10037 | 1.3906 | 0.2323 | 1.0296 | 0.8103 | 0 | 13906 | 2323 | 10296 | 8103 | 0
Sat22:00 | 14448 | 21430 | 13344 | 17953 | Sat22:00 | 2568 | 3240 | 2276 | 3633 | Sat22:00 | 12811 | 15042 | 10140 | 9993 | 1.3344 | 0.2276 | 1.014 | 0.7812 | 0 | 13344 | 2276 | 10140 | 7812 | 0
Sat23:00 | 13324 | 19940 | 12677 | 17667 | Sat23:00 | 2420 | 3062 | 2229 | 3578 | Sat23:00 | 12099 | 14114 | 9810 | 9860 | 1.2677 | 0.2229 | 0.981 | 0.7449 | 0 | 12677 | 2229 | 9810 | 7449 | 0
Sat24:00 | 11822 | 18162 | 11874 | 16983 | Sat24:00 | 2224 | 2826 | 2151 | 3495 | Sat24:00 | 11387 | 13156 | 9407 | 9588 | 1.1874 | 0.2151 | 0.9407 | 0.7013 | 0 | 11874 | 2151 | 9407 | 7013 | 0
Sun1:00 | 10817 | 16495 | 10958 | 16238 | Sun1:00 | 2109 | 2634 | 2061 | 3422 | Sun1:00 | 10550 | 12312 | 8910 | 9215 | 1.0958 | 0.2061 | 0.891 | 0.6505 | 0 | 10958 | 2061 | 8910 | 6505 | 0
Sun2:00 | 9998 | 15376 | 10201 | 15605 | Sun2:00 | 2004 | 2495 | 1978 | 3359 | Sun2:00 | 10013 | 11663 | 8533 | 8861 | 1.0201 | 0.1978 | 0.8533 | 0.6082 | 0 | 10201 | 1978 | 8533 | 6082 | 0
Sun3:00 | 9540 | 14534 | 9872 | 15240 | Sun3:00 | 1955 | 2391 | 1948 | 3294 | Sun3:00 | 9618 | 11140 | 8221 | 8663 | 0.9872 | 0.1948 | 0.8221 | 0.5747 | 0 | 9872 | 1948 | 8221 | 5747 | 0
Sun4:00 | 9197 | 13842 | 9666 | 15087 | Sun4:00 | 1912 | 2302 | 1946 | 3281 | Sun4:00 | 9347 | 10779 | 8033 | 8566 | 0.9666 | 0.1946 | 0.8033 | 0.565 | 0 | 9666 | 1946 | 8033 | 5650 | 0
Sun5:00 | 9099 | 13568 | 9595 | 15061 | Sun5:00 | 1885 | 2229 | 1952 | 3268 | Sun5:00 | 9163 | 10575 | 7938 | 8543 | 0.9595 | 0.1952 | 0.7938 | 0.5555 | 0 | 9595 | 1952 | 7938 | 5555 | 0
Sun6:00 | 9231 | 13481 | 9647 | 15164 | Sun6:00 | 1886 | 2185 | 1971 | 3275 | Sun6:00 | 9088 | 10509 | 7928 | 8653 | 0.9647 | 0.1971 | 0.7928 | 0.5585 | 0 | 9647 | 1971 | 7928 | 5585 | 0
Sun7:00 | 9672 | 13444 | 9935 | 15524 | Sun7:00 | 1914 | 2131 | 2038 | 3327 | Sun7:00 | 8913 | 10362 | 7956 | 8844 | 0.9935 | 0.2038 | 0.7956 | 0.5735 | 0 | 9935 | 2038 | 7956 | 5735 | 0
Sun8:00 | 10289 | 14009 | 10406 | 15965 | Sun8:00 | 1989 | 2166 | 2141 | 3420 | Sun8:00 | 8527 | 10480 | 7968 | 9154 | 1.0406 | 0.2141 | 0.7968 | 0.5934 | 0 | 10406 | 2141 | 7968 | 5934 | 0
Sun9:00 | 11579 | 15284 | 10957 | 16516 | Sun9:00 | 2156 | 2350 | 2222 | 3506 | Sun9:00 | 8807 | 11218 | 7955 | 9455 | 1.0957 | 0.2222 | 0.7955 | 0.6146 | 0 | 10957 | 2222 | 7955 | 6146 | 0
Sun10:00 | 12627 | 16682 | 11945 | 16954 | Sun10:00 | 2300 | 2556 | 2269 | 3527 | Sun10:00 | 9409 | 12074 | 8470 | 9804 | 1.1945 | 0.2269 | 0.847 | 0.6584 | 0 | 11945 | 2269 | 8470 | 6584 | 0
Sun11:00 | 13515 | 18062 | 12489 | 17339 | Sun11:00 | 2398 | 2731 | 2269 | 3503 | Sun11:00 | 10015 | 13071 | 8852 | 10272 | 1.2489 | 0.2269 | 0.8852 | 0.685 | 0 | 12489 | 2269 | 8852 | 6850 | 0
Sun12:00 | 14360 | 19253 | 12742 | 17333 | Sun12:00 | 2496 | 2894 | 2255 | 3420 | Sun12:00 | 10549 | 13934 | 9128 | 10593 | 1.2742 | 0.2255 | 0.9128 | 0.7068 | 0 | 12742 | 2255 | 9128 | 7068 | 0
Sun13:00 | 15136 | 20422 | 13040 | 16982 | Sun13:00 | 2592 | 3145 | 2237 | 3330 | Sun13:00 | 11155 | 14655 | 9456 | 10799 | 1.304 | 0.2237 | 0.9456 | 0.7294 | 0 | 13040 | 2237 | 9456 | 7294 | 0
Sun14:00 | 16086 | 21492 | 13320 | 16275 | Sun14:00 | 2686 | 3330 | 2238 | 3249 | Sun14:00 | 11602 | 15224 | 9823 | 10881 | 1.332 | 0.2238 | 0.9823 | 0.7551 | 0 | 13320 | 2238 | 9823 | 7551 | 0
Sun15:00 | 16773 | 22436 | 13718 | 15420 | Sun15:00 | 2774 | 3478 | 2228 | 3157 | Sun15:00 | 12086 | 15755 | 10149 | 10929 | 1.3718 | 0.2228 | 1.0149 | 0.7803 | 0 | 13718 | 2228 | 10149 | 7803 | 0
Sun16:00 | 17561 | 23265 | 13969 | 14672 | Sun16:00 | 2832 | 3600 | 2222 | 3069 | Sun16:00 | 12435 | 16107 | 10434 | 10904 | 1.3969 | 0.2222 | 1.0434 | 0.8028 | 0 | 13969 | 2222 | 10434 | 8028 | 0
Sun17:00 | 18102 | 23902 | 14183 | 14226 | Sun17:00 | 2875 | 3673 | 2217 | 3018 | Sun17:00 | 12658 | 16318 | 10565 | 10906 | 1.4183 | 0.2217 | 1.0565 | 0.818 | 0 | 14183 | 2217 | 10565 | 8180 | 0
Sun18:00 | 18214 | 24086 | 14140 | 14159 | Sun18:00 | 2854 | 3635 | 2216 | 3010 | Sun18:00 | 12722 | 16368 | 10619 | 11015 | 1.414 | 0.2216 | 1.0619 | 0.8207 | 0 | 14140 | 2216 | 10619 | 8207 | 0
Sun19:00 | 17770 | 23758 | 14483 | 15229 | Sun19:00 | 2782 | 3580 | 2259 | 3098 | Sun19:00 | 12607 | 16093 | 10767 | 11459 | 1.4483 | 0.2259 | 1.0767 | 0.839 | 0 | 14483 | 2259 | 10767 | 8390 | 0
Sun20:00 | 17046 | 22849 | 15094 | 16535 | Sun20:00 | 2673 | 3446 | 2381 | 3322 | Sun20:00 | 12400 | 15584 | 11032 | 11777 | 1.5094 | 0.2381 | 1.1032 | 0.8948 | 0 | 15094 | 2381 | 11032 | 8948 | 0
Sun21:00 | 17087 | 21795 | 14699 | 16920 | Sun21:00 | 2662 | 3267 | 2366 | 3392 | Sun21:00 | 12826 | 15208 | 10759 | 11705 | 1.4699 | 0.2366 | 1.0759 | 0.8731 | 0 | 14699 | 2366 | 10759 | 8731 | 0
Sun22:00 | 16624 | 21258 | 14073 | 17055 | Sun22:00 | 2627 | 3220 | 2318 | 3413 | Sun22:00 | 12650 | 14918 | 10441 | 11516 | 1.4073 | 0.2318 | 1.0441 | 0.8397 | 0 | 14073 | 2318 | 10441 | 8397 | 0
Sun23:00 | 15193 | 19572 | 13312 | 16943 | Sun23:00 | 2464 | 3054 | 2256 | 3396 | Sun23:00 | 11922 | 13922 | 10135 | 11199 | 1.3312 | 0.2256 | 1.0135 | 0.7947 | 0 | 13312 | 2256 | 10135 | 7947 | 0
Sun24:00 | 13201 | 17443 | 12132 | 16413 | Sun24:00 | 2232 | 2810 | 2135 | 3336 | Sun24:00 | 11012 | 12835 | 9570 | 10702 | 1.2132 | 0.2135 | 0.957 | 0.7262 | 0 | 12132 | 2135 | 9570 | 7262 | 0
Mon1:00 | 9711 | 16322 | 12504 | 13072 | Mon1:00 | 1845 | 2436 | 1945 | 2978 | Mon1:00 | 9379 | 12494 | 11777 | 8831 | 1.2504 | 0.1945 | 1.1777 | 0.8454 | 0 | 12504 | 1945 | 11777 | 8454 | 0
Mon2:00 | 9297 | 15350 | 11608 | 12257 | Mon2:00 | 1797 | 2328 | 1957 | 2905 | Mon2:00 | 9027 | 11913 | 11176 | 8339 | 1.1608 | 0.1957 | 1.1176 | 0.7642 | 0 | 11608 | 1957 | 11176 | 7642 | 0
Mon3:00 | 9062 | 14620 | 11104 | 11815 | Mon3:00 | 1776 | 2253 | 1945 | 2872 | Mon3:00 | 8781 | 11508 | 10918 | 8073 | 1.1104 | 0.1945 | 1.0918 | 0.7229 | 0 | 11104 | 1945 | 10918 | 7229 | 0
Mon4:00 | 9007 | 14266 | 10910 | 11642 | Mon4:00 | 1778 | 2209 | 1941 | 2845 | Mon4:00 | 8687 | 11236 | 10779 | 7967 | 1.091 | 0.1941 | 1.0779 | 0.6964 | 0 | 10910 | 1941 | 10779 | 6964 | 0
Mon5:00 | 9348 | 14308 | 10830 | 11631 | Mon5:00 | 1799 | 2192 | 1951 | 2852 | Mon5:00 | 8750 | 11272 | 10747 | 7964 | 1.083 | 0.1951 | 1.0747 | 0.6868 | 0 | 10830 | 1951 | 10747 | 6868 | 0
Mon6:00 | 10330 | 14866 | 11106 | 11889 | Mon6:00 | 1880 | 2234 | 1999 | 2881 | Mon6:00 | 9143 | 11562 | 10834 | 8176 | 1.1106 | 0.1999 | 1.0834 | 0.693 | 0 | 11106 | 1999 | 10834 | 6930 | 0
Mon7:00 | 12112 | 15907 | 12174 | 12750 | Mon7:00 | 2063 | 2316 | 2123 | 2964 | Mon7:00 | 9677 | 12008 | 11261 | 8647 | 1.2174 | 0.2123 | 1.1261 | 0.7411 | 0 | 12174 | 2123 | 11261 | 7411 | 0
Mon8:00 | 13116 | 16922 | 14047 | 13777 | Mon8:00 | 2188 | 2403 | 2365 | 3080 | Mon8:00 | 9700 | 12419 | 12013 | 9220 | 1.4047 | 0.2365 | 1.2013 | 0.8424 | 0 | 14047 | 2365 | 12013 | 8424 | 0
Mon9:00 | 13730 | 18000 | 14757 | 14472 | Mon9:00 | 2242 | 2539 | 2448 | 3192 | Mon9:00 | 9836 | 13261 | 12061 | 9463 | 1.4757 | 0.2448 | 1.2061 | 0.867 | 0 | 14757 | 2448 | 12061 | 8670 | 0
Mon10:00 | 14248 | 19121 | 14848 | 14358 | Mon10:00 | 2298 | 2700 | 2421 | 3193 | Mon10:00 | 10282 | 14100 | 12090 | 9718 | 1.4848 | 0.2421 | 1.209 | 0.8779 | 0 | 14848 | 2421 | 12090 | 8779 | 0
Mon11:00 | 14808 | 20414 | 15132 | 14175 | Mon11:00 | 2340 | 2838 | 2412 | 3181 | Mon11:00 | 10749 | 14948 | 12266 | 9932 | 1.5132 | 0.2412 | 1.2266 | 0.904 | 0 | 15132 | 2412 | 12266 | 9040 | 0
Mon12:00 | 15121 | 21555 | 15407 | 14047 | Mon12:00 | 2356 | 2977 | 2398 | 3160 | Mon12:00 | 11157 | 15853 | 12434 | 10060 | 1.5407 | 0.2398 | 1.2434 | 0.931 | 0 | 15407 | 2398 | 12434 | 9310 | 0
Mon13:00 | 15297 | 22727 | 15457 | 13768 | Mon13:00 | 2360 | 3119 | 2384 | 3123 | Mon13:00 | 11454 | 16712 | 12521 | 10109 | 1.5457 | 0.2384 | 1.2521 | 0.9517 | 0 | 15457 | 2384 | 12521 | 9517 | 0
Mon14:00 | 15660 | 23918 | 15437 | 13498 | Mon14:00 | 2375 | 3285 | 2347 | 3068 | Mon14:00 | 11692 | 17359 | 12444 | 10132 | 1.5437 | 0.2347 | 1.2444 | 0.9656 | 0 | 15437 | 2347 | 12444 | 9656 | 0
Mon15:00 | 16046 | 24790 | 15483 | 13293 | Mon15:00 | 2401 | 3417 | 2348 | 3039 | Mon15:00 | 12060 | 17823 | 12437 | 10216 | 1.5483 | 0.2348 | 1.2437 | 0.9747 | 0 | 15483 | 2348 | 12437 | 9747 | 0
Mon16:00 | 16425 | 25503 | 15450 | 13056 | Mon16:00 | 2419 | 3517 | 2343 | 3027 | Mon16:00 | 12315 | 18000 | 12372 | 10201 | 1.545 | 0.2343 | 1.2372 | 0.9816 | 0 | 15450 | 2343 | 12372 | 9816 | 0
Mon17:00 | 16601 | 25733 | 15321 | 12965 | Mon17:00 | 2437 | 3579 | 2328 | 3032 | Mon17:00 | 12652 | 18015 | 12234 | 10165 | 1.5321 | 0.2328 | 1.2234 | 0.9812 | 0 | 15321 | 2328 | 12234 | 9812 | 0
Mon18:00 | 16469 | 25714 | 15317 | 13136 | Mon18:00 | 2414 | 3573 | 2313 | 3035 | Mon18:00 | 12557 | 17837 | 12224 | 10118 | 1.5317 | 0.2313 | 1.2224 | 0.9832 | 0 | 15317 | 2313 | 12224 | 9832 | 0
Mon19:00 | 16080 | 25222 | 15621 | 14116 | Mon19:00 | 2373 | 3534 | 2316 | 3062 | Mon19:00 | 12150 | 17210 | 12371 | 10498 | 1.5621 | 0.2316 | 1.2371 | 0.9923 | 0 | 15621 | 2316 | 12371 | 9923 | 0
Mon20:00 | 15541 | 24231 | 16242 | 14772 | Mon20:00 | 2321 | 3400 | 2420 | 3216 | Mon20:00 | 12047 | 16562 | 12617 | 10852 | 1.6242 | 0.242 | 1.2617 | 1.0464 | 0 | 16242 | 2420 | 12617 | 10464 | 0
Mon21:00 | 15780 | 23243 | 15843 | 14608 | Mon21:00 | 2366 | 3270 | 2405 | 3229 | Mon21:00 | 12622 | 16187 | 12440 | 10682 | 1.5843 | 0.2405 | 1.244 | 1.0307 | 0 | 15843 | 2405 | 12440 | 10307 | 0
Mon22:00 | 15149 | 22555 | 15323 | 14461 | Mon22:00 | 2347 | 3219 | 2349 | 3202 | Mon22:00 | 12304 | 15783 | 12190 | 10488 | 1.5323 | 0.2349 | 1.219 | 0.9871 | 0 | 15323 | 2349 | 12190 | 9871 | 0
Mon23:00 | 13504 | 20645 | 14281 | 14047 | Mon23:00 | 2197 | 3016 | 2265 | 3169 | Mon23:00 | 11479 | 14719 | 11772 | 10162 | 1.4281 | 0.2265 | 1.1772 | 0.9146 | 0 | 14281 | 2265 | 11772 | 9146 | 0
Mon24:00 | 11608 | 18212 | 12869 | 13280 | Mon24:00 | 1992 | 2753 | 2134 | 3074 | Mon24:00 | 10565 | 13488 | 11083 | 9596 | 1.2869 | 0.2134 | 1.1083 | 0.8235 | 0 | 12869 | 2134 | 11083 | 8235 | 0
Tue1:00 | 10421 | 16231 | 11445 | 12345 | Tue1:00 | 1891 | 2518 | 2011 | 2975 | Tue1:00 | 9772 | 12493 | 10389 | 8939 | 1.1445 | 0.2011 | 1.0389 | 0.7369 | 0 | 11445 | 2011 | 10389 | 7369 | 0
Tue2:00 | 9871 | 14993 | 10637 | 11623 | Tue2:00 | 1824 | 2418 | 2050 | 2903 | Tue2:00 | 9291 | 11906 | 10010 | 8382 | 1.0637 | 0.205 | 1.001 | 0.6541 | 0 | 10637 | 2050 | 10010 | 6541 | 0
Tue3:00 | 9556 | 14266 | 10271 | 11189 | Tue3:00 | 1789 | 2346 | 2038 | 2870 | Tue3:00 | 8905 | 11421 | 9663 | 8050 | 1.0271 | 0.2038 | 0.9663 | 0.6238 | 0 | 10271 | 2038 | 9663 | 6238 | 0
Tue4:00 | 9517 | 13830 | 10052 | 11020 | Tue4:00 | 1780 | 2306 | 2038 | 2834 | Tue4:00 | 8715 | 11210 | 9411 | 7887 | 1.0052 | 0.2038 | 0.9411 | 0.6007 | 0 | 10052 | 2038 | 9411 | 6007 | 0
Tue5:00 | 9746 | 13768 | 10013 | 11119 | Tue5:00 | 1796 | 2291 | 2050 | 2862 | Tue5:00 | 8781 | 11229 | 9351 | 7843 | 1.0013 | 0.205 | 0.9351 | 0.5884 | 0 | 10013 | 2050 | 9351 | 5884 | 0
Tue6:00 | 10748 | 14225 | 10261 | 11473 | Tue6:00 | 1882 | 2338 | 2083 | 2897 | Tue6:00 | 9184 | 11621 | 9408 | 7973 | 1.0261 | 0.2083 | 0.9408 | 0.5899 | 0 | 10261 | 2083 | 9408 | 5899 | 0
Tue7:00 | 12825 | 15278 | 11387 | 12362 | Tue7:00 | 2082 | 2404 | 2229 | 2998 | Tue7:00 | 9962 | 12062 | 9790 | 8383 | 1.1387 | 0.2229 | 0.979 | 0.6359 | 0 | 11387 | 2229 | 9790 | 6359 | 0
Tue8:00 | 13965 | 16170 | 13473 | 13640 | Tue8:00 | 2234 | 2489 | 2527 | 3140 | Tue8:00 | 9982 | 12420 | 10579 | 8953 | 1.3473 | 0.2527 | 1.0579 | 0.7376 | 0 | 13473 | 2527 | 10579 | 7376 | 0
Tue9:00 | 14295 | 17410 | 14214 | 14577 | Tue9:00 | 2271 | 2619 | 2667 | 3267 | Tue9:00 | 9852 | 13207 | 10786 | 9372 | 1.4214 | 0.2667 | 1.0786 | 0.7604 | 0 | 14214 | 2667 | 10786 | 7604 | 0
Tue10:00 | 14571 | 18710 | 14407 | 15178 | Tue10:00 | 2313 | 2770 | 2653 | 3331 | Tue10:00 | 10131 | 14152 | 10751 | 9642 | 1.4407 | 0.2653 | 1.0751 | 0.7638 | 0 | 14407 | 2653 | 10751 | 7638 | 0
Tue11:00 | 14838 | 20268 | 14650 | 15605 | Tue11:00 | 2349 | 2907 | 2642 | 3394 | Tue11:00 | 10570 | 15235 | 10931 | 10018 | 1.465 | 0.2642 | 1.0931 | 0.7775 | 0 | 14650 | 2642 | 10931 | 7775 | 0
Tue12:00 | 14799 | 21660 | 14804 | 15695 | Tue12:00 | 2375 | 3033 | 2615 | 3420 | Tue12:00 | 10800 | 16291 | 10971 | 10192 | 1.4804 | 0.2615 | 1.0971 | 0.7885 | 0 | 14804 | 2615 | 10971 | 7885 | 0
Tue13:00 | 14679 | 22942 | 14883 | 15403 | Tue13:00 | 2388 | 3166 | 2593 | 3434 | Tue13:00 | 10912 | 17161 | 11011 | 10161 | 1.4883 | 0.2593 | 1.1011 | 0.794 | 0 | 14883 | 2593 | 11011 | 7940 | 0
Tue14:00 | 14589 | 24182 | 14859 | 15057 | Tue14:00 | 2398 | 3345 | 2551 | 3392 | Tue14:00 | 11057 | 17938 | 11030 | 10042 | 1.4859 | 0.2551 | 1.103 | 0.7946 | 0 | 14859 | 2551 | 11030 | 7946 | 0
Tue15:00 | 14365 | 25087 | 14832 | 14856 | Tue15:00 | 2408 | 3463 | 2517 | 3391 | Tue15:00 | 11179 | 18457 | 11051 | 10051 | 1.4832 | 0.2517 | 1.1051 | 0.7923 | 0 | 14832 | 2517 | 11051 | 7923 | 0
Tue16:00 | 14211 | 25816 | 14722 | 14686 | Tue16:00 | 2418 | 3519 | 2500 | 3352 | Tue16:00 | 11322 | 18699 | 11006 | 9996 | 1.4722 | 0.25 | 1.1006 | 0.7914 | 0 | 14722 | 2500 | 11006 | 7914 | 0
Tue17:00 | 14273 | 26070 | 14747 | 14727 | Tue17:00 | 2433 | 3496 | 2484 | 3344 | Tue17:00 | 11594 | 18643 | 10942 | 9979 | 1.4747 | 0.2484 | 1.0942 | 0.7898 | 0 | 14747 | 2484 | 10942 | 7898 | 0
Tue18:00 | 14196 | 25966 | 14957 | 15043 | Tue18:00 | 2405 | 3364 | 2520 | 3383 | Tue18:00 | 11446 | 18258 | 10961 | 9986 | 1.4957 | 0.252 | 1.0961 | 0.7953 | 0 | 14957 | 2520 | 10961 | 7953 | 0
Tue19:00 | 14015 | 25507 | 15629 | 16004 | Tue19:00 | 2383 | 3263 | 2583 | 3458 | Tue19:00 | 11307 | 17604 | 11203 | 10518 | 1.5629 | 0.2583 | 1.1203 | 0.8146 | 0 | 15629 | 2583 | 11203 | 8146 | 0
Tue20:00 | 13994 | 24424 | 16184 | 16632 | Tue20:00 | 2346 | 3126 | 2710 | 3604 | Tue20:00 | 11331 | 16933 | 11336 | 11023 | 1.6184 | 0.271 | 1.1336 | 0.8713 | 0 | 16184 | 2710 | 11336 | 8713 | 0
Tue21:00 | 14472 | 23384 | 15829 | 16536 | Tue21:00 | 2396 | 3016 | 2698 | 3604 | Tue21:00 | 11939 | 16530 | 11033 | 10998 | 1.5829 | 0.2698 | 1.1033 | 0.8612 | 0 | 15829 | 2698 | 11033 | 8612 | 0
Tue22:00 | 13984 | 22518 | 15302 | 16518 | Tue22:00 | 2368 | 2970 | 2649 | 3600 | Tue22:00 | 11786 | 15941 | 10734 | 10960 | 1.5302 | 0.2649 | 1.0734 | 0.8389 | 0 | 15302 | 2649 | 10734 | 8389 | 0
Tue23:00 | 12629 | 20454 | 14312 | 16249 | Tue23:00 | 2224 | 2795 | 2554 | 3575 | Tue23:00 | 11023 | 14726 | 10073 | 10761 | 1.4312 | 0.2554 | 1.0073 | 0.7884 | 0 | 14312 | 2554 | 10073 | 7884 | 0
Tue24:00 | 11132 | 18081 | 13001 | 15540 | Tue24:00 | 2042 | 2566 | 2418 | 3497 | Tue24:00 | 10254 | 13516 | 9513 | 10357 | 1.3001 | 0.2418 | 0.9513 | 0.7188 | 0 | 13001 | 2418 | 9513 | 7188 | 0
Wed1:00 | 10377 | 16233 | 11863 | 14662 | Wed1:00 | 1871 | 2480 | 2283 | 3403 | Wed1:00 | 9730 | 12435 | 8953 | 9788
Wed2:00 | 9838 | 15069 | 11132 | 13959 | Wed2:00 | 1811 | 2360 | 2163 | 3320 | Wed2:00 | 9412 | 11746 | 8464 | 9298
Wed3:00 | 9550 | 14347 | 10731 | 13597 | Wed3:00 | 1794 | 2277 | 2139 | 3267 | Wed3:00 | 9194 | 11242 | 8193 | 9033
Wed4:00 | 9554 | 13855 | 10565 | 13403 | Wed4:00 | 1781 | 2229 | 2147 | 3244 | Wed4:00 | 9062 | 10989 | 8090 | 8912
Wed5:00 | 9643 | 13694 | 10586 | 13429 | Wed5:00 | 1798 | 2199 | 2168 | 3240 | Wed5:00 | 9168 | 11059 | 8016 | 8928
Wed6:00 | 10663 | 14315 | 10797 | 13753 | Wed6:00 | 1879 | 2231 | 2203 | 3263 | Wed6:00 | 9586 | 11432 | 8110 | 9136
Wed7:00 | 12753 | 15310 | 11950 | 14517 | Wed7:00 | 2085 | 2304 | 2343 | 3359 | Wed7:00 | 10443 | 11849 | 8608 | 9596
Wed8:00 | 13969 | 16318 | 14001 | 15520 | Wed8:00 | 2244 | 2407 | 2628 | 3487 | Wed8:00 | 10490 | 12391 | 9493 | 10184
Wed9:00 | 14320 | 17683 | 14601 | 16200 | Wed9:00 | 2288 | 2566 | 2743 | 3586 | Wed9:00 | 10379 | 13156 | 9830 | 10440
Wed10:00 | 14669 | 19246 | 14618 | 16448 | Wed10:00 | 2339 | 2734 | 2700 | 3575 | Wed10:00 | 10749 | 14021 | 9901 | 10602
Wed11:00 | 15043 | 21045 | 14705 | 16445 | Wed11:00 | 2383 | 2852 | 2655 | 3528 | Wed11:00 | 11071 | 15055 | 10093 | 10672
Wed12:00 | 15188 | 22801 | 14825 | 16092 | Wed12:00 | 2418 | 3020 | 2598 | 3462 | Wed12:00 | 11389 | 16096 | 10268 | 10743
Wed13:00 | 15195 | 24399 | 14767 | 15445 | Wed13:00 | 2455 | 3181 | 2544 | 3369 | Wed13:00 | 11613 | 16975 | 10327 | 10650
Wed14:00 | 15259 | 25926 | 14592 | 14688 | Wed14:00 | 2487 | 3354 | 2462 | 3253 | Wed14:00 | 11767 | 17738 | 10337 | 10348
Wed15:00 | 15048 | 27032 | 14548 | 14089 | Wed15:00 | 2508 | 3482 | 2409 | 3172 | Wed15:00 | 11921 | 18154 | 10347 | 10076
Wed16:00 | 15008 | 27692 | 14470 | 13560 | Wed16:00 | 2519 | 3576 | 2367 | 3104 | Wed16:00 | 12085 | 18355 | 10412 | 9802
Wed17:00 | 15058 | 27773 | 14477 | 13245 | Wed17:00 | 2530 | 3606 | 2340 | 3071 | Wed17:00 | 12272 | 18141 | 10435 | 9601
Wed18:00 | 15006 | 27719 | 14793 | 13276 | Wed18:00 | 2474 | 3551 | 2338 | 3074 | Wed18:00 | 12342 | 17791 | 10595 | 9589
Wed19:00 | 14971 | 27392 | 15529 | 14225 | Wed19:00 | 2425 | 3495 | 2371 | 3142 | Wed19:00 | 12245 | 17349 | 10756 | 10126
Wed20:00 | 14843 | 26276 | 16442 | 15010 | Wed20:00 | 2368 | 3366 | 2534 | 3306 | Wed20:00 | 12345 | 16783 | 11073 | 10545
Wed21:00 | 15155 | 24986 | 16247 | 14979 | Wed21:00 | 2395 | 3231 | 2547 | 3339 | Wed21:00 | 12926 | 16367 | 10903 | 10435
Wed22:00 | 14423 | 24273 | 15809 | 15044 | Wed22:00 | 2354 | 3183 | 2530 | 3366 | Wed22:00 | 12587 | 15864 | 10754 | 10359
Wed23:00 | 13001 | 22206 | 15075 | 15062 | Wed23:00 | 2201 | 2992 | 2469 | 3380 | Wed23:00 | 11853 | 14775 | 10276 | 10262
Wed24:00 | 11357 | 19824 | 13804 | 14848 | Wed24:00 | 2014 | 2738 | 2342 | 3356 | Wed24:00 | 11046 | 13580 | 9566 | 10104
South |  |  |  |  | Panhandle
| Spring | Summer | Fall | Winter |  | Spring | Summer | Fall | Winter
Sat1:00 | 7442 | 10774 | 6613 | 7259 | Sat1:00 | 0 | 0 | 0 | 0
Sat2:00 | 6815 | 9961 | 6264 | 6782 | Sat2:00 | 0 | 0 | 0 | 0
Sat3:00 | 6440 | 9413 | 6008 | 6412 | Sat3:00 | 0 | 0 | 0 | 0
Sat4:00 | 6174 | 9039 | 5861 | 6183 | Sat4:00 | 0 | 0 | 0 | 0
Sat5:00 | 6054 | 8797 | 5828 | 6043 | Sat5:00 | 0 | 0 | 0 | 0
Sat6:00 | 6088 | 8649 | 5897 | 6025 | Sat6:00 | 0 | 0 | 0 | 0
Sat7:00 | 6290 | 8571 | 6151 | 6150 | Sat7:00 | 0 | 0 | 0 | 0
Sat8:00 | 6443 | 8671 | 6547 | 6415 | Sat8:00 | 0 | 0 | 0 | 0
Sat9:00 | 7055 | 9437 | 6859 | 6675 | Sat9:00 | 0 | 0 | 0 | 0
Sat10:00 | 7666 | 10394 | 7185 | 7049 | Sat10:00 | 0 | 0 | 0 | 0
Sat11:00 | 8232 | 11328 | 7337 | 7635 | Sat11:00 | 0 | 0 | 0 | 0
Sat12:00 | 8753 | 12187 | 7420 | 8112 | Sat12:00 | 0 | 0 | 0 | 0
Sat13:00 | 9184 | 12978 | 7444 | 8431 | Sat13:00 | 0 | 0 | 0 | 0
Sat14:00 | 9648 | 13634 | 7491 | 8612 | Sat14:00 | 0 | 0 | 0 | 0
Sat15:00 | 10144 | 14146 | 7550 | 8674 | Sat15:00 | 0 | 0 | 0 | 0
Sat16:00 | 10693 | 14567 | 7681 | 8678 | Sat16:00 | 0 | 0 | 0 | 0
Sat17:00 | 11116 | 14803 | 7787 | 8711 | Sat17:00 | 0 | 0 | 0 | 0
Sat18:00 | 11237 | 14850 | 7833 | 8869 | Sat18:00 | 0 | 0 | 0 | 0
Sat19:00 | 11051 | 14535 | 7878 | 9356 | Sat19:00 | 0 | 0 | 0 | 0
Sat20:00 | 10528 | 13953 | 8311 | 9903 | Sat20:00 | 0 | 0 | 0 | 0
Sat21:00 | 10351 | 13398 | 8103 | 9896 | Sat21:00 | 0 | 0 | 0 | 0
Sat22:00 | 9973 | 13147 | 7812 | 9758 | Sat22:00 | 0 | 0 | 0 | 0
Sat23:00 | 9265 | 12291 | 7449 | 9558 | Sat23:00 | 0 | 0 | 0 | 0
Sat24:00 | 8363 | 11261 | 7013 | 9187 | Sat24:00 | 0 | 0 | 0 | 0
Sun1:00 | 7467 | 10278 | 6505 | 8773 | Sun1:00 | 0 | 0 | 0 | 0
Sun2:00 | 6909 | 9486 | 6082 | 8437 | Sun2:00 | 0 | 0 | 0 | 0
Sun3:00 | 6514 | 8870 | 5747 | 8220 | Sun3:00 | 0 | 0 | 0 | 0
Sun4:00 | 6251 | 8443 | 5650 | 8143 | Sun4:00 | 0 | 0 | 0 | 0
Sun5:00 | 6082 | 8155 | 5555 | 8163 | Sun5:00 | 0 | 0 | 0 | 0
Sun6:00 | 6082 | 8062 | 5585 | 8378 | Sun6:00 | 0 | 0 | 0 | 0
Sun7:00 | 6198 | 8010 | 5735 | 8737 | Sun7:00 | 0 | 0 | 0 | 0
Sun8:00 | 6248 | 8122 | 5934 | 9174 | Sun8:00 | 0 | 0 | 0 | 0
Sun9:00 | 6812 | 8817 | 6146 | 9593 | Sun9:00 | 0 | 0 | 0 | 0
Sun10:00 | 7420 | 9755 | 6584 | 10127 | Sun10:00 | 0 | 0 | 0 | 0
Sun11:00 | 8026 | 10740 | 6850 | 10641 | Sun11:00 | 0 | 0 | 0 | 0
Sun12:00 | 8617 | 11617 | 7068 | 10854 | Sun12:00 | 0 | 0 | 0 | 0
Sun13:00 | 9164 | 12388 | 7294 | 10800 | Sun13:00 | 0 | 0 | 0 | 0
Sun14:00 | 9704 | 13042 | 7551 | 10603 | Sun14:00 | 0 | 0 | 0 | 0
Sun15:00 | 10139 | 13611 | 7803 | 10335 | Sun15:00 | 0 | 0 | 0 | 0
Sun16:00 | 10484 | 14064 | 8028 | 10003 | Sun16:00 | 0 | 0 | 0 | 0
Sun17:00 | 10657 | 14379 | 8180 | 9695 | Sun17:00 | 0 | 0 | 0 | 0
Sun18:00 | 10746 | 14441 | 8207 | 9513 | Sun18:00 | 0 | 0 | 0 | 0
Sun19:00 | 10538 | 14266 | 8390 | 9904 | Sun19:00 | 0 | 0 | 0 | 0
Sun20:00 | 10119 | 13810 | 8948 | 10912 | Sun20:00 | 0 | 0 | 0 | 0
Sun21:00 | 10273 | 13373 | 8731 | 11178 | Sun21:00 | 0 | 0 | 0 | 0
Sun22:00 | 10051 | 13145 | 8397 | 11254 | Sun22:00 | 0 | 0 | 0 | 0
Sun23:00 | 9198 | 12242 | 7947 | 11196 | Sun23:00 | 0 | 0 | 0 | 0
Sun24:00 | 8148 | 11115 | 7262 | 10858 | Sun24:00 | 0 | 0 | 0 | 0
Mon1:00 | 6154 | 9518 | 8454 | 7713 | Mon1:00 | 0 | 0 | 0 | 0
Mon2:00 | 5878 | 8890 | 7642 | 7163 | Mon2:00 | 0 | 0 | 0 | 0
Mon3:00 | 5690 | 8508 | 7229 | 6826 | Mon3:00 | 0 | 0 | 0 | 0
Mon4:00 | 5599 | 8295 | 6964 | 6635 | Mon4:00 | 0 | 0 | 0 | 0
Mon5:00 | 5673 | 8287 | 6868 | 6584 | Mon5:00 | 0 | 0 | 0 | 0
Mon6:00 | 6066 | 8625 | 6930 | 6713 | Mon6:00 | 0 | 0 | 0 | 0
Mon7:00 | 6930 | 9255 | 7411 | 7154 | Mon7:00 | 0 | 0 | 0 | 0
Mon8:00 | 7305 | 9631 | 8424 | 7777 | Mon8:00 | 0 | 0 | 0 | 0
Mon9:00 | 7502 | 10124 | 8670 | 8107 | Mon9:00 | 0 | 0 | 0 | 0
Mon10:00 | 7810 | 10663 | 8779 | 8197 | Mon10:00 | 0 | 0 | 0 | 0
Mon11:00 | 8200 | 11237 | 9040 | 8337 | Mon11:00 | 0 | 0 | 0 | 0
Mon12:00 | 8471 | 11812 | 9310 | 8357 | Mon12:00 | 0 | 0 | 0 | 0
Mon13:00 | 8632 | 12366 | 9517 | 8297 | Mon13:00 | 0 | 0 | 0 | 0
Mon14:00 | 8815 | 12922 | 9656 | 8254 | Mon14:00 | 0 | 0 | 0 | 0
Mon15:00 | 9074 | 13458 | 9747 | 8268 | Mon15:00 | 0 | 0 | 0 | 0
Mon16:00 | 9320 | 13861 | 9816 | 8244 | Mon16:00 | 0 | 0 | 0 | 0
Mon17:00 | 9519 | 14102 | 9812 | 8281 | Mon17:00 | 0 | 0 | 0 | 0
Mon18:00 | 9504 | 14194 | 9832 | 8312 | Mon18:00 | 0 | 0 | 0 | 0
Mon19:00 | 9299 | 14014 | 9923 | 8628 | Mon19:00 | 0 | 0 | 0 | 0
Mon20:00 | 9160 | 13537 | 10464 | 9232 | Mon20:00 | 0 | 0 | 0 | 0
Mon21:00 | 9491 | 13237 | 10307 | 9153 | Mon21:00 | 0 | 0 | 0 | 0
Mon22:00 | 9232 | 13041 | 9871 | 8995 | Mon22:00 | 0 | 0 | 0 | 0
Mon23:00 | 8451 | 12019 | 9146 | 8712 | Mon23:00 | 0 | 0 | 0 | 0
Mon24:00 | 7419 | 10775 | 8235 | 8189 | Mon24:00 | 0 | 0 | 0 | 0
Tue1:00 | 6789 | 9789 | 7369 | 7541 | Tue1:00 | 0 | 0 | 0 | 0
Tue2:00 | 6330 | 9143 | 6541 | 6947 | Tue2:00 | 0 | 0 | 0 | 0
Tue3:00 | 6101 | 8674 | 6238 | 6603 | Tue3:00 | 0 | 0 | 0 | 0
Tue4:00 | 5974 | 8408 | 6007 | 6443 | Tue4:00 | 0 | 0 | 0 | 0
Tue5:00 | 6013 | 8328 | 5884 | 6416 | Tue5:00 | 0 | 0 | 0 | 0
Tue6:00 | 6451 | 8629 | 5899 | 6527 | Tue6:00 | 0 | 0 | 0 | 0
Tue7:00 | 7511 | 9213 | 6359 | 6985 | Tue7:00 | 0 | 0 | 0 | 0
Tue8:00 | 8059 | 9575 | 7376 | 7658 | Tue8:00 | 0 | 0 | 0 | 0
Tue9:00 | 8082 | 10128 | 7604 | 8102 | Tue9:00 | 0 | 0 | 0 | 0
Tue10:00 | 8275 | 10877 | 7638 | 8336 | Tue10:00 | 0 | 0 | 0 | 0
Tue11:00 | 8492 | 11740 | 7775 | 8556 | Tue11:00 | 0 | 0 | 0 | 0
Tue12:00 | 8640 | 12619 | 7885 | 8761 | Tue12:00 | 0 | 0 | 0 | 0
Tue13:00 | 8728 | 13417 | 7940 | 8803 | Tue13:00 | 0 | 0 | 0 | 0
Tue14:00 | 8780 | 14195 | 7946 | 8711 | Tue14:00 | 0 | 0 | 0 | 0
Tue15:00 | 8794 | 14804 | 7923 | 8664 | Tue15:00 | 0 | 0 | 0 | 0
Tue16:00 | 8803 | 15217 | 7914 | 8673 | Tue16:00 | 0 | 0 | 0 | 0
Tue17:00 | 8864 | 15403 | 7898 | 8713 | Tue17:00 | 0 | 0 | 0 | 0
Tue18:00 | 8830 | 15340 | 7953 | 8736 | Tue18:00 | 0 | 0 | 0 | 0
Tue19:00 | 8830 | 15041 | 8146 | 9231 | Tue19:00 | 0 | 0 | 0 | 0
Tue20:00 | 8806 | 14422 | 8713 | 10012 | Tue20:00 | 0 | 0 | 0 | 0
Tue21:00 | 9197 | 13968 | 8612 | 10101 | Tue21:00 | 0 | 0 | 0 | 0
Tue22:00 | 8976 | 13557 | 8389 | 10057 | Tue22:00 | 0 | 0 | 0 | 0
Tue23:00 | 8271 | 12402 | 7884 | 9935 | Tue23:00 | 0 | 0 | 0 | 0
Tue24:00 | 7383 | 11277 | 7188 | 9583 | Tue24:00 | 0 | 0 | 0 | 0
Wed1:00 | 6661 | 10132 | 6551 | 9072 | Wed1:00 | 0 | 0 | 0 | 0
Wed2:00 | 6323 | 9440 | 6178 | 8593 | Wed2:00 | 0 | 0 | 0 | 0
Wed3:00 | 6168 | 8922 | 5914 | 8325 | Wed3:00 | 0 | 0 | 0 | 0
Wed4:00 | 6079 | 8586 | 5789 | 8188 | Wed4:00 | 0 | 0 | 0 | 0
Wed5:00 | 6171 | 8424 | 5756 | 8189 | Wed5:00 | 0 | 0 | 0 | 0
Wed6:00 | 6662 | 8557 | 5882 | 8406 | Wed6:00 | 0 | 0 | 0 | 0
Wed7:00 | 7800 | 9059 | 6463 | 8953 | Wed7:00 | 0 | 0 | 0 | 0
Wed8:00 | 8310 | 9414 | 7634 | 9693 | Wed8:00 | 0 | 0 | 0 | 0
Wed9:00 | 8393 | 10053 | 7890 | 10128 | Wed9:00 | 0 | 0 | 0 | 0
Wed10:00 | 8641 | 10878 | 7837 | 10180 | Wed10:00 | 0 | 0 | 0 | 0
Wed11:00 | 8887 | 11848 | 7859 | 10106 | Wed11:00 | 0 | 0 | 0 | 0
Wed12:00 | 9077 | 12842 | 7854 | 9833 | Wed12:00 | 0 | 0 | 0 | 0
Wed13:00 | 9191 | 13720 | 7826 | 9403 | Wed13:00 | 0 | 0 | 0 | 0
Wed14:00 | 9320 | 14485 | 7695 | 8938 | Wed14:00 | 0 | 0 | 0 | 0
Wed15:00 | 9363 | 15044 | 7639 | 8574 | Wed15:00 | 0 | 0 | 0 | 0
Wed16:00 | 9468 | 15396 | 7588 | 8302 | Wed16:00 | 0 | 0 | 0 | 0
Wed17:00 | 9596 | 15539 | 7583 | 8135 | Wed17:00 | 0 | 0 | 0 | 0
Wed18:00 | 9639 | 15481 | 7591 | 8152 | Wed18:00 | 0 | 0 | 0 | 0
Wed19:00 | 9616 | 15203 | 7845 | 8541 | Wed19:00 | 0 | 0 | 0 | 0
Wed20:00 | 9555 | 14636 | 8608 | 9213 | Wed20:00 | 0 | 0 | 0 | 0
Wed21:00 | 9966 | 14055 | 8613 | 9182 | Wed21:00 | 0 | 0 | 0 | 0
Wed22:00 | 9812 | 13692 | 8512 | 9176 | Wed22:00 | 0 | 0 | 0 | 0
Wed23:00 | 9075 | 12558 | 8115 | 9208 | Wed23:00 | 0 | 0 | 0 | 0
Wed24:00 | 8093 | 11231 | 7447 | 9181 | Wed24:00 | 0 | 0 | 0 | 0

## LoadData_hour_11daysyear
06/30/2016 - modified load data to match with chronological model for April, July, October, January
Month | Season | Hour | Northeast | West | Coastal | South | Panhandle | ERCOT total | ERCOT total
Jan | Winter | 1:00 | 13580.9326 | 2833.5897 | 8512.6639 | 7733.2715 | 0 | 32660.4577 |  | Spring | Summer | Fall | Winter
|  | 2:00 | 13362.3111 | 2817.5897 | 8321.6639 | 7541.1833 | 0 | 32042.748 | 1:00 | 28762.4557 | 39269.3844 | 28630.3234 | 32660.4577
|  | 3:00 | 13246.4001 | 2814.5897 | 8248.6639 | 7446.5133 | 0 | 31756.167 | 2:00 | 27953.8081 | 37605.7689 | 27920.8833 | 32042.748
|  | 4:00 | 13208.4494 | 2826.5897 | 8269.6639 | 7458.6252 | 0 | 31763.3282 | 3:00 | 27163.5147 | 36357.6173 | 27607.7738 | 31756.167
|  | 5:00 | 13494.5502 | 2844.5897 | 8435.6639 | 7619.088 | 0 | 32393.8919 | 4:00 | 26319.8458 | 35806.1588 | 27938.9796 | 31763.3282
|  | 6:00 | 14525.133 | 2945.5897 | 9012.6639 | 8254.6974 | 0 | 34738.084 | 5:00 | 27327.1734 | 36133.7284 | 29552.3255 | 32393.8919
|  | 7:00 | 16197.484 | 3167.5897 | 9890.6639 | 9174.1434 | 0 | 38429.881 | 6:00 | 29810.6303 | 36686.237 | 32596.1907 | 34738.084
|  | 8:00 | 16859.8061 | 3258.5897 | 10054.6639 | 9476.6227 | 0 | 39649.6824 | 7:00 | 31738.4468 | 37341.5569 | 34097.1525 | 38429.881
|  | 9:00 | 16265.0889 | 3208.5897 | 9932.6639 | 9294.231 | 0 | 38700.5735 | 8:00 | 32424.2268 | 39720.1709 | 34138.4652 | 39649.6824
|  | 10:00 | 16028.9928 | 3158.5897 | 10127.6639 | 9208.985 | 0 | 38524.2314 | 9:00 | 33459.2081 | 43040.0578 | 35234.772 | 38700.5735
|  | 11:00 | 15773.3558 | 3113.5897 | 10249.6639 | 9051.2888 | 0 | 38187.8982 | 10:00 | 34470.8318 | 46534.1371 | 36579.852 | 38524.2314
|  | 12:00 | 15533.9863 | 3039.5897 | 10232.6639 | 8859.3423 | 0 | 37665.5822 | 11:00 | 35327.4428 | 49649.8693 | 37777.3433 | 38187.8982
|  | 13:00 | 15237.4425 | 2966.5897 | 10215.6639 | 8659.971 | 0 | 37079.6671 | 12:00 | 36141.9363 | 52471.0532 | 38619.7908 | 37665.5822
|  | 14:00 | 14951.7202 | 2934.5897 | 10253.6639 | 8438.0304 | 0 | 36578.0042 | 13:00 | 36980.6883 | 54935.7906 | 39701.4677 | 37079.6671
|  | 15:00 | 14548.0984 | 2874.5897 | 10284.6639 | 8371.3119 | 0 | 36078.6639 | 14:00 | 37843.2688 | 56775.1777 | 40737.1724 | 36578.0042
|  | 16:00 | 14241.0936 | 2860.5897 | 10291.6639 | 8278.084 | 0 | 35671.4312 | 15:00 | 38630.4401 | 57994.6938 | 41669.1914 | 36078.6639
|  | 17:00 | 14156.0636 | 2886.5897 | 10271.6639 | 8418.0855 | 0 | 35732.4027 | 16:00 | 39149.2419 | 58529.417 | 42375.4602 | 35671.4312
|  | 18:00 | 14565.0441 | 2914.5897 | 10369.6639 | 8706.2578 | 0 | 36555.5555 | 17:00 | 39034.235 | 58077.4861 | 42071.468 | 35732.4027
|  | 19:00 | 15607.9155 | 3041.5897 | 10752.6639 | 9350.2252 | 0 | 38752.3944 | 18:00 | 38443.5334 | 56610.9711 | 41170.9914 | 36555.5555
|  | 20:00 | 15691.9738 | 3073.5897 | 10693.6639 | 9402.2522 | 0 | 38861.4796 | 19:00 | 37551.7035 | 54496.3131 | 41838.058 | 38752.3944
|  | 21:00 | 15577.4498 | 3053.5897 | 10450.6639 | 9313.1133 | 0 | 38394.8167 | 20:00 | 38504.7718 | 52587.7576 | 40973.6528 | 38861.4796
|  | 22:00 | 15185.4372 | 3005.5897 | 10005.6639 | 9006.8632 | 0 | 37203.554 | 21:00 | 37677.0405 | 51179.1729 | 39019.632 | 38394.8167
|  | 23:00 | 14387.4182 | 2896.5897 | 9400.6639 | 8509.3769 | 0 | 35194.0487 | 22:00 | 35325.8832 | 48092.9151 | 36136.3927 | 37203.554
|  | 24:00 | 13536.6004 | 2776.5897 | 8788.6639 | 7970.9723 | 0 | 33072.8264 | 23:00 | 32651.1124 | 44733.7486 | 33026.7678 | 35194.0487
Feb |  | 25:00 | 12579.9356 | 2766.5945 | 8829.6639 | 7185.9909 | 0 | 31362.1849 | 24:00 | 30081.0526 | 41611.5848 | 30822.4718 | 33072.8264
|  | 26:00 | 12387.5431 | 2730.0774 | 8648.6639 | 6964.4666 | 0 | 30730.751
|  | 27:00 | 12251.4248 | 2713.6438 | 8494.6639 | 6868.555 | 0 | 30328.2875
|  | 28:00 | 12223.958 | 2719.3517 | 8418.6639 | 6855.4604 | 0 | 30217.4341 | Northeast | [11 empty] | West | [11 empty] | Coastal | [11 empty] | 10000 | *
|  | 29:00 | 12499.9777 | 2760.0204 | 8519.6639 | 7015.6154 | 0 | 30795.2774 |  | 1 | 2 | 3 | 4 | 5 | 6 | 7 | 8 | 9 | 10 | 11 |  | 1 | 2 | 3 | 4 | 5 | 6 | 7 | 8 | 9 | 10 | 11 |  | 1 | 2 | 3 | 4 | 5 | 6 | 7 | 8 | 9 | 10 | 11 | [11 empty] | 1 | 2 | 3 | 4 | 5 | 6 | 7 | 8 | 9 | 10 | 11
|  | 30:00 | 13576.7105 | 2866.5811 | 9024.6639 | 7622.8965 | 0 | 33090.8521 | 1:00 | 12602 | 15014 | 10685 | 16929 | 11119 | 10109 | 15364 | 14543 | 17035 | 10114 | 10650 | 1:00 | 2271 | 2315 | 2055.8 | 2248.8 | 2130 | 2207.8 | 2315.6 | 2452.5 | 2139.1 | 1969.5 | 2070.4 | 1:00 | 8260 | 10627 | 7988 | 11629 | 8170 | 9019 | 11217 | 9635 | 11424 | 7847 | 8535 | 0.6969 | 0.8754 | 0.6294 | 1.0095 | 0.6695 | 0.6516 | 0.845 | 0.8742 | 0.9464 | 0.6356 | 0.6524 | 6969 | 8754 | 6294 | 10095 | 6695 | 6516 | 8450 | 8742 | 9464 | 6356 | 6524
|  | 31:00 | 15410.1696 | 3043.0841 | 9717.6639 | 8736.7255 | 0 | 36907.6432 | 2:00 | 12377 | 14429 | 10299 | 16067 | 10799 | 9666 | 14372 | 14129 | 16081 | 9904 | 10207 | 2:00 | 2258.6 | 2260.9 | 2011.5 | 2163.4 | 2071.6 | 2241.8 | 2222.1 | 2440.8 | 2068.9 | 1942.5 | 2018.9 | 2:00 | 8078 | 10224 | 7848 | 11141 | 8041 | 8752 | 10637 | 9343 | 11023 | 7685 | 8353 | 0.6814 | 0.8434 | 0.6045 | 0.9524 | 0.6663 | 0.6168 | 0.7883 | 0.8416 | 0.8949 | 0.6112 | 0.6162 | 6814 | 8434 | 6045 | 9524 | 6663 | 6168 | 7883 | 8416 | 8949 | 6112 | 6162
|  | 32:00 | 16027.7351 | 3142.8208 | 9968.6639 | 9081.4867 | 0 | 38220.7065 | 3:00 | 12405 | 14151 | 10047 | 15438 | 10737 | 9413 | 13602 | 13916 | 15459 | 9847 | 10264 | 3:00 | 2264 | 2230.2 | 1999.4 | 2127.1 | 2079.6 | 2202.1 | 2149.3 | 2430.3 | 2022.1 | 1920.2 | 1964 | 3:00 | 7988 | 10029 | 7744 | 10849 | 7970 | 8665 | 10278 | 9232 | 10802 | 7599 | 8091 | 0.6818 | 0.8251 | 0.5896 | 0.91 | 0.6697 | 0.604 | 0.7543 | 0.8227 | 0.8612 | 0.6016 | 0.5957 | 6818 | 8251 | 5896 | 9100 | 6697 | 6040 | 7543 | 8227 | 8612 | 6016 | 5957
|  | 33:00 | 15660.5274 | 3094.9736 | 10003.6639 | 8830.0678 | 0 | 37589.2328 | 4:00 | 12549 | 14348 | 10007 | 15120 | 10724 | 9569 | 13254 | 13940 | 15278 | 10074 | 10310 | 4:00 | 2296.8 | 2221 | 2004.7 | 2057.3 | 2085.3 | 2107 | 2118.9 | 2409.2 | 1983.5 | 1932.2 | 1915.9 | 4:00 | 8025 | 10100 | 7743 | 10644 | 8014 | 8656 | 10049 | 9236 | 10872 | 7724 | 8092 | 0.6888 | 0.8303 | 0.5882 | 0.8809 | 0.6678 | 0.5952 | 0.7329 | 0.8156 | 0.8465 | 0.605 | 0.5915 | 6888 | 8303 | 5882 | 8809 | 6678 | 5952 | 7329 | 8156 | 8465 | 6050 | 5915
|  | 34:00 | 15485.3934 | 3075.4593 | 10097.6639 | 8873.6842 | 0 | 37532.2008 | 5:00 | 12983 | 15066 | 10388 | 15064 | 11082 | 9915 | 13118 | 14107 | 15692 | 10858 | 10646 | 5:00 | 2339.1 | 2271.8 | 2022.3 | 2039.8 | 2089.9 | 2074.2 | 2115.3 | 2408.1 | 2022.1 | 2018.7 | 1898.8 | 5:00 | 8308 | 10676 | 7929 | 10640 | 8188 | 8832 | 10112 | 9308 | 11321 | 8305 | 8259 | 0.7193 | 0.8754 | 0.6062 | 0.8789 | 0.6821 | 0.6069 | 0.7293 | 0.8203 | 0.8719 | 0.6487 | 0.6063 | 7193 | 8754 | 6062 | 8789 | 6821 | 6069 | 7293 | 8203 | 8719 | 6487 | 6063
|  | 35:00 | 15298.6913 | 3051.6236 | 10103.6639 | 8854.307 | 0 | 37308.2858 | 6:00 | 14246 | 16564 | 11421 | 15150 | 12258 | 10849 | 13818 | 14454 | 16655 | 12569 | 11903 | 6:00 | 2458.9 | 2432.4 | 2120.7 | 2072.9 | 2165.4 | 2207.8 | 2173.6 | 2433.8 | 2147.3 | 2188.2 | 1964 | 6:00 | 9057 | 11558 | 8550 | 10646 | 8711 | 9335 | 10644 | 9534 | 11898 | 9189 | 8827 | 0.7995 | 0.9734 | 0.6638 | 0.8852 | 0.7423 | 0.6569 | 0.7709 | 0.841 | 0.9225 | 0.7435 | 0.6623 | 7995 | 9734 | 6638 | 8852 | 7423 | 6569 | 7709 | 8410 | 9225 | 7435 | 6623
|  | 36:00 | 14986.7055 | 3005.4652 | 10057.6639 | 8742.7514 | 0 | 36792.5861 | 7:00 | 16265 | 17307 | 13277 | 15440 | 14220 | 12592 | 15444 | 15107 | 17198 | 13473 | 14020 | 7:00 | 2658.6 | 2504.4 | 2291.5 | 2136.1 | 2372.6 | 2598.4 | 2333.8 | 2540.2 | 2217.4 | 2259.3 | 2126.5 | 7:00 | 10104 | 11677 | 9350 | 10848 | 9568 | 10287 | 11415 | 9877 | 12149 | 9219 | 9617 | 0.9277 | 1.0021 | 0.7735 | 0.8954 | 0.8542 | 0.7648 | 0.8683 | 0.8738 | 0.9506 | 0.7762 | 0.787 | 9277 | 10021 | 7735 | 8954 | 8542 | 7648 | 8683 | 8738 | 9506 | 7762 | 7870
|  | 37:00 | 14688.7934 | 2956.2789 | 10012.6639 | 8667.8291 | 0 | 36325.5653 | 8:00 | 16702 | 17727 | 13830 | 16905 | 14569 | 13300 | 16337 | 15874 | 18445 | 13345 | 15061 | 8:00 | 2691.6 | 2514.9 | 2330.1 | 2262.6 | 2432.1 | 2787.5 | 2434.6 | 2611.6 | 2333.2 | 2244.6 | 2287.9 | 8:00 | 10171 | 11956 | 9425 | 11780 | 9717 | 10583 | 11740 | 9991 | 12818 | 9294 | 9815 | 0.948 | 1.0149 | 0.7866 | 0.9713 | 0.8825 | 0.81 | 0.9176 | 0.9098 | 1.0134 | 0.7729 | 0.8344 | 9480 | 10149 | 7866 | 9713 | 8825 | 8100 | 9176 | 9098 | 10134 | 7729 | 8344
|  | 38:00 | 14385.9809 | 2919.6402 | 10000.6639 | 8539.3347 | 0 | 35845.6197 | 9:00 | 16022 | 18430 | 13770 | 18824 | 14345 | 13323 | 17165 | 16420 | 20132 | 13578 | 14729 | 9:00 | 2599.1 | 2593.1 | 2314.2 | 2438.9 | 2404.6 | 2722.9 | 2488 | 2657.2 | 2482.9 | 2277 | 2302.8 | 9:00 | 10131 | 12926 | 9753 | 12959 | 9869 | 10772 | 12363 | 10235 | 13771 | 9606 | 9727 | 0.9052 | 1.0671 | 0.788 | 1.077 | 0.884 | 0.8288 | 0.9381 | 0.9452 | 1.1093 | 0.8023 | 0.8069 | 9052 | 10671 | 7880 | 10770 | 8840 | 8288 | 9381 | 9452 | 11093 | 8023 | 8069
|  | 39:00 | 14128.2745 | 2890.8609 | 9936.6639 | 8388.1532 | 0 | 35343.9525 | 10:00 | 15511 | 19390 | 13893 | 20837 | 14386 | 13713 | 17971 | 16573 | 22363 | 13762 | 14619 | 10:00 | 2491.3 | 2673.8 | 2315.2 | 2651.3 | 2411.5 | 2695.8 | 2559.7 | 2664.2 | 2652.5 | 2301.2 | 2266.2 | 10:00 | 10261 | 13751 | 10155 | 14142 | 10036 | 11074 | 13052 | 10223 | 14755 | 10092 | 9851 | 0.8706 | 1.1402 | 0.8052 | 1.1829 | 0.9042 | 0.8566 | 0.9653 | 0.9571 | 1.2127 | 0.8319 | 0.8109 | 8706 | 11402 | 8052 | 11829 | 9042 | 8566 | 9653 | 9571 | 12127 | 8319 | 8109
|  | 40:00 | 14009.9816 | 2889.2062 | 9960.6639 | 8330.8787 | 0 | 35190.7304 | 11:00 | 15062 | 20258 | 14166 | 22551 | 14497 | 13995 | 18999 | 16136 | 24504 | 14153 | 14501 | 11:00 | 2436.7 | 2766.8 | 2343.3 | 2830.9 | 2416.1 | 2749 | 2686 | 2659.5 | 2813.9 | 2335.6 | 2247.8 | 11:00 | 10311 | 14477 | 10609 | 15165 | 10199 | 11302 | 13809 | 9973 | 15722 | 10395 | 10081 | 0.8687 | 1.2008 | 0.8239 | 1.2729 | 0.9241 | 0.8887 | 1.0427 | 0.9415 | 1.3198 | 0.8618 | 0.8191 | 8687 | 12008 | 8239 | 12729 | 9241 | 8887 | 10427 | 9415 | 13198 | 8618 | 8191
|  | 41:00 | 14104.3078 | 2884.8247 | 10053.6639 | 8485.8821 | 0 | 35528.6785 | 12:00 | 14526 | 21068 | 14229 | 23876 | 14559 | 14198 | 19926 | 15458 | 26058 | 14379 | 14384 | 12:00 | 2379.5 | 2846.8 | 2354 | 2985.5 | 2406.9 | 2673.1 | 2738.2 | 2585.8 | 2965.9 | 2343.6 | 2234.1 | 12:00 | 10242 | 14913 | 10855 | 15974 | 10266 | 11366 | 14519 | 9626 | 16549 | 10558 | 10067 | 0.8494 | 1.2612 | 0.8428 | 1.3479 | 0.9423 | 0.9112 | 1.0962 | 0.9125 | 1.4077 | 0.8896 | 0.8281 | 8494 | 12612 | 8428 | 13479 | 9423 | 9112 | 10962 | 9125 | 14077 | 8896 | 8281
|  | 42:00 | 14484.2526 | 2875.0193 | 10111.6639 | 8853.3691 | 0 | 36324.3049 | 13:00 | 14102 | 21797 | 14320 | 24917 | 14527 | 14515 | 20826 | 14834 | 27532 | 14664 | 14327 | 13:00 | 2332.2 | 2944.8 | 2348.1 | 3167.6 | 2370.3 | 2289.3 | 2790.4 | 2553.1 | 3134.4 | 2386.3 | 2233 | 13:00 | 10106 | 15470 | 10960 | 16549 | 10371 | 11334 | 15157 | 9325 | 17318 | 10918 | 10112 | 0.8368 | 1.3262 | 0.8608 | 1.4066 | 0.9676 | 0.9289 | 1.1479 | 0.8818 | 1.4836 | 0.9179 | 0.8299 | 8368 | 13262 | 8608 | 14066 | 9676 | 9289 | 11479 | 8818 | 14836 | 9179 | 8299
|  | 43:00 | 15078.2131 | 2950.3976 | 10465.6639 | 9395.4106 | 0 | 37889.6852 | 14:00 | 13896 | 22337 | 14478 | 25626 | 14651 | 14563 | 21749 | 14174 | 28434 | 14904 | 14324 | 14:00 | 2304.6 | 3040.5 | 2352 | 3291.3 | 2350.9 | 2304 | 2885.1 | 2509.8 | 3240.8 | 2442.8 | 2255.9 | 14:00 | 10097 | 15952 | 11112 | 16925 | 10645 | 11317 | 15707 | 9114 | 18030 | 11194 | 10160 | 0.838 | 1.392 | 0.8785 | 1.4541 | 0.9945 | 0.9481 | 1.202 | 0.854 | 1.54 | 0.9502 | 0.8428 | 8380 | 13920 | 8785 | 14541 | 9945 | 9481 | 12020 | 8540 | 15400 | 9502 | 8428
|  | 44:00 | 14985.4686 | 3018.0763 | 10459.6639 | 9476.0014 | 0 | 37939.2102 | 15:00 | 13559 | 22510 | 14306 | 26175 | 14768 | 14517 | 22569 | 13771 | 28931 | 15182 | 14904 | 15:00 | 2319.6 | 3110 | 2357.3 | 3361.2 | 2395.5 | 2336.9 | 2983.5 | 2471.2 | 3321.5 | 2507.3 | 2325.7 | 15:00 | 10124 | 16343 | 11230 | 17082 | 10724 | 11205 | 16119 | 9063 | 18501 | 11448 | 11476 | 0.8349 | 1.4264 | 0.8898 | 1.4884 | 1.016 | 0.9584 | 1.249 | 0.8298 | 1.5757 | 0.981 | 0.9541 | 8349 | 14264 | 8898 | 14884 | 10160 | 9584 | 12490 | 8298 | 15757 | 9810 | 9541
|  | 45:00 | 14788.5456 | 3004.73 | 10298.6639 | 9342.5305 | 0 | 37434.47 | 16:00 | 13416 | 22223 | 14136 | 26482 | 14823 | 14344 | 23181 | 13542 | 29038 | 15436 | 14263 | 16:00 | 2290.9 | 3140.3 | 2369.5 | 3420.4 | 2417.2 | 2330.1 | 3067.3 | 2451.3 | 3356.6 | 2571.9 | 2301.6 | 16:00 | 10074 | 16380 | 11252 | 16887 | 10797 | 11154 | 16442 | 9033 | 18606 | 11657 | 10268 | 0.8388 | 1.4285 | 0.8933 | 1.5128 | 1.0312 | 0.9592 | 1.2737 | 0.8267 | 1.5896 | 1.0073 | 0.8548 | 8388 | 14285 | 8933 | 15128 | 10312 | 9592 | 12737 | 8267 | 15896 | 10073 | 8548
|  | 46:00 | 14321.1963 | 2983.8696 | 9962.6639 | 8962.4712 | 0 | 36230.2011 | 17:00 | 13274 | 21364 | 14043 | 26463 | 14783 | 14327 | 23712 | 13717 | 28947 | 15215 | 14185 | 17:00 | 2310.4 | 3065 | 2374.8 | 3429.1 | 2458.4 | 2295 | 3098.8 | 2458.4 | 3314.5 | 2576.5 | 2349.7 | 17:00 | 10096 | 15909 | 11157 | 16422 | 10812 | 11208 | 16646 | 9239 | 18342 | 11538 | 10292 | 0.8355 | 1.3947 | 0.889 | 1.5074 | 1.0289 | 0.9527 | 1.3027 | 0.8356 | 1.573 | 1.0082 | 0.8687 | 8355 | 13947 | 8890 | 15074 | 10289 | 9527 | 13027 | 8356 | 15730 | 10082 | 8687
|  | 47:00 | 13684.9299 | 2905.6742 | 9419.6639 | 8335.6306 | 0 | 34345.8986 | 18:00 | 13813 | 20203 | 14361 | 26066 | 15115 | 15284 | 23782 | 15156 | 28340 | 14847 | 14094 | 18:00 | 2326.7 | 2970.2 | 2370.9 | 3306.1 | 2483.6 | 2327.8 | 3068.5 | 2567.1 | 3232.6 | 2541.6 | 2289 | 18:00 | 10366 | 15153 | 11276 | 15836 | 11077 | 11651 | 16339 | 10099 | 17528 | 11141 | 10184 | 0.8494 | 1.3323 | 0.8979 | 1.4759 | 1.0221 | 0.9712 | 1.2932 | 0.9048 | 1.5375 | 0.9825 | 0.8622 | 8494 | 13323 | 8979 | 14759 | 10221 | 9712 | 12932 | 9048 | 15375 | 9825 | 8622
|  | 24:00 | 12836.9071 | 2800.2656 | 8849.6639 | 7613.4143 | 0 | 32100.251 | 19:00 | 14417 | 19535 | 15004 | 24952 | 15710 | 16096 | 23125 | 16758 | 26973 | 14986 | 14237 | 19:00 | 2451.7 | 2896.8 | 2483.7 | 3223.6 | 2714.8 | 2446.7 | 3000.5 | 2706.3 | 3121.5 | 2532.7 | 2238.7 | 19:00 | 10468 | 14811 | 11542 | 15330 | 11332 | 11805 | 15627 | 10783 | 16701 | 11257 | 10089 | 0.8691 | 1.2848 | 0.9563 | 1.4197 | 1.0661 | 1.0311 | 1.2548 | 1.0039 | 1.4684 | 0.9859 | 0.856 | 8691 | 12848 | 9563 | 14197 | 10661 | 10311 | 12548 | 10039 | 14684 | 9859 | 8560
Mar | Spring | 49:00 | 10881.0328 | 2582.2935 | 8291.4526 | 6720.9931 | 0 | 28475.7721 | 20:00 | 14154 | 19151 | 14762 | 23861 | 15178 | 15765 | 22094 | 17114 | 25854 | 15067 | 15162 | 20:00 | 2433.9 | 2897.8 | 2459.5 | 3092.1 | 2900.2 | 2437.6 | 2892.4 | 2734.4 | 2989.3 | 2556.6 | 2276.5 | 20:00 | 10304 | 14404 | 11345 | 14953 | 11151 | 11671 | 14831 | 10858 | 16323 | 11086 | 10562 | 0.8531 | 1.2719 | 0.948 | 1.3706 | 1.0499 | 1.0149 | 1.1981 | 1.0217 | 1.4294 | 0.9781 | 0.9033 | 8531 | 12719 | 9480 | 13706 | 10499 | 10149 | 11981 | 10217 | 14294 | 9781 | 9033
|  | 50:00 | 10603.0576 | 2550.7435 | 8078.4526 | 6513.9931 | 0 | 27746.2469 | 21:00 | 14038 | 18336 | 14415 | 23087 | 14610 | 15414 | 21511 | 17264 | 25065 | 14166 | 15070 | 21:00 | 2421.2 | 2796.5 | 2428.9 | 2988.5 | 2948.3 | 2386.7 | 2836.5 | 2720.3 | 2898.1 | 2455.7 | 2285.6 | 21:00 | 9984 | 13622 | 11056 | 14595 | 10914 | 11373 | 14571 | 10899 | 15717 | 10308 | 10350 | 0.8334 | 1.2054 | 0.9206 | 1.3483 | 1.0145 | 0.9867 | 1.1808 | 1.0237 | 1.3885 | 0.9161 | 0.8974 | 8334 | 12054 | 9206 | 13483 | 10145 | 9867 | 11808 | 10237 | 13885 | 9161 | 8974
|  | 51:00 | 10511.1405 | 2548.1771 | 7959.4526 | 6407.9931 | 0 | 27426.7633 | 22:00 | 13632 | 17168 | 13715 | 21504 | 13820 | 14789 | 21077 | 16878 | 22891 | 12866 | 14495 | 22:00 | 2361.9 | 2696.3 | 2334.7 | 2727.6 | 2851 | 2291.6 | 2831.7 | 2691.1 | 2716.8 | 2303.8 | 2235.3 | 22:00 | 9759 | 12713 | 10414 | 13833 | 10534 | 10956 | 14115 | 10686 | 14607 | 9423 | 9950 | 0.8011 | 1.1208 | 0.8631 | 1.2599 | 0.9572 | 0.9363 | 1.1656 | 0.9984 | 1.2774 | 0.8314 | 0.8558 | 8011 | 11208 | 8631 | 12599 | 9572 | 9363 | 11656 | 9984 | 12774 | 8314 | 8558
|  | 52:00 | 10566.5529 | 2560.7075 | 7965.4526 | 6374.9931 | 0 | 27467.7061 | 23:00 | 13025 | 15903 | 12553 | 19846 | 12617 | 13344 | 19382 | 16046 | 20449 | 11552 | 13359 | 23:00 | 2302.9 | 2561.1 | 2211.4 | 2527.2 | 2658.7 | 2190.8 | 2671.4 | 2573 | 2484.1 | 2139.2 | 2103.6 | 23:00 | 9218 | 11805 | 9585 | 12923 | 9897 | 10332 | 13120 | 10211 | 13382 | 8618 | 9304 | 0.7595 | 1.0177 | 0.7855 | 1.1593 | 0.8803 | 0.8588 | 1.0656 | 0.9405 | 1.1516 | 0.7355 | 0.7808 | 7595 | 10177 | 7855 | 11593 | 8803 | 8588 | 10656 | 9405 | 11516 | 7355 | 7808
|  | 53:00 | 10887.4409 | 2601.3097 | 8094.4526 | 6440.9931 | 0 | 28024.1962 | 24:00 | 12234 | 14760 | 11422 | 18486 | 11440 | 12028 | 17194 | 14942 | 18644 | 10865 | 12198 | 24:00 | 2205.8 | 2372.8 | 2081 | 2310.1 | 2433.3 | 1979.1 | 2438.3 | 2458.4 | 2301.6 | 2040.1 | 1974.3 | 24:00 | 8737 | 11010 | 8869 | 12144 | 9179 | 9581 | 11953 | 9623 | 12439 | 8176 | 8585 | 0.7056 | 0.9244 | 0.7005 | 1.0608 | 0.7949 | 0.7628 | 0.9398 | 0.8658 | 1.0473 | 0.6763 | 0.6998 | 7056 | 9244 | 7005 | 10608 | 7949 | 7628 | 9398 | 8658 | 10473 | 6763 | 6998
|  | 54:00 | 11850.1239 | 2721.2927 | 8595.4526 | 6856.9931 | 0 | 30023.8623
|  | 55:00 | 13114.963 | 2865.8102 | 9232.4526 | 7779.9931 | 0 | 32993.2189
|  | 56:00 | 13482.9626 | 2902.6071 | 9459.4526 | 8053.9931 | 0 | 33899.0154 | South | [11 empty] | Panhandle
|  | 57:00 | 13487.182 | 2918.1842 | 9638.4526 | 8094.9931 | 0 | 34138.812 |  | 1 | 2 | 3 | 4 | 5 | 6 | 7 | 8 | 9 | 10 | 11 |  | 1 | 2 | 3 | 4 | 5 | 6 | 7 | 8 | 9 | 10 | 11
|  | 58:00 | 13502.0014 | 2892.8445 | 9819.4526 | 8247.9931 | 0 | 34462.2916 | 1:00 | 6969 | 8754 | 6294 | 10095 | 6695 | 6516 | 8450 | 8742 | 9464 | 6356 | 6524 | 1:00 | 0 | 0 | 0 | 0 | 0 | 0 | 0 | 0 | 0 | 0 | 0
|  | 59:00 | 13497.9881 | 2894.9189 | 9989.4526 | 8406.9931 | 0 | 34789.3527 | 2:00 | 6814 | 8434 | 6045 | 9524 | 6663 | 6168 | 7883 | 8416 | 8949 | 6112 | 6162 | 2:00 | 0 | 0 | 0 | 0 | 0 | 0 | 0 | 0 | 0 | 0 | 0
|  | 60:00 | 13360.89 | 2872.2212 | 10031.4526 | 8477.9931 | 0 | 34742.5569 | 3:00 | 6818 | 8251 | 5896 | 9100 | 6697 | 6040 | 7543 | 8227 | 8612 | 6016 | 5957 | 3:00 | 0 | 0 | 0 | 0 | 0 | 0 | 0 | 0 | 0 | 0 | 0
|  | 61:00 | 13242.7058 | 2860.6386 | 10043.4526 | 8533.9931 | 0 | 34680.7901 | 4:00 | 6888 | 8303 | 5882 | 8809 | 6678 | 5952 | 7329 | 8156 | 8465 | 6050 | 5915 | 4:00 | 0 | 0 | 0 | 0 | 0 | 0 | 0 | 0 | 0 | 0 | 0
|  | 62:00 | 13183.8073 | 2854.0745 | 10169.4526 | 8598.9931 | 0 | 34806.3276 | 5:00 | 7193 | 8754 | 6062 | 8789 | 6821 | 6069 | 7293 | 8203 | 8719 | 6487 | 6063 | 5:00 | 0 | 0 | 0 | 0 | 0 | 0 | 0 | 0 | 0 | 0 | 0
|  | 63:00 | 13105.7157 | 2855.6446 | 10240.4526 | 8630.9931 | 0 | 34832.806 | 6:00 | 7995 | 9734 | 6638 | 8852 | 7423 | 6569 | 7709 | 8410 | 9225 | 7435 | 6623 | 6:00 | 0 | 0 | 0 | 0 | 0 | 0 | 0 | 0 | 0 | 0 | 0
|  | 64:00 | 13181.7401 | 2852.576 | 10271.4526 | 8662.9931 | 0 | 34968.7619 | 7:00 | 9277 | 10021 | 7735 | 8954 | 8542 | 7648 | 8683 | 8738 | 9506 | 7762 | 7870 | 7:00 | 0 | 0 | 0 | 0 | 0 | 0 | 0 | 0 | 0 | 0 | 0
|  | 65:00 | 13091.7394 | 2856.0743 | 10270.4526 | 8663.9931 | 0 | 34882.2595 | 8:00 | 9480 | 10149 | 7866 | 9713 | 8825 | 8100 | 9176 | 9098 | 10134 | 7729 | 8344 | 8:00 | 0 | 0 | 0 | 0 | 0 | 0 | 0 | 0 | 0 | 0 | 0
|  | 66:00 | 13141.3257 | 2864.8909 | 10051.4526 | 8622.9931 | 0 | 34680.6624 | 9:00 | 9052 | 10671 | 7880 | 10770 | 8840 | 8288 | 9381 | 9452 | 11093 | 8023 | 8069 | 9:00 | 0 | 0 | 0 | 0 | 0 | 0 | 0 | 0 | 0 | 0 | 0
|  | 67:00 | 13406.8416 | 2881.4955 | 10089.4526 | 8697.9931 | 0 | 35075.7828 | 10:00 | 8706 | 11402 | 8052 | 11829 | 9042 | 8566 | 9653 | 9571 | 12127 | 8319 | 8109 | 10:00 | 0 | 0 | 0 | 0 | 0 | 0 | 0 | 0 | 0 | 0 | 0
|  | 68:00 | 13915.4226 | 2959.3515 | 10419.4526 | 9048.9931 | 0 | 36343.2198 | 11:00 | 8687 | 12008 | 8239 | 12729 | 9241 | 8887 | 10427 | 9415 | 13198 | 8618 | 8191 | 11:00 | 0 | 0 | 0 | 0 | 0 | 0 | 0 | 0 | 0 | 0 | 0
|  | 69:00 | 13664.4313 | 2915.8121 | 10257.4526 | 8943.9931 | 0 | 35781.6891 | 12:00 | 8494 | 12612 | 8428 | 13479 | 9423 | 9112 | 10962 | 9125 | 14077 | 8896 | 8281 | 12:00 | 0 | 0 | 0 | 0 | 0 | 0 | 0 | 0 | 0 | 0 | 0
|  | 70:00 | 13077.2386 | 2860.5485 | 9765.4526 | 8593.9931 | 0 | 34297.2328 | 13:00 | 8368 | 13262 | 8608 | 14066 | 9676 | 9289 | 11479 | 8818 | 14836 | 9179 | 8299 | 13:00 | 0 | 0 | 0 | 0 | 0 | 0 | 0 | 0 | 0 | 0 | 0
|  | 71:00 | 12199.2871 | 2761.1056 | 9123.4526 | 7951.9931 | 0 | 32035.8384 | 14:00 | 8380 | 13920 | 8785 | 14541 | 9945 | 9481 | 12020 | 8540 | 15400 | 9502 | 8428 | 14:00 | 0 | 0 | 0 | 0 | 0 | 0 | 0 | 0 | 0 | 0 | 0
|  | 24:00 | 11150.9871 | 2693.45 | 8534.4526 | 7297.9931 | 0 | 29676.8828 | 15:00 | 8349 | 14264 | 8898 | 14884 | 10160 | 9584 | 12490 | 8298 | 15757 | 9810 | 9541 | 15:00 | 0 | 0 | 0 | 0 | 0 | 0 | 0 | 0 | 0 | 0 | 0
Apr |  | 73:00 | 10641.5553 | 2578.0905 | 8563.4145 | 6979.3953 | 0 | 28762.4557 | 16:00 | 8388 | 14285 | 8933 | 15128 | 10312 | 9592 | 12737 | 8267 | 15896 | 10073 | 8548 | 16:00 | 0 | 0 | 0 | 0 | 0 | 0 | 0 | 0 | 0 | 0 | 0
|  | 74:00 | 10411.423 | 2553.6299 | 8277.9275 | 6710.8276 | 0 | 27953.8081 | 17:00 | 8355 | 13947 | 8890 | 15074 | 10289 | 9527 | 13027 | 8356 | 15730 | 10082 | 8687 | 17:00 | 0 | 0 | 0 | 0 | 0 | 0 | 0 | 0 | 0 | 0 | 0
|  | 75:00 | 9932.036 | 2530.6257 | 8122.7511 | 6578.1019 | 0 | 27163.5147 | 18:00 | 8494 | 13323 | 8979 | 14759 | 10221 | 9712 | 12932 | 9048 | 15375 | 9825 | 8622 | 18:00 | 0 | 0 | 0 | 0 | 0 | 0 | 0 | 0 | 0 | 0 | 0
|  | 76:00 | 9228.6865 | 2522.5756 | 8052.4592 | 6516.1246 | 0 | 26319.8458 | 19:00 | 8691 | 12848 | 9563 | 14197 | 10661 | 10311 | 12548 | 10039 | 14684 | 9859 | 8560 | 19:00 | 0 | 0 | 0 | 0 | 0 | 0 | 0 | 0 | 0 | 0 | 0
|  | 77:00 | 9908.9964 | 2577.9411 | 8223.3047 | 6616.9312 | 0 | 27327.1734 | 20:00 | 8531 | 12719 | 9480 | 13706 | 10499 | 10149 | 11981 | 10217 | 14294 | 9781 | 9033 | 20:00 | 0 | 0 | 0 | 0 | 0 | 0 | 0 | 0 | 0 | 0 | 0
|  | 78:00 | 11372.3974 | 2706.3454 | 8567.6135 | 7164.274 | 0 | 29810.6303 | 21:00 | 8334 | 12054 | 9206 | 13483 | 10145 | 9867 | 11808 | 10237 | 13885 | 9161 | 8974 | 21:00 | 0 | 0 | 0 | 0 | 0 | 0 | 0 | 0 | 0 | 0 | 0
|  | 79:00 | 12356.8711 | 2780.518 | 8798.0401 | 7803.0175 | 0 | 31738.4468 | 22:00 | 8011 | 11208 | 8631 | 12599 | 9572 | 9363 | 11656 | 9984 | 12774 | 8314 | 8558 | 22:00 | 0 | 0 | 0 | 0 | 0 | 0 | 0 | 0 | 0 | 0 | 0
|  | 80:00 | 12486.5087 | 2772.7353 | 9129.551 | 8035.4317 | 0 | 32424.2268 | 23:00 | 7595 | 10177 | 7855 | 11593 | 8803 | 8588 | 10656 | 9405 | 11516 | 7355 | 7808 | 23:00 | 0 | 0 | 0 | 0 | 0 | 0 | 0 | 0 | 0 | 0 | 0
|  | 81:00 | 12810.9908 | 2816.3807 | 9599.2142 | 8232.6224 | 0 | 33459.2081 | 24:00 | 7056 | 9244 | 7005 | 10608 | 7949 | 7628 | 9398 | 8658 | 10473 | 6763 | 6998 | 24:00 | 0 | 0 | 0 | 0 | 0 | 0 | 0 | 0 | 0 | 0 | 0
|  | 82:00 | 13130.3838 | 2856.336 | 10003.432 | 8480.68 | 0 | 34470.8318
|  | 83:00 | 13316.2912 | 2870.937 | 10381.5235 | 8758.6911 | 0 | 35327.4428
|  | 84:00 | 13592.1134 | 2888.7573 | 10637.9197 | 9023.1459 | 0 | 36141.9363
|  | 85:00 | 13780.3475 | 2951.8324 | 10946.4915 | 9302.0169 | 0 | 36980.6883
|  | 86:00 | 14082.1909 | 3006.7442 | 11161.4626 | 9592.8711 | 0 | 37843.2688
|  | 87:00 | 14406.8637 | 3040.1182 | 11385.528 | 9797.9301 | 0 | 38630.4401
|  | 88:00 | 14649.561 | 3067.3718 | 11376.8065 | 10055.5026 | 0 | 39149.2419
|  | 89:00 | 14727.0142 | 3055.2891 | 11228.9515 | 10022.9802 | 0 | 39034.235
|  | 90:00 | 14534.2144 | 3032.6822 | 11010.8455 | 9865.7913 | 0 | 38443.5334
|  | 91:00 | 14121.2156 | 2993.6874 | 10771.4887 | 9665.3118 | 0 | 37551.7035
|  | 92:00 | 14558.032 | 3026.2702 | 10992.9454 | 9927.5241 | 0 | 38504.7718
|  | 93:00 | 14184.3216 | 2995.9532 | 10725.1299 | 9771.6357 | 0 | 37677.0405
|  | 94:00 | 13022.3648 | 2878.9159 | 10178.2302 | 9246.3723 | 0 | 35325.8832
|  | 95:00 | 11825.3735 | 2741.1233 | 9576.1709 | 8508.4447 | 0 | 32651.1124
|  | 24:00 | 10801.3948 | 2615.7617 | 8933.7366 | 7730.1595 | 0 | 30081.0526
May |  | 97:00 | 11283.4737 | 2722.3534 | 9129.6639 | 8101.6366 | 0 | 31237.1276
|  | 98:00 | 10823.6921 | 2658.1608 | 8855.6639 | 7778.6735 | 0 | 30116.1903
|  | 99:00 | 10480.8815 | 2624.4656 | 8719.6639 | 7588.2331 | 0 | 29413.2442
|  | 100:00 | 10462.105 | 2605.8752 | 8776.6639 | 7476.1624 | 0 | 29320.8066
|  | 101:00 | 11050.1985 | 2627.5055 | 9214.6639 | 7607.5781 | 0 | 30499.9461
|  | 102:00 | 12297.2273 | 2743.3702 | 9931.6639 | 7878.7053 | 0 | 32850.9668
|  | 103:00 | 12871.8819 | 2783.4238 | 10133.6639 | 7972.3851 | 0 | 33761.3548
|  | 104:00 | 13348.7059 | 2852.0711 | 10471.6639 | 8452.583 | 0 | 35125.0239
|  | 105:00 | 13975.284 | 2936.6675 | 10927.6639 | 9068.4363 | 0 | 36908.0517
|  | 106:00 | 14703.7776 | 3029.15 | 11490.6639 | 9712.4061 | 0 | 38935.9977
|  | 107:00 | 15432.1801 | 3093.5921 | 12035.6639 | 10310.7518 | 0 | 40872.1879
|  | 108:00 | 16079.0645 | 3143.5714 | 12504.6639 | 10833.0235 | 0 | 42560.3233
|  | 109:00 | 16738.1777 | 3211.5731 | 13018.6639 | 11182.9645 | 0 | 44151.3791
|  | 110:00 | 17327.9592 | 3273.5284 | 13496.6639 | 11500.8527 | 0 | 45599.0042
|  | 111:00 | 17855.7236 | 3316.7427 | 13825.6639 | 11807.0251 | 0 | 46805.1553
|  | 112:00 | 18238.5044 | 3375.9578 | 13956.6639 | 12070.6056 | 0 | 47641.7316
|  | 113:00 | 18299.1827 | 3389.0505 | 13851.6639 | 12148.7443 | 0 | 47688.6415
|  | 114:00 | 18041.5681 | 3386.5449 | 13355.6639 | 11980.1624 | 0 | 46763.9393
|  | 115:00 | 17276.3599 | 3347.5612 | 12775.6639 | 11583.7185 | 0 | 44983.3035
|  | 116:00 | 17031.7738 | 3279.3289 | 12671.6639 | 11448.38 | 0 | 44431.1466
|  | 117:00 | 16753.8966 | 3229.3506 | 12283.6639 | 11189.713 | 0 | 43456.6241
|  | 118:00 | 15366.2922 | 3085.727 | 11419.6639 | 10449.4923 | 0 | 40321.1755
|  | 119:00 | 13746.0451 | 2906.9949 | 10456.6639 | 9506.8078 | 0 | 36616.5117
|  | 24:00 | 12516.757 | 2783.5863 | 9768.6639 | 8779.9402 | 0 | 33848.9474
Jun | Summer | 121:00 | 14241.4644 | 2973.2088 | 11074.6639 | 9541.8956 | 0 | 37831.2327
|  | 122:00 | 13702.5619 | 2914.234 | 10652.6639 | 9113.692 | 0 | 36383.1519
|  | 123:00 | 13285.9228 | 2866.0575 | 10399.6639 | 8799.7235 | 0 | 35351.3677
|  | 124:00 | 13152.6182 | 2828.9112 | 10247.6639 | 8592.9973 | 0 | 34822.1906
|  | 125:00 | 13599.3229 | 2840.3714 | 10263.6639 | 8583.1431 | 0 | 35286.5013
|  | 126:00 | 14471.1447 | 2874.2248 | 10372.6639 | 8637.7273 | 0 | 36355.7607
|  | 127:00 | 15173.7313 | 2906.1828 | 10768.6639 | 8763.9839 | 0 | 37612.5619
|  | 128:00 | 15729.1428 | 3020.1088 | 11605.6639 | 9400.6256 | 0 | 39755.5411
|  | 129:00 | 16519.8848 | 3144.4571 | 12415.6639 | 10191.6843 | 0 | 42271.6901
|  | 130:00 | 17619.6709 | 3279.379 | 13366.6639 | 11020.8115 | 0 | 45286.5253
|  | 131:00 | 18753.5749 | 3434.0109 | 14172.6639 | 11797.0179 | 0 | 48157.2677
|  | 132:00 | 19833.4053 | 3538.027 | 14749.6639 | 12445.5689 | 0 | 50566.6651
|  | 133:00 | 20974.1284 | 3622.2626 | 15164.6639 | 13011.0419 | 0 | 52772.0968
|  | 134:00 | 21890.2962 | 3713.9063 | 15485.6639 | 13491.7712 | 0 | 54581.6376
|  | 135:00 | 22490.5986 | 3760.7946 | 15661.6639 | 13875.3398 | 0 | 55788.3969
|  | 136:00 | 22830.0064 | 3805.1174 | 15662.6639 | 14139.1705 | 0 | 56436.9583
|  | 137:00 | 22721.7614 | 3823.1576 | 15484.6639 | 14184.2615 | 0 | 56213.8445
|  | 138:00 | 22110.9573 | 3791.3062 | 15233.6639 | 13985.3725 | 0 | 55121.2999
|  | 139:00 | 21104.8618 | 3705.5995 | 14745.6639 | 13527.5754 | 0 | 53083.7007
|  | 140:00 | 20286.1686 | 3604.9145 | 14376.6639 | 13019.2695 | 0 | 51287.0166
|  | 141:00 | 19740.1202 | 3561.8168 | 14011.6639 | 12758.9751 | 0 | 50072.5761
|  | 142:00 | 18397.3079 | 3432.9185 | 13223.6639 | 11943.3666 | 0 | 46997.257
|  | 143:00 | 16869.1856 | 3269.4431 | 12516.6639 | 11081.5316 | 0 | 43736.8243
|  | 24:00 | 15429.862 | 3125.9343 | 11793.6639 | 10164.2737 | 0 | 40513.734
Jul |  | 145:00 | 15289.9275 | 2993.7719 | 11471.736 | 9513.949 | 0 | 39269.3844
|  | 146:00 | 14595.5531 | 2899.4387 | 11041.9995 | 9068.7775 | 0 | 37605.7689
|  | 147:00 | 13936.9116 | 2839.0904 | 10784.9061 | 8796.7091 | 0 | 36357.6173
|  | 148:00 | 13705.3801 | 2811.4555 | 10603.8883 | 8685.4349 | 0 | 35806.1588
|  | 149:00 | 13990.0748 | 2816.7246 | 10599.9936 | 8726.9353 | 0 | 36133.7284
|  | 150:00 | 14400.8798 | 2882.337 | 10605.9386 | 8797.0816 | 0 | 36686.237
|  | 151:00 | 14813.5718 | 2937.3223 | 10783.2575 | 8807.4053 | 0 | 37341.5569
|  | 152:00 | 15645.8854 | 3043.5919 | 11604.7244 | 9425.9692 | 0 | 39720.1709
|  | 153:00 | 16869.0276 | 3182.507 | 12643.4073 | 10345.116 | 0 | 43040.0578
|  | 154:00 | 18216.5568 | 3324.8748 | 13685.3209 | 11307.3845 | 0 | 46534.1371
|  | 155:00 | 19488.1053 | 3445.0822 | 14586.433 | 12130.2488 | 0 | 49649.8693
|  | 156:00 | 20762.6079 | 3554.9296 | 15299.8533 | 12853.6624 | 0 | 52471.0532
|  | 157:00 | 22006.0222 | 3683.9476 | 15805.7883 | 13440.0325 | 0 | 54935.7906
|  | 158:00 | 22964.115 | 3786.891 | 16137.1049 | 13887.0667 | 0 | 56775.1777
|  | 159:00 | 23645.521 | 3863.1938 | 16276.0422 | 14209.9368 | 0 | 57994.6938
|  | 160:00 | 24104.8394 | 3927.5616 | 16103.6376 | 14393.3783 | 0 | 58529.417
|  | 161:00 | 24071.0911 | 3915.5703 | 15694.3609 | 14396.4639 | 0 | 58077.4861
|  | 162:00 | 23460.077 | 3855.2497 | 15177.6834 | 14117.961 | 0 | 56610.9711
|  | 163:00 | 22429.4999 | 3772.6554 | 14732.132 | 13562.0258 | 0 | 54496.3131
|  | 164:00 | 21499.441 | 3661.7019 | 14399.7337 | 13026.8809 | 0 | 52587.7576
|  | 165:00 | 20877.0096 | 3619.5829 | 14084.6883 | 12597.8921 | 0 | 51179.1729
|  | 166:00 | 19227.3004 | 3475.1889 | 13413.2046 | 11977.2213 | 0 | 48092.9151
|  | 167:00 | 17652.9802 | 3275.6505 | 12611.5384 | 11193.5796 | 0 | 44733.7486
|  | 24:00 | 16265.1947 | 3119.6865 | 11925.157 | 10301.5465 | 0 | 41611.5848
Aug |  | 169:00 | 16134.1814 | 3050.3787 | 11923.5047 | 10070.1398 | 0 | 41178.2046
|  | 170:00 | 15467.9579 | 2970.9162 | 11443.1299 | 9575.5631 | 0 | 39457.5671
|  | 171:00 | 14915.0505 | 2919.9823 | 11123.6278 | 9202.8858 | 0 | 38161.5463
|  | 172:00 | 14649.8532 | 2876.7461 | 10922.1513 | 9004.7646 | 0 | 37453.5153
|  | 173:00 | 14559.2158 | 2873.6464 | 10990.4393 | 9019.2851 | 0 | 37442.5866
|  | 174:00 | 14806.0008 | 2916.4945 | 11120.0732 | 9291.8933 | 0 | 38134.4618
|  | 175:00 | 14980.3045 | 2915.8501 | 11179.1614 | 9402.5238 | 0 | 38477.8398
|  | 176:00 | 16258.9217 | 3017.2264 | 11944.3908 | 9996.0408 | 0 | 41216.5796
|  | 177:00 | 17963.2195 | 3181.4547 | 12914.2411 | 10845.2759 | 0 | 44904.1912
|  | 178:00 | 19623.1726 | 3361.3157 | 13889.2133 | 11749.2396 | 0 | 48622.9412
|  | 179:00 | 21101.6954 | 3541.7571 | 14722.8933 | 12650.9251 | 0 | 52017.271
|  | 180:00 | 22233.8427 | 3666.6887 | 15414.5794 | 13433.5361 | 0 | 54748.6468
|  | 181:00 | 23021.0618 | 3771.4311 | 15941.5624 | 14078.5952 | 0 | 56812.6505
|  | 182:00 | 23761.073 | 3847.72 | 16420.9823 | 14628.1112 | 0 | 58657.8865
|  | 183:00 | 24260.5734 | 3919.374 | 16700.1351 | 15035.2486 | 0 | 59915.3312
|  | 184:00 | 24473.018 | 3963.3852 | 16767.3679 | 15216.7983 | 0 | 60420.5694
|  | 185:00 | 24406.7824 | 3978.3251 | 16627.5348 | 15195.3418 | 0 | 60207.984
|  | 186:00 | 23823.1149 | 3921.0254 | 16201.6912 | 14852.6104 | 0 | 58798.4418
|  | 187:00 | 23016.2206 | 3816.1805 | 15578.9999 | 14264.7207 | 0 | 56676.1216
|  | 188:00 | 22361.3044 | 3749.0032 | 15304.6157 | 13945.5385 | 0 | 55360.4618
|  | 189:00 | 21462.5333 | 3638.4901 | 14757.3022 | 13558.5412 | 0 | 53416.8668
|  | 190:00 | 19827.1904 | 3453.1072 | 13954.4781 | 12676.5247 | 0 | 49911.3004
|  | 191:00 | 18272.5372 | 3257.0866 | 13106.6706 | 11698.0695 | 0 | 46334.3639
|  | 24:00 | 16902.3512 | 3097.8831 | 12335.4508 | 10844.8953 | 0 | 43180.5803
Sep | Fall | 193:00 | 12961.0292 | 2775.0419 | 10136.2421 | 8444.6557 | 0 | 34316.9689
|  | 194:00 | 12444.7576 | 2710.8522 | 9792.3276 | 8109.8927 | 0 | 33057.8301
|  | 195:00 | 12083.3482 | 2677.3015 | 9620.8368 | 7896.3404 | 0 | 32277.827
|  | 196:00 | 12074.2525 | 2669.1797 | 9680.9277 | 7860.2231 | 0 | 32284.5831
|  | 197:00 | 12724.5217 | 2704.1736 | 10195.2595 | 8249.3049 | 0 | 33873.2597
|  | 198:00 | 14125.8927 | 2802.2669 | 10855.7363 | 9123.331 | 0 | 36907.2269
|  | 199:00 | 14691.2996 | 2842.6074 | 10937.3565 | 9301.78 | 0 | 37773.0435
|  | 200:00 | 14841.9007 | 2880.7469 | 11053.7543 | 9462.677 | 0 | 38239.0789
|  | 201:00 | 15615.0363 | 2975.6815 | 11634.5232 | 9926.5533 | 0 | 40151.7944
|  | 202:00 | 16711.1664 | 3093.9486 | 12244.7941 | 10545.846 | 0 | 42595.755
|  | 203:00 | 17653.9863 | 3207.4717 | 12910.8556 | 11094.5822 | 0 | 44866.8958
|  | 204:00 | 18648.9989 | 3290.5087 | 13337.9023 | 11699.8944 | 0 | 46977.3043
|  | 205:00 | 19650.7833 | 3371.8419 | 13817.2922 | 12261.4561 | 0 | 49101.3734
|  | 206:00 | 20285.6379 | 3450.6569 | 14093.5408 | 12797.7185 | 0 | 50627.554
|  | 207:00 | 20797.8906 | 3529.0045 | 14384.4215 | 13118.9766 | 0 | 51830.2932
|  | 208:00 | 21094.5731 | 3583.7911 | 14622.5906 | 13409.9216 | 0 | 52710.8764
|  | 209:00 | 20873.5169 | 3552.0382 | 14506.6113 | 13343.9002 | 0 | 52276.0667
|  | 210:00 | 20158.4818 | 3499.6562 | 13907.7103 | 12992.4413 | 0 | 50558.2896
|  | 211:00 | 19485.4882 | 3410.7529 | 13601.0141 | 12567.8094 | 0 | 49065.0646
|  | 212:00 | 19257.8711 | 3375.9543 | 13399.5776 | 12472.3452 | 0 | 48505.7482
|  | 213:00 | 18172.0786 | 3278.1109 | 12862.5515 | 11829.0746 | 0 | 46141.8156
|  | 214:00 | 16596.4935 | 3168.257 | 12102.8475 | 10909.5027 | 0 | 42777.1007
|  | 215:00 | 14873.3385 | 3034.6214 | 11417.8682 | 9894.2398 | 0 | 39220.0678
|  | 24:00 | 13679.3647 | 2887.0224 | 10736.9937 | 9141.2704 | 0 | 36444.6511
Oct |  | 217:00 | 10389.389 | 2605.4647 | 8449.1019 | 7186.3677 | 0 | 28630.3234
|  | 218:00 | 10153.0593 | 2568.1824 | 8298.0521 | 6901.5895 | 0 | 27920.8833
|  | 219:00 | 10065.9997 | 2547.5395 | 8261.9212 | 6732.3134 | 0 | 27607.7738
|  | 220:00 | 10264.0865 | 2553.4004 | 8389.2637 | 6732.229 | 0 | 27938.9796
|  | 221:00 | 10892.2517 | 2616.7361 | 8904.7376 | 7138.6 | 0 | 29552.3255
|  | 222:00 | 12081.8907 | 2746.4789 | 9726.0969 | 8041.7243 | 0 | 32596.1907
|  | 223:00 | 12878.3446 | 2827.4721 | 9968.9477 | 8422.388 | 0 | 34097.1525
|  | 224:00 | 12970.557 | 2819.637 | 9994.4914 | 8353.7798 | 0 | 34138.4652
|  | 225:00 | 13319.6038 | 2847.3705 | 10389.7175 | 8678.0803 | 0 | 35234.772
|  | 226:00 | 13751.1726 | 2915.2786 | 10849.338 | 9064.0628 | 0 | 36579.852
|  | 227:00 | 14050.3862 | 2969.9374 | 11222.3096 | 9534.7101 | 0 | 37777.3433
|  | 228:00 | 14290.8968 | 2982.7373 | 11545.0273 | 9801.1295 | 0 | 38619.7908
|  | 229:00 | 14571.9761 | 3034.2835 | 12003.2712 | 10091.9369 | 0 | 39701.4677
|  | 230:00 | 14814.7167 | 3070.1542 | 12380.2824 | 10472.0191 | 0 | 40737.1724
|  | 231:00 | 15022.7134 | 3109.3246 | 12684.4633 | 10852.6901 | 0 | 41669.1914
|  | 232:00 | 15197.9974 | 3155.5679 | 12888.8837 | 11133.0111 | 0 | 42375.4602
|  | 233:00 | 15058.7592 | 3143.3021 | 12697.7209 | 11171.6858 | 0 | 42071.468
|  | 234:00 | 14978.396 | 3099.6094 | 12216.8972 | 10876.0888 | 0 | 41170.9914
|  | 235:00 | 15353.2767 | 3122.8467 | 12261.0294 | 11100.9053 | 0 | 41838.058
|  | 236:00 | 15106.521 | 3117.1095 | 11950.9793 | 10799.0431 | 0 | 40973.6528
|  | 237:00 | 14443.1632 | 3017.5517 | 11371.073 | 10187.8441 | 0 | 39019.632
|  | 238:00 | 13338.2401 | 2902.1041 | 10487.2514 | 9408.797 | 0 | 36136.3927
|  | 239:00 | 12177.1409 | 2757.4173 | 9651.3589 | 8440.8507 | 0 | 33026.7678
|  | 24:00 | 11338.8508 | 2679.4151 | 9040.505 | 7763.7009 | 0 | 30822.4718
Nov |  | 241:00 | 10836.0138 | 2714.9547 | 8301.647 | 7137.3825 | 0 | 28989.998
|  | 242:00 | 10615.624 | 2679.9547 | 8088.5988 | 6825.0456 | 0 | 28209.2232
|  | 243:00 | 10563.277 | 2676.9547 | 7945.4967 | 6644.2717 | 0 | 27830.0001
|  | 244:00 | 10613.3942 | 2732.9547 | 7928.3101 | 6528.8597 | 0 | 27803.5187
|  | 245:00 | 10884.6397 | 2700.9547 | 8113.054 | 6584.0348 | 0 | 28282.6833
|  | 246:00 | 11942.6459 | 2773.9547 | 8674.4249 | 7040.6748 | 0 | 30431.7004
|  | 247:00 | 13695.9 | 2942.9547 | 9494.3146 | 7962.4614 | 0 | 34095.6308
|  | 248:00 | 14050.225 | 3021.9547 | 9525.7351 | 8215.7229 | 0 | 34813.6377
|  | 249:00 | 13706.4947 | 3024.9547 | 9551.7132 | 8273.7819 | 0 | 34556.9446
|  | 250:00 | 13621.7283 | 3018.9547 | 9699.982 | 8440.6772 | 0 | 34781.3423
|  | 251:00 | 13575.6232 | 3008.9547 | 9863.9907 | 8636.0655 | 0 | 35084.6342
|  | 252:00 | 13470.9942 | 2995.9547 | 10016.0694 | 8801.8424 | 0 | 35284.8607
|  | 253:00 | 13441.2677 | 2955.9547 | 10115.7564 | 8824.7416 | 0 | 35337.7205
|  | 254:00 | 13451.5789 | 2952.9547 | 10284.2785 | 8834.3877 | 0 | 35523.1999
|  | 255:00 | 13448.8417 | 2948.9547 | 10390.3119 | 8822.5794 | 0 | 35610.6877
|  | 256:00 | 13434.4922 | 2946.9547 | 10381.6847 | 8859.9675 | 0 | 35623.0991
|  | 257:00 | 13423.7031 | 2949.9547 | 10325.8171 | 8830.1444 | 0 | 35529.6193
|  | 258:00 | 13680.7813 | 2960.9547 | 10457.6786 | 8946.5882 | 0 | 36046.0029
|  | 259:00 | 14395.8366 | 3061.9547 | 10590.6148 | 9388.096 | 0 | 37436.5021
|  | 260:00 | 14234.8283 | 3034.9547 | 10389.6132 | 9296.526 | 0 | 36955.9223
|  | 261:00 | 13910.847 | 3010.9547 | 10118.0202 | 9076.0524 | 0 | 36115.8744
|  | 262:00 | 13201.7314 | 2964.9547 | 9813.1046 | 8593.1452 | 0 | 34572.9359
|  | 263:00 | 12263.6209 | 2894.9547 | 9403.3262 | 7901.3614 | 0 | 32463.2633
|  | 24:00 | 11331.1783 | 2792.9547 | 8869.7961 | 7221.5465 | 0 | 30215.4756
Dec | Winter | 265:00 | 12817.3575 | 2927.5897 | 8644.4526 | 7671.7295 | 0 | 32061.1294
|  | 266:00 | 12763.9366 | 2899.5897 | 8485.4526 | 7422.2327 | 0 | 31571.2116
|  | 267:00 | 12888.7553 | 2899.5897 | 8401.4526 | 7298.5012 | 0 | 31488.2989
|  | 268:00 | 13095.4829 | 2911.5897 | 8478.4526 | 7298.0641 | 0 | 31783.5893
|  | 269:00 | 13601.8069 | 2944.5897 | 8609.4526 | 7482.3527 | 0 | 32638.2019
|  | 270:00 | 14613.7264 | 3042.5897 | 9074.4526 | 7977.0625 | 0 | 34707.8312
|  | 271:00 | 15902.2469 | 3266.5897 | 9879.4526 | 8700.0502 | 0 | 37748.3395
|  | 272:00 | 16565.7124 | 3326.5897 | 10119.4526 | 9061.886 | 0 | 39073.6407
|  | 273:00 | 16519.712 | 3295.5897 | 9999.4526 | 9101.0623 | 0 | 38915.8166
|  | 274:00 | 16110.3802 | 3235.5897 | 10109.4526 | 9165.086 | 0 | 38620.5086
|  | 275:00 | 15681.7651 | 3174.5897 | 10068.4526 | 9111.9648 | 0 | 38036.7722
|  | 276:00 | 15143.5934 | 3125.5897 | 10068.4526 | 8943.2833 | 0 | 37280.9189
|  | 277:00 | 14601.4058 | 3055.5897 | 10029.4526 | 8783.2356 | 0 | 36469.6837
|  | 278:00 | 14188.1745 | 3020.5897 | 10054.4526 | 8624.1754 | 0 | 35887.3922
|  | 279:00 | 13709.4596 | 2999.5897 | 10041.4526 | 8533.0362 | 0 | 35283.5381
|  | 280:00 | 13478.3214 | 2976.5897 | 9976.4526 | 8538.8676 | 0 | 34970.2313
|  | 281:00 | 13758.5999 | 2979.5897 | 9959.4526 | 8680.4027 | 0 | 35378.0449
|  | 282:00 | 14867.8231 | 3026.5897 | 10373.4526 | 9237.8107 | 0 | 37505.6761
|  | 283:00 | 15868.8033 | 3206.5897 | 10739.4526 | 9738.0825 | 0 | 39552.9281
|  | 284:00 | 15869.6623 | 3250.5897 | 10524.4526 | 9656.6835 | 0 | 39301.3881
|  | 285:00 | 15788.8492 | 3252.5897 | 10487.4526 | 9565.759 | 0 | 39094.6505
|  | 286:00 | 15439.0167 | 3220.5897 | 10289.4526 | 9305.6516 | 0 | 38254.7106
|  | 287:00 | 14722.5733 | 3152.5897 | 9930.4526 | 8817.2767 | 0 | 36622.8923
|  | 24:00 | 13779.3348 | 3056.5897 | 9382.4526 | 8199.3324 | 0 | 34417.7095

## LoadData_hour_10daysyear
06/30/2016 - modified load data to match with chronological model for April, July, October, January
Month | Season | Hour | Northeast | West | Coastal | South | Panhandle | ERCOT total | ERCOT total
Jan | Winter | 1:00 | 13580.9326 | 2833.5897 | 8512.6639 | 7733.2715 | 0 | 32660.4577 |  | Spring | Summer | Fall | Winter
|  | 2:00 | 13362.3111 | 2817.5897 | 8321.6639 | 7541.1833 | 0 | 32042.748 | 1:00 | 28762.4557 | 39269.3844 | 28630.3234 | 32660.4577
|  | 3:00 | 13246.4001 | 2814.5897 | 8248.6639 | 7446.5133 | 0 | 31756.167 | 2:00 | 27953.8081 | 37605.7689 | 27920.8833 | 32042.748
|  | 4:00 | 13208.4494 | 2826.5897 | 8269.6639 | 7458.6252 | 0 | 31763.3282 | 3:00 | 27163.5147 | 36357.6173 | 27607.7738 | 31756.167
|  | 5:00 | 13494.5502 | 2844.5897 | 8435.6639 | 7619.088 | 0 | 32393.8919 | 4:00 | 26319.8458 | 35806.1588 | 27938.9796 | 31763.3282
|  | 6:00 | 14525.133 | 2945.5897 | 9012.6639 | 8254.6974 | 0 | 34738.084 | 5:00 | 27327.1734 | 36133.7284 | 29552.3255 | 32393.8919
|  | 7:00 | 16197.484 | 3167.5897 | 9890.6639 | 9174.1434 | 0 | 38429.881 | 6:00 | 29810.6303 | 36686.237 | 32596.1907 | 34738.084
|  | 8:00 | 16859.8061 | 3258.5897 | 10054.6639 | 9476.6227 | 0 | 39649.6824 | 7:00 | 31738.4468 | 37341.5569 | 34097.1525 | 38429.881
|  | 9:00 | 16265.0889 | 3208.5897 | 9932.6639 | 9294.231 | 0 | 38700.5735 | 8:00 | 32424.2268 | 39720.1709 | 34138.4652 | 39649.6824
|  | 10:00 | 16028.9928 | 3158.5897 | 10127.6639 | 9208.985 | 0 | 38524.2314 | 9:00 | 33459.2081 | 43040.0578 | 35234.772 | 38700.5735
|  | 11:00 | 15773.3558 | 3113.5897 | 10249.6639 | 9051.2888 | 0 | 38187.8982 | 10:00 | 34470.8318 | 46534.1371 | 36579.852 | 38524.2314
|  | 12:00 | 15533.9863 | 3039.5897 | 10232.6639 | 8859.3423 | 0 | 37665.5822 | 11:00 | 35327.4428 | 49649.8693 | 37777.3433 | 38187.8982
|  | 13:00 | 15237.4425 | 2966.5897 | 10215.6639 | 8659.971 | 0 | 37079.6671 | 12:00 | 36141.9363 | 52471.0532 | 38619.7908 | 37665.5822
|  | 14:00 | 14951.7202 | 2934.5897 | 10253.6639 | 8438.0304 | 0 | 36578.0042 | 13:00 | 36980.6883 | 54935.7906 | 39701.4677 | 37079.6671
|  | 15:00 | 14548.0984 | 2874.5897 | 10284.6639 | 8371.3119 | 0 | 36078.6639 | 14:00 | 37843.2688 | 56775.1777 | 40737.1724 | 36578.0042
|  | 16:00 | 14241.0936 | 2860.5897 | 10291.6639 | 8278.084 | 0 | 35671.4312 | 15:00 | 38630.4401 | 57994.6938 | 41669.1914 | 36078.6639
|  | 17:00 | 14156.0636 | 2886.5897 | 10271.6639 | 8418.0855 | 0 | 35732.4027 | 16:00 | 39149.2419 | 58529.417 | 42375.4602 | 35671.4312
|  | 18:00 | 14565.0441 | 2914.5897 | 10369.6639 | 8706.2578 | 0 | 36555.5555 | 17:00 | 39034.235 | 58077.4861 | 42071.468 | 35732.4027
|  | 19:00 | 15607.9155 | 3041.5897 | 10752.6639 | 9350.2252 | 0 | 38752.3944 | 18:00 | 38443.5334 | 56610.9711 | 41170.9914 | 36555.5555
|  | 20:00 | 15691.9738 | 3073.5897 | 10693.6639 | 9402.2522 | 0 | 38861.4796 | 19:00 | 37551.7035 | 54496.3131 | 41838.058 | 38752.3944
|  | 21:00 | 15577.4498 | 3053.5897 | 10450.6639 | 9313.1133 | 0 | 38394.8167 | 20:00 | 38504.7718 | 52587.7576 | 40973.6528 | 38861.4796
|  | 22:00 | 15185.4372 | 3005.5897 | 10005.6639 | 9006.8632 | 0 | 37203.554 | 21:00 | 37677.0405 | 51179.1729 | 39019.632 | 38394.8167
|  | 23:00 | 14387.4182 | 2896.5897 | 9400.6639 | 8509.3769 | 0 | 35194.0487 | 22:00 | 35325.8832 | 48092.9151 | 36136.3927 | 37203.554
|  | 24:00 | 13536.6004 | 2776.5897 | 8788.6639 | 7970.9723 | 0 | 33072.8264 | 23:00 | 32651.1124 | 44733.7486 | 33026.7678 | 35194.0487
Feb |  | 25:00 | 12579.9356 | 2766.5945 | 8829.6639 | 7185.9909 | 0 | 31362.1849 | 24:00 | 30081.0526 | 41611.5848 | 30822.4718 | 33072.8264
|  | 26:00 | 12387.5431 | 2730.0774 | 8648.6639 | 6964.4666 | 0 | 30730.751
|  | 27:00 | 12251.4248 | 2713.6438 | 8494.6639 | 6868.555 | 0 | 30328.2875
|  | 28:00 | 12223.958 | 2719.3517 | 8418.6639 | 6855.4604 | 0 | 30217.4341 | Northeast | [10 empty] | West | [10 empty] | Coastal | [10 empty] | 10000 | *
|  | 29:00 | 12499.9777 | 2760.0204 | 8519.6639 | 7015.6154 | 0 | 30795.2774 |  | 1 | 2 | 3 | 4 | 5 | 6 | 7 | 8 | 9 | 10 |  | 1 | 2 | 3 | 4 | 5 | 6 | 7 | 8 | 9 | 10 |  | 1 | 2 | 3 | 4 | 5 | 6 | 7 | 8 | 9 | 10 | [10 empty] | 1 | 2 | 3 | 4 | 5 | 6 | 7 | 8 | 9 | 10
|  | 30:00 | 13576.7105 | 2866.5811 | 9024.6639 | 7622.8965 | 0 | 33090.8521 | 1:00 | 10723 | 10239 | 16769 | 12647 | 11159 | 10146 | 16447 | 15069 | 14596 | 10151 | 1:00 | 2063.2 | 2056.8 | 2622 | 2279.3 | 2137.7 | 2215.8 | 2293 | 2323.3 | 2461.4 | 1976.7 | 1:00 | 8017 | 8014 | 12518 | 8290 | 8199 | 9052 | 11503 | 10666 | 9669 | 7875 | 0.6317 | 0.6301 | 1.0637 | 0.6994 | 0.672 | 0.6539 | 0.9801 | 0.8786 | 0.8774 | 0.6379 | 6317 | 6301 | 10637 | 6994 | 6720 | 6539 | 9801 | 8786 | 8774 | 6379
|  | 31:00 | 15410.1696 | 3043.0841 | 9717.6639 | 8736.7255 | 0 | 36907.6432 | 2:00 | 10336 | 9898 | 15879 | 12422 | 10838 | 9701 | 15216 | 14481 | 14180 | 9939 | 2:00 | 2018.8 | 2035.4 | 2533.9 | 2266.8 | 2079.1 | 2249.9 | 2143 | 2269.1 | 2449.6 | 1949.5 | 2:00 | 7876 | 7849 | 12004 | 8107 | 8070 | 8784 | 11048 | 10261 | 9377 | 7713 | 0.6067 | 0.6117 | 1.0078 | 0.6839 | 0.6688 | 0.6191 | 0.9277 | 0.8465 | 0.8446 | 0.6134 | 6067 | 6117 | 10078 | 6839 | 6688 | 6191 | 9277 | 8465 | 8446 | 6134
|  | 32:00 | 16027.7351 | 3142.8208 | 9968.6639 | 9081.4867 | 0 | 38220.7065 | 3:00 | 10083 | 9745 | 15250 | 12450 | 10776 | 9447 | 14547 | 14203 | 13967 | 9882 | 3:00 | 2006.6 | 2044.5 | 2469.1 | 2272.2 | 2087.1 | 2210.1 | 2087.4 | 2238.3 | 2439.1 | 1927.1 | 3:00 | 7772 | 7727 | 11717 | 8016 | 7999 | 8696 | 10743 | 10065 | 9266 | 7626 | 0.5918 | 0.5995 | 0.9673 | 0.6842 | 0.6721 | 0.6062 | 0.8965 | 0.8281 | 0.8256 | 0.6038 | 5918 | 5995 | 9673 | 6842 | 6721 | 6062 | 8965 | 8281 | 8256 | 6038
|  | 33:00 | 15660.5274 | 3094.9736 | 10003.6639 | 8830.0678 | 0 | 37589.2328 | 4:00 | 10043 | 9748 | 15011 | 12594 | 10763 | 9604 | 14058 | 14400 | 13990 | 10111 | 4:00 | 2011.9 | 2066.7 | 2434.8 | 2305.1 | 2092.9 | 2114.6 | 2040.8 | 2229 | 2418 | 1939.2 | 4:00 | 7771 | 7690 | 11499 | 8054 | 8043 | 8687 | 10566 | 10137 | 9269 | 7752 | 0.5903 | 0.5964 | 0.9434 | 0.6913 | 0.6702 | 0.5973 | 0.8731 | 0.8333 | 0.8186 | 0.6072 | 5903 | 5964 | 9434 | 6913 | 6702 | 5973 | 8731 | 8333 | 8186 | 6072
|  | 34:00 | 15485.3934 | 3075.4593 | 10097.6639 | 8873.6842 | 0 | 37532.2008 | 5:00 | 10426 | 10161 | 15029 | 13030 | 11122 | 9951 | 13960 | 15121 | 14158 | 10897 | 5:00 | 2029.6 | 2116.9 | 2416.4 | 2347.6 | 2097.5 | 2081.7 | 2036.2 | 2280 | 2416.8 | 2026 | 5:00 | 7957 | 7808 | 11595 | 8338 | 8218 | 8864 | 10604 | 10715 | 9342 | 8335 | 0.6084 | 0.6181 | 0.9334 | 0.7219 | 0.6846 | 0.6091 | 0.8719 | 0.8786 | 0.8233 | 0.6511 | 6084 | 6181 | 9334 | 7219 | 6846 | 6091 | 8719 | 8786 | 8233 | 6511
|  | 35:00 | 15298.6913 | 3051.6236 | 10103.6639 | 8854.307 | 0 | 37308.2858 | 6:00 | 11462 | 11275 | 15249 | 14297 | 12302 | 10888 | 14442 | 16624 | 14507 | 12614 | 6:00 | 2128.4 | 2238.3 | 2444.3 | 2467.8 | 2173.3 | 2215.8 | 2084 | 2441.2 | 2442.6 | 2196.1 | 6:00 | 8581 | 8374 | 11723 | 9089 | 8742 | 9369 | 10995 | 11600 | 9569 | 9222 | 0.6662 | 0.6886 | 0.9438 | 0.8024 | 0.745 | 0.6593 | 0.9039 | 0.9769 | 0.8441 | 0.7462 | 6662 | 6886 | 9438 | 8024 | 7450 | 6593 | 9039 | 9769 | 8441 | 7462
|  | 36:00 | 14986.7055 | 3005.4652 | 10057.6639 | 8742.7514 | 0 | 36792.5861 | 7:00 | 13325 | 13333 | 15524 | 16324 | 14271 | 12638 | 15371 | 17370 | 15161 | 13522 | 7:00 | 2299.8 | 2439.6 | 2452.1 | 2668.2 | 2381.2 | 2607.8 | 2162.4 | 2513.5 | 2549.4 | 2267.5 | 7:00 | 9383 | 9186 | 11799 | 10141 | 9603 | 10324 | 11533 | 11719 | 9912 | 9252 | 0.7763 | 0.8065 | 0.9483 | 0.9311 | 0.8572 | 0.7676 | 0.9666 | 1.0058 | 0.8769 | 0.779 | 7763 | 8065 | 9483 | 9311 | 8572 | 7676 | 9666 | 10058 | 8769 | 7790
|  | 37:00 | 14688.7934 | 2956.2789 | 10012.6639 | 8667.8291 | 0 | 36325.5653 | 8:00 | 13880 | 13979 | 16692 | 16763 | 14621 | 13348 | 16243 | 17791 | 15931 | 13393 | 8:00 | 2338.6 | 2474.7 | 2565.8 | 2701.3 | 2440.9 | 2797.6 | 2222.6 | 2524 | 2621 | 2252.7 | 8:00 | 9459 | 9214 | 12616 | 10208 | 9752 | 10621 | 12038 | 11999 | 10027 | 9327 | 0.7895 | 0.825 | 1.0226 | 0.9514 | 0.8857 | 0.8129 | 1.0001 | 1.0185 | 0.9131 | 0.7757 | 7895 | 8250 | 10226 | 9514 | 8857 | 8129 | 10001 | 10185 | 9131 | 7757
|  | 38:00 | 14385.9809 | 2919.6402 | 10000.6639 | 8539.3347 | 0 | 35845.6197 | 9:00 | 13820 | 13854 | 18271 | 16080 | 14397 | 13371 | 17451 | 18497 | 16480 | 13627 | 9:00 | 2322.6 | 2438.4 | 2736.2 | 2608.5 | 2413.3 | 2732.8 | 2307.8 | 2602.4 | 2666.8 | 2285.3 | 9:00 | 9788 | 9540 | 13817 | 10168 | 9905 | 10811 | 12992 | 12973 | 10272 | 9641 | 0.7909 | 0.8212 | 1.1262 | 0.9085 | 0.8872 | 0.8318 | 1.0498 | 1.0709 | 0.9486 | 0.8052 | 7909 | 8212 | 11262 | 9085 | 8872 | 8318 | 10498 | 10709 | 9486 | 8052
|  | 39:00 | 14128.2745 | 2890.8609 | 9936.6639 | 8388.1532 | 0 | 35343.9525 | 10:00 | 13943 | 13927 | 20310 | 15567 | 14438 | 13763 | 18776 | 19460 | 16633 | 13812 | 10:00 | 2323.6 | 2403.7 | 2964.3 | 2500.3 | 2420.2 | 2705.5 | 2555.5 | 2683.4 | 2673.8 | 2309.6 | 10:00 | 10192 | 9902 | 14829 | 10298 | 10073 | 11114 | 13958 | 13801 | 10260 | 10128 | 0.8081 | 0.8254 | 1.2382 | 0.8737 | 0.9074 | 0.8597 | 1.1202 | 1.1444 | 0.9606 | 0.8349 | 8081 | 8254 | 12382 | 8737 | 9074 | 8597 | 11202 | 11444 | 9606 | 8349
|  | 40:00 | 14009.9816 | 2889.2062 | 9960.6639 | 8330.8787 | 0 | 35190.7304 | 11:00 | 14218 | 14098 | 22242 | 15116 | 14549 | 14046 | 20165 | 20331 | 16194 | 14204 | 11:00 | 2351.7 | 2377.8 | 3170.1 | 2445.5 | 2424.8 | 2758.9 | 2723.7 | 2776.8 | 2669.1 | 2344.1 | 11:00 | 10648 | 10377 | 15875 | 10348 | 10236 | 11342 | 14908 | 14530 | 10009 | 10433 | 0.8269 | 0.8438 | 1.3371 | 0.8719 | 0.9274 | 0.8919 | 1.1915 | 1.2051 | 0.9449 | 0.8649 | 8269 | 8438 | 13371 | 8719 | 9274 | 8919 | 11915 | 12051 | 9449 | 8649
|  | 41:00 | 14104.3078 | 2884.8247 | 10053.6639 | 8485.8821 | 0 | 35528.6785 | 12:00 | 14280 | 14096 | 24116 | 14579 | 14612 | 14249 | 21474 | 21144 | 15514 | 14431 | 12:00 | 2362.5 | 2331.5 | 3375.9 | 2388.1 | 2415.6 | 2682.8 | 2902.1 | 2857.1 | 2595.2 | 2352 | 12:00 | 10895 | 10688 | 16534 | 10279 | 10303 | 11407 | 15849 | 14967 | 9661 | 10596 | 0.8459 | 0.8606 | 1.4269 | 0.8525 | 0.9457 | 0.9145 | 1.2601 | 1.2657 | 0.9158 | 0.8928 | 8459 | 8606 | 14269 | 8525 | 9457 | 9145 | 12601 | 12657 | 9158 | 8928
|  | 42:00 | 14484.2526 | 2875.0193 | 10111.6639 | 8853.3691 | 0 | 36324.3049 | 13:00 | 14371 | 14368 | 25521 | 14153 | 14580 | 14567 | 22713 | 21876 | 14888 | 14717 | 13:00 | 2356.6 | 2302.1 | 3521 | 2340.6 | 2378.9 | 2297.6 | 3022.5 | 2955.5 | 2562.3 | 2394.9 | 13:00 | 10999 | 10818 | 16964 | 10142 | 10408 | 11375 | 16574 | 15525 | 9358 | 10957 | 0.8639 | 0.8777 | 1.4991 | 0.8399 | 0.9711 | 0.9322 | 1.3203 | 1.331 | 0.885 | 0.9212 | 8639 | 8777 | 14991 | 8399 | 9711 | 9322 | 13203 | 13310 | 8850 | 9212
|  | 43:00 | 15078.2131 | 2950.3976 | 10465.6639 | 9395.4106 | 0 | 37889.6852 | 14:00 | 14530 | 14729 | 26585 | 13946 | 14704 | 14616 | 23863 | 22417 | 14225 | 14958 | 14:00 | 2360.5 | 2283.4 | 3622.4 | 2312.9 | 2359.4 | 2312.4 | 3179.3 | 3051.5 | 2518.9 | 2451.6 | 14:00 | 11152 | 11002 | 17232 | 10133 | 10684 | 11358 | 17203 | 16009 | 9147 | 11234 | 0.8817 | 0.8966 | 1.5472 | 0.841 | 0.9981 | 0.9515 | 1.3771 | 1.397 | 0.8571 | 0.9537 | 8817 | 8966 | 15472 | 8410 | 9981 | 9515 | 13771 | 13970 | 8571 | 9537
|  | 44:00 | 14985.4686 | 3018.0763 | 10459.6639 | 9476.0014 | 0 | 37939.2102 | 15:00 | 14358 | 14700 | 27208 | 13608 | 14821 | 14570 | 24753 | 22591 | 13821 | 15237 | 15:00 | 2365.8 | 2303.2 | 3711.7 | 2327.9 | 2404.1 | 2345.3 | 3318 | 3121.3 | 2480.2 | 2516.4 | 15:00 | 11271 | 11215 | 17461 | 10161 | 10763 | 11246 | 17636 | 16402 | 9095 | 11489 | 0.893 | 0.9149 | 1.576 | 0.8379 | 1.0197 | 0.9619 | 1.4182 | 1.4315 | 0.8328 | 0.9845 | 8930 | 9149 | 15760 | 8379 | 10197 | 9619 | 14182 | 14315 | 8328 | 9845
|  | 45:00 | 14788.5456 | 3004.73 | 10298.6639 | 9342.5305 | 0 | 37434.47 | 16:00 | 14187 | 14783 | 27457 | 13464 | 14876 | 14396 | 25462 | 22303 | 13591 | 15492 | 16:00 | 2378.1 | 2287.6 | 3759 | 2299.2 | 2426 | 2338.5 | 3437.3 | 3151.7 | 2460.2 | 2581.2 | 16:00 | 11292 | 11201 | 17463 | 10110 | 10836 | 11195 | 17926 | 16440 | 9066 | 11700 | 0.8966 | 0.9243 | 1.5882 | 0.8419 | 1.0349 | 0.9627 | 1.4539 | 1.4337 | 0.8297 | 1.0109 | 8966 | 9243 | 15882 | 8419 | 10349 | 9627 | 14539 | 14337 | 8297 | 10109
|  | 46:00 | 14321.1963 | 2983.8696 | 9962.6639 | 8962.4712 | 0 | 36230.2011 | 17:00 | 14094 | 14585 | 27413 | 13322 | 14836 | 14379 | 25822 | 21441 | 13767 | 15270 | 17:00 | 2383.4 | 2303.7 | 3724.9 | 2318.7 | 2467.3 | 2303.3 | 3497.5 | 3076.1 | 2467.2 | 2585.8 | 17:00 | 11197 | 11127 | 17158 | 10132 | 10851 | 11248 | 17973 | 15966 | 9273 | 11580 | 0.8922 | 0.9205 | 1.5774 | 0.8385 | 1.0326 | 0.9562 | 1.4788 | 1.3997 | 0.8387 | 1.0118 | 8922 | 9205 | 15774 | 8385 | 10326 | 9562 | 14788 | 13997 | 8387 | 10118
|  | 47:00 | 13684.9299 | 2905.6742 | 9419.6639 | 8335.6306 | 0 | 34345.8986 | 18:00 | 14413 | 14668 | 26789 | 13862 | 15169 | 15339 | 25665 | 20276 | 15211 | 14900 | 18:00 | 2379.5 | 2301.8 | 3671.5 | 2335.1 | 2492.6 | 2336.2 | 3472.5 | 2981 | 2576.4 | 2550.8 | 18:00 | 11317 | 11106 | 16812 | 10403 | 11117 | 11694 | 17750 | 15208 | 10135 | 11181 | 0.9012 | 0.9102 | 1.5482 | 0.8525 | 1.0258 | 0.9747 | 1.4675 | 1.3372 | 0.908 | 0.9861 | 9012 | 9102 | 15482 | 8525 | 10258 | 9747 | 14675 | 13372 | 9080 | 9861
|  | 24:00 | 12836.9071 | 2800.2656 | 8849.6639 | 7613.4143 | 0 | 32100.251 | 19:00 | 15058 | 15265 | 25688 | 14469 | 15767 | 16155 | 25095 | 19606 | 16819 | 15040 | 19:00 | 2492.7 | 2427.1 | 3579.6 | 2460.5 | 2724.6 | 2455.5 | 3374.8 | 2907.3 | 2716.1 | 2541.9 | 19:00 | 11584 | 11347 | 16218 | 10506 | 11373 | 11848 | 17152 | 14864 | 10822 | 11298 | 0.9598 | 0.96 | 1.4949 | 0.8722 | 1.07 | 1.0348 | 1.4271 | 1.2895 | 1.0076 | 0.9895 | 9598 | 9600 | 14949 | 8722 | 10700 | 10348 | 14271 | 12895 | 10076 | 9895
Mar | Spring | 49:00 | 10881.0328 | 2582.2935 | 8291.4526 | 6720.9931 | 0 | 28475.7721 | 20:00 | 14815 | 14985 | 24882 | 14205 | 15232 | 15822 | 24047 | 19220 | 17176 | 15122 | 20:00 | 2468.4 | 2420.3 | 3441.9 | 2442.7 | 2910.7 | 2446.4 | 3206.6 | 2908.3 | 2744.3 | 2565.8 | 20:00 | 11386 | 11080 | 15843 | 10341 | 11191 | 11713 | 16466 | 14456 | 10897 | 11126 | 0.9515 | 0.9444 | 1.4536 | 0.8561 | 1.0537 | 1.0186 | 1.3756 | 1.2765 | 1.0254 | 0.9817 | 9515 | 9444 | 14536 | 8561 | 10537 | 10186 | 13756 | 12765 | 10254 | 9817
|  | 50:00 | 10603.0576 | 2550.7435 | 8078.4526 | 6513.9931 | 0 | 27746.2469 | 21:00 | 14467 | 14467 | 23928 | 14089 | 14663 | 15469 | 23072 | 18402 | 17326 | 14218 | 21:00 | 2437.6 | 2409.7 | 3359.7 | 2430 | 2959 | 2395.3 | 3061.2 | 2806.6 | 2730.2 | 2464.5 | 21:00 | 11096 | 10745 | 15462 | 10020 | 10954 | 11414 | 15947 | 13671 | 10938 | 10345 | 0.9239 | 0.9177 | 1.4132 | 0.8365 | 1.0182 | 0.9903 | 1.3312 | 1.2098 | 1.0274 | 0.9194 | 9239 | 9177 | 14132 | 8365 | 10182 | 9903 | 13312 | 12098 | 10274 | 9194
|  | 51:00 | 10511.1405 | 2548.1771 | 7959.4526 | 6407.9931 | 0 | 27426.7633 | 22:00 | 13765 | 13730 | 22321 | 13682 | 13870 | 14842 | 22527 | 17231 | 16939 | 12913 | 22:00 | 2343.1 | 2350.2 | 3175.6 | 2370.4 | 2861.3 | 2299.9 | 3025.9 | 2706 | 2700.8 | 2312.2 | 22:00 | 10452 | 10065 | 14710 | 9794 | 10572 | 10996 | 15576 | 12759 | 10725 | 9457 | 0.8662 | 0.8569 | 1.3306 | 0.804 | 0.9606 | 0.9397 | 1.3188 | 1.1249 | 1.002 | 0.8344 | 8662 | 8569 | 13306 | 8040 | 9606 | 9397 | 13188 | 11249 | 10020 | 8344
|  | 52:00 | 10566.5529 | 2560.7075 | 7965.4526 | 6374.9931 | 0 | 27467.7061 | 23:00 | 12599 | 12518 | 20620 | 13072 | 12663 | 13392 | 20850 | 15960 | 16104 | 11594 | 23:00 | 2219.4 | 2231.6 | 2983.5 | 2311.2 | 2668.3 | 2198.7 | 2881.6 | 2570.3 | 2582.3 | 2146.9 | 23:00 | 9619 | 9238 | 13779 | 9251 | 9932 | 10370 | 14656 | 11847 | 10248 | 8650 | 0.7883 | 0.7786 | 1.2305 | 0.7623 | 0.8834 | 0.8619 | 1.2282 | 1.0214 | 0.9439 | 0.7382 | 7883 | 7786 | 12305 | 7623 | 8834 | 8619 | 12282 | 10214 | 9439 | 7382
|  | 53:00 | 10887.4409 | 2601.3097 | 8094.4526 | 6440.9931 | 0 | 28024.1962 | 24:00 | 11463 | 11305 | 19258 | 12279 | 11481 | 12072 | 18853 | 14813 | 14996 | 10904 | 24:00 | 2088.5 | 2120.2 | 2818.1 | 2213.8 | 2442.1 | 1986.2 | 2673.7 | 2381.4 | 2467.2 | 2047.5 | 24:00 | 8901 | 8481 | 13004 | 8768 | 9212 | 9615 | 13618 | 11050 | 9658 | 8205 | 0.7031 | 0.6945 | 1.1356 | 0.7081 | 0.7977 | 0.7655 | 1.1075 | 0.9277 | 0.8689 | 0.6788 | 7031 | 6945 | 11356 | 7081 | 7977 | 7655 | 11075 | 9277 | 8689 | 6788
|  | 54:00 | 11850.1239 | 2721.2927 | 8595.4526 | 6856.9931 | 0 | 30023.8623
|  | 55:00 | 13114.963 | 2865.8102 | 9232.4526 | 7779.9931 | 0 | 32993.2189
|  | 56:00 | 13482.9626 | 2902.6071 | 9459.4526 | 8053.9931 | 0 | 33899.0154 | South | [10 empty] | Panhandle
|  | 57:00 | 13487.182 | 2918.1842 | 9638.4526 | 8094.9931 | 0 | 34138.812 |  | 1 | 2 | 3 | 4 | 5 | 6 | 7 | 8 | 9 | 10 |  | 1 | 2 | 3 | 4 | 5 | 6 | 7 | 8 | 9 | 10
|  | 58:00 | 13502.0014 | 2892.8445 | 9819.4526 | 8247.9931 | 0 | 34462.2916 | 1:00 | 6317 | 6301 | 10637 | 6994 | 6720 | 6539 | 9801 | 8786 | 8774 | 6379 | 1:00 | 0 | 0 | 0 | 0 | 0 | 0 | 0 | 0 | 0 | 0
|  | 59:00 | 13497.9881 | 2894.9189 | 9989.4526 | 8406.9931 | 0 | 34789.3527 | 2:00 | 6067 | 6117 | 10078 | 6839 | 6688 | 6191 | 9277 | 8465 | 8446 | 6134 | 2:00 | 0 | 0 | 0 | 0 | 0 | 0 | 0 | 0 | 0 | 0
|  | 60:00 | 13360.89 | 2872.2212 | 10031.4526 | 8477.9931 | 0 | 34742.5569 | 3:00 | 5918 | 5995 | 9673 | 6842 | 6721 | 6062 | 8965 | 8281 | 8256 | 6038 | 3:00 | 0 | 0 | 0 | 0 | 0 | 0 | 0 | 0 | 0 | 0
|  | 61:00 | 13242.7058 | 2860.6386 | 10043.4526 | 8533.9931 | 0 | 34680.7901 | 4:00 | 5903 | 5964 | 9434 | 6913 | 6702 | 5973 | 8731 | 8333 | 8186 | 6072 | 4:00 | 0 | 0 | 0 | 0 | 0 | 0 | 0 | 0 | 0 | 0
|  | 62:00 | 13183.8073 | 2854.0745 | 10169.4526 | 8598.9931 | 0 | 34806.3276 | 5:00 | 6084 | 6181 | 9334 | 7219 | 6846 | 6091 | 8719 | 8786 | 8233 | 6511 | 5:00 | 0 | 0 | 0 | 0 | 0 | 0 | 0 | 0 | 0 | 0
|  | 63:00 | 13105.7157 | 2855.6446 | 10240.4526 | 8630.9931 | 0 | 34832.806 | 6:00 | 6662 | 6886 | 9438 | 8024 | 7450 | 6593 | 9039 | 9769 | 8441 | 7462 | 6:00 | 0 | 0 | 0 | 0 | 0 | 0 | 0 | 0 | 0 | 0
|  | 64:00 | 13181.7401 | 2852.576 | 10271.4526 | 8662.9931 | 0 | 34968.7619 | 7:00 | 7763 | 8065 | 9483 | 9311 | 8572 | 7676 | 9666 | 10058 | 8769 | 7790 | 7:00 | 0 | 0 | 0 | 0 | 0 | 0 | 0 | 0 | 0 | 0
|  | 65:00 | 13091.7394 | 2856.0743 | 10270.4526 | 8663.9931 | 0 | 34882.2595 | 8:00 | 7895 | 8250 | 10226 | 9514 | 8857 | 8129 | 10001 | 10185 | 9131 | 7757 | 8:00 | 0 | 0 | 0 | 0 | 0 | 0 | 0 | 0 | 0 | 0
|  | 66:00 | 13141.3257 | 2864.8909 | 10051.4526 | 8622.9931 | 0 | 34680.6624 | 9:00 | 7909 | 8212 | 11262 | 9085 | 8872 | 8318 | 10498 | 10709 | 9486 | 8052 | 9:00 | 0 | 0 | 0 | 0 | 0 | 0 | 0 | 0 | 0 | 0
|  | 67:00 | 13406.8416 | 2881.4955 | 10089.4526 | 8697.9931 | 0 | 35075.7828 | 10:00 | 8081 | 8254 | 12382 | 8737 | 9074 | 8597 | 11202 | 11444 | 9606 | 8349 | 10:00 | 0 | 0 | 0 | 0 | 0 | 0 | 0 | 0 | 0 | 0
|  | 68:00 | 13915.4226 | 2959.3515 | 10419.4526 | 9048.9931 | 0 | 36343.2198 | 11:00 | 8269 | 8438 | 13371 | 8719 | 9274 | 8919 | 11915 | 12051 | 9449 | 8649 | 11:00 | 0 | 0 | 0 | 0 | 0 | 0 | 0 | 0 | 0 | 0
|  | 69:00 | 13664.4313 | 2915.8121 | 10257.4526 | 8943.9931 | 0 | 35781.6891 | 12:00 | 8459 | 8606 | 14269 | 8525 | 9457 | 9145 | 12601 | 12657 | 9158 | 8928 | 12:00 | 0 | 0 | 0 | 0 | 0 | 0 | 0 | 0 | 0 | 0
|  | 70:00 | 13077.2386 | 2860.5485 | 9765.4526 | 8593.9931 | 0 | 34297.2328 | 13:00 | 8639 | 8777 | 14991 | 8399 | 9711 | 9322 | 13203 | 13310 | 8850 | 9212 | 13:00 | 0 | 0 | 0 | 0 | 0 | 0 | 0 | 0 | 0 | 0
|  | 71:00 | 12199.2871 | 2761.1056 | 9123.4526 | 7951.9931 | 0 | 32035.8384 | 14:00 | 8817 | 8966 | 15472 | 8410 | 9981 | 9515 | 13771 | 13970 | 8571 | 9537 | 14:00 | 0 | 0 | 0 | 0 | 0 | 0 | 0 | 0 | 0 | 0
|  | 24:00 | 11150.9871 | 2693.45 | 8534.4526 | 7297.9931 | 0 | 29676.8828 | 15:00 | 8930 | 9149 | 15760 | 8379 | 10197 | 9619 | 14182 | 14315 | 8328 | 9845 | 15:00 | 0 | 0 | 0 | 0 | 0 | 0 | 0 | 0 | 0 | 0
Apr |  | 73:00 | 10641.5553 | 2578.0905 | 8563.4145 | 6979.3953 | 0 | 28762.4557 | 16:00 | 8966 | 9243 | 15882 | 8419 | 10349 | 9627 | 14539 | 14337 | 8297 | 10109 | 16:00 | 0 | 0 | 0 | 0 | 0 | 0 | 0 | 0 | 0 | 0
|  | 74:00 | 10411.423 | 2553.6299 | 8277.9275 | 6710.8276 | 0 | 27953.8081 | 17:00 | 8922 | 9205 | 15774 | 8385 | 10326 | 9562 | 14788 | 13997 | 8387 | 10118 | 17:00 | 0 | 0 | 0 | 0 | 0 | 0 | 0 | 0 | 0 | 0
|  | 75:00 | 9932.036 | 2530.6257 | 8122.7511 | 6578.1019 | 0 | 27163.5147 | 18:00 | 9012 | 9102 | 15482 | 8525 | 10258 | 9747 | 14675 | 13372 | 9080 | 9861 | 18:00 | 0 | 0 | 0 | 0 | 0 | 0 | 0 | 0 | 0 | 0
|  | 76:00 | 9228.6865 | 2522.5756 | 8052.4592 | 6516.1246 | 0 | 26319.8458 | 19:00 | 9598 | 9600 | 14949 | 8722 | 10700 | 10348 | 14271 | 12895 | 10076 | 9895 | 19:00 | 0 | 0 | 0 | 0 | 0 | 0 | 0 | 0 | 0 | 0
|  | 77:00 | 9908.9964 | 2577.9411 | 8223.3047 | 6616.9312 | 0 | 27327.1734 | 20:00 | 9515 | 9444 | 14536 | 8561 | 10537 | 10186 | 13756 | 12765 | 10254 | 9817 | 20:00 | 0 | 0 | 0 | 0 | 0 | 0 | 0 | 0 | 0 | 0
|  | 78:00 | 11372.3974 | 2706.3454 | 8567.6135 | 7164.274 | 0 | 29810.6303 | 21:00 | 9239 | 9177 | 14132 | 8365 | 10182 | 9903 | 13312 | 12098 | 10274 | 9194 | 21:00 | 0 | 0 | 0 | 0 | 0 | 0 | 0 | 0 | 0 | 0
|  | 79:00 | 12356.8711 | 2780.518 | 8798.0401 | 7803.0175 | 0 | 31738.4468 | 22:00 | 8662 | 8569 | 13306 | 8040 | 9606 | 9397 | 13188 | 11249 | 10020 | 8344 | 22:00 | 0 | 0 | 0 | 0 | 0 | 0 | 0 | 0 | 0 | 0
|  | 80:00 | 12486.5087 | 2772.7353 | 9129.551 | 8035.4317 | 0 | 32424.2268 | 23:00 | 7883 | 7786 | 12305 | 7623 | 8834 | 8619 | 12282 | 10214 | 9439 | 7382 | 23:00 | 0 | 0 | 0 | 0 | 0 | 0 | 0 | 0 | 0 | 0
|  | 81:00 | 12810.9908 | 2816.3807 | 9599.2142 | 8232.6224 | 0 | 33459.2081 | 24:00 | 7031 | 6945 | 11356 | 7081 | 7977 | 7655 | 11075 | 9277 | 8689 | 6788 | 24:00 | 0 | 0 | 0 | 0 | 0 | 0 | 0 | 0 | 0 | 0
|  | 82:00 | 13130.3838 | 2856.336 | 10003.432 | 8480.68 | 0 | 34470.8318
|  | 83:00 | 13316.2912 | 2870.937 | 10381.5235 | 8758.6911 | 0 | 35327.4428
|  | 84:00 | 13592.1134 | 2888.7573 | 10637.9197 | 9023.1459 | 0 | 36141.9363
|  | 85:00 | 13780.3475 | 2951.8324 | 10946.4915 | 9302.0169 | 0 | 36980.6883
|  | 86:00 | 14082.1909 | 3006.7442 | 11161.4626 | 9592.8711 | 0 | 37843.2688
|  | 87:00 | 14406.8637 | 3040.1182 | 11385.528 | 9797.9301 | 0 | 38630.4401
|  | 88:00 | 14649.561 | 3067.3718 | 11376.8065 | 10055.5026 | 0 | 39149.2419
|  | 89:00 | 14727.0142 | 3055.2891 | 11228.9515 | 10022.9802 | 0 | 39034.235
|  | 90:00 | 14534.2144 | 3032.6822 | 11010.8455 | 9865.7913 | 0 | 38443.5334
|  | 91:00 | 14121.2156 | 2993.6874 | 10771.4887 | 9665.3118 | 0 | 37551.7035
|  | 92:00 | 14558.032 | 3026.2702 | 10992.9454 | 9927.5241 | 0 | 38504.7718
|  | 93:00 | 14184.3216 | 2995.9532 | 10725.1299 | 9771.6357 | 0 | 37677.0405
|  | 94:00 | 13022.3648 | 2878.9159 | 10178.2302 | 9246.3723 | 0 | 35325.8832
|  | 95:00 | 11825.3735 | 2741.1233 | 9576.1709 | 8508.4447 | 0 | 32651.1124
|  | 24:00 | 10801.3948 | 2615.7617 | 8933.7366 | 7730.1595 | 0 | 30081.0526
May |  | 97:00 | 11283.4737 | 2722.3534 | 9129.6639 | 8101.6366 | 0 | 31237.1276
|  | 98:00 | 10823.6921 | 2658.1608 | 8855.6639 | 7778.6735 | 0 | 30116.1903
|  | 99:00 | 10480.8815 | 2624.4656 | 8719.6639 | 7588.2331 | 0 | 29413.2442
|  | 100:00 | 10462.105 | 2605.8752 | 8776.6639 | 7476.1624 | 0 | 29320.8066
|  | 101:00 | 11050.1985 | 2627.5055 | 9214.6639 | 7607.5781 | 0 | 30499.9461
|  | 102:00 | 12297.2273 | 2743.3702 | 9931.6639 | 7878.7053 | 0 | 32850.9668
|  | 103:00 | 12871.8819 | 2783.4238 | 10133.6639 | 7972.3851 | 0 | 33761.3548
|  | 104:00 | 13348.7059 | 2852.0711 | 10471.6639 | 8452.583 | 0 | 35125.0239
|  | 105:00 | 13975.284 | 2936.6675 | 10927.6639 | 9068.4363 | 0 | 36908.0517
|  | 106:00 | 14703.7776 | 3029.15 | 11490.6639 | 9712.4061 | 0 | 38935.9977
|  | 107:00 | 15432.1801 | 3093.5921 | 12035.6639 | 10310.7518 | 0 | 40872.1879
|  | 108:00 | 16079.0645 | 3143.5714 | 12504.6639 | 10833.0235 | 0 | 42560.3233
|  | 109:00 | 16738.1777 | 3211.5731 | 13018.6639 | 11182.9645 | 0 | 44151.3791
|  | 110:00 | 17327.9592 | 3273.5284 | 13496.6639 | 11500.8527 | 0 | 45599.0042
|  | 111:00 | 17855.7236 | 3316.7427 | 13825.6639 | 11807.0251 | 0 | 46805.1553
|  | 112:00 | 18238.5044 | 3375.9578 | 13956.6639 | 12070.6056 | 0 | 47641.7316
|  | 113:00 | 18299.1827 | 3389.0505 | 13851.6639 | 12148.7443 | 0 | 47688.6415
|  | 114:00 | 18041.5681 | 3386.5449 | 13355.6639 | 11980.1624 | 0 | 46763.9393
|  | 115:00 | 17276.3599 | 3347.5612 | 12775.6639 | 11583.7185 | 0 | 44983.3035
|  | 116:00 | 17031.7738 | 3279.3289 | 12671.6639 | 11448.38 | 0 | 44431.1466
|  | 117:00 | 16753.8966 | 3229.3506 | 12283.6639 | 11189.713 | 0 | 43456.6241
|  | 118:00 | 15366.2922 | 3085.727 | 11419.6639 | 10449.4923 | 0 | 40321.1755
|  | 119:00 | 13746.0451 | 2906.9949 | 10456.6639 | 9506.8078 | 0 | 36616.5117
|  | 24:00 | 12516.757 | 2783.5863 | 9768.6639 | 8779.9402 | 0 | 33848.9474
Jun | Summer | 121:00 | 14241.4644 | 2973.2088 | 11074.6639 | 9541.8956 | 0 | 37831.2327
|  | 122:00 | 13702.5619 | 2914.234 | 10652.6639 | 9113.692 | 0 | 36383.1519
|  | 123:00 | 13285.9228 | 2866.0575 | 10399.6639 | 8799.7235 | 0 | 35351.3677
|  | 124:00 | 13152.6182 | 2828.9112 | 10247.6639 | 8592.9973 | 0 | 34822.1906
|  | 125:00 | 13599.3229 | 2840.3714 | 10263.6639 | 8583.1431 | 0 | 35286.5013
|  | 126:00 | 14471.1447 | 2874.2248 | 10372.6639 | 8637.7273 | 0 | 36355.7607
|  | 127:00 | 15173.7313 | 2906.1828 | 10768.6639 | 8763.9839 | 0 | 37612.5619
|  | 128:00 | 15729.1428 | 3020.1088 | 11605.6639 | 9400.6256 | 0 | 39755.5411
|  | 129:00 | 16519.8848 | 3144.4571 | 12415.6639 | 10191.6843 | 0 | 42271.6901
|  | 130:00 | 17619.6709 | 3279.379 | 13366.6639 | 11020.8115 | 0 | 45286.5253
|  | 131:00 | 18753.5749 | 3434.0109 | 14172.6639 | 11797.0179 | 0 | 48157.2677
|  | 132:00 | 19833.4053 | 3538.027 | 14749.6639 | 12445.5689 | 0 | 50566.6651
|  | 133:00 | 20974.1284 | 3622.2626 | 15164.6639 | 13011.0419 | 0 | 52772.0968
|  | 134:00 | 21890.2962 | 3713.9063 | 15485.6639 | 13491.7712 | 0 | 54581.6376
|  | 135:00 | 22490.5986 | 3760.7946 | 15661.6639 | 13875.3398 | 0 | 55788.3969
|  | 136:00 | 22830.0064 | 3805.1174 | 15662.6639 | 14139.1705 | 0 | 56436.9583
|  | 137:00 | 22721.7614 | 3823.1576 | 15484.6639 | 14184.2615 | 0 | 56213.8445
|  | 138:00 | 22110.9573 | 3791.3062 | 15233.6639 | 13985.3725 | 0 | 55121.2999
|  | 139:00 | 21104.8618 | 3705.5995 | 14745.6639 | 13527.5754 | 0 | 53083.7007
|  | 140:00 | 20286.1686 | 3604.9145 | 14376.6639 | 13019.2695 | 0 | 51287.0166
|  | 141:00 | 19740.1202 | 3561.8168 | 14011.6639 | 12758.9751 | 0 | 50072.5761
|  | 142:00 | 18397.3079 | 3432.9185 | 13223.6639 | 11943.3666 | 0 | 46997.257
|  | 143:00 | 16869.1856 | 3269.4431 | 12516.6639 | 11081.5316 | 0 | 43736.8243
|  | 24:00 | 15429.862 | 3125.9343 | 11793.6639 | 10164.2737 | 0 | 40513.734
Jul |  | 145:00 | 15289.9275 | 2993.7719 | 11471.736 | 9513.949 | 0 | 39269.3844
|  | 146:00 | 14595.5531 | 2899.4387 | 11041.9995 | 9068.7775 | 0 | 37605.7689
|  | 147:00 | 13936.9116 | 2839.0904 | 10784.9061 | 8796.7091 | 0 | 36357.6173
|  | 148:00 | 13705.3801 | 2811.4555 | 10603.8883 | 8685.4349 | 0 | 35806.1588
|  | 149:00 | 13990.0748 | 2816.7246 | 10599.9936 | 8726.9353 | 0 | 36133.7284
|  | 150:00 | 14400.8798 | 2882.337 | 10605.9386 | 8797.0816 | 0 | 36686.237
|  | 151:00 | 14813.5718 | 2937.3223 | 10783.2575 | 8807.4053 | 0 | 37341.5569
|  | 152:00 | 15645.8854 | 3043.5919 | 11604.7244 | 9425.9692 | 0 | 39720.1709
|  | 153:00 | 16869.0276 | 3182.507 | 12643.4073 | 10345.116 | 0 | 43040.0578
|  | 154:00 | 18216.5568 | 3324.8748 | 13685.3209 | 11307.3845 | 0 | 46534.1371
|  | 155:00 | 19488.1053 | 3445.0822 | 14586.433 | 12130.2488 | 0 | 49649.8693
|  | 156:00 | 20762.6079 | 3554.9296 | 15299.8533 | 12853.6624 | 0 | 52471.0532
|  | 157:00 | 22006.0222 | 3683.9476 | 15805.7883 | 13440.0325 | 0 | 54935.7906
|  | 158:00 | 22964.115 | 3786.891 | 16137.1049 | 13887.0667 | 0 | 56775.1777
|  | 159:00 | 23645.521 | 3863.1938 | 16276.0422 | 14209.9368 | 0 | 57994.6938
|  | 160:00 | 24104.8394 | 3927.5616 | 16103.6376 | 14393.3783 | 0 | 58529.417
|  | 161:00 | 24071.0911 | 3915.5703 | 15694.3609 | 14396.4639 | 0 | 58077.4861
|  | 162:00 | 23460.077 | 3855.2497 | 15177.6834 | 14117.961 | 0 | 56610.9711
|  | 163:00 | 22429.4999 | 3772.6554 | 14732.132 | 13562.0258 | 0 | 54496.3131
|  | 164:00 | 21499.441 | 3661.7019 | 14399.7337 | 13026.8809 | 0 | 52587.7576
|  | 165:00 | 20877.0096 | 3619.5829 | 14084.6883 | 12597.8921 | 0 | 51179.1729
|  | 166:00 | 19227.3004 | 3475.1889 | 13413.2046 | 11977.2213 | 0 | 48092.9151
|  | 167:00 | 17652.9802 | 3275.6505 | 12611.5384 | 11193.5796 | 0 | 44733.7486
|  | 24:00 | 16265.1947 | 3119.6865 | 11925.157 | 10301.5465 | 0 | 41611.5848
Aug |  | 169:00 | 16134.1814 | 3050.3787 | 11923.5047 | 10070.1398 | 0 | 41178.2046
|  | 170:00 | 15467.9579 | 2970.9162 | 11443.1299 | 9575.5631 | 0 | 39457.5671
|  | 171:00 | 14915.0505 | 2919.9823 | 11123.6278 | 9202.8858 | 0 | 38161.5463
|  | 172:00 | 14649.8532 | 2876.7461 | 10922.1513 | 9004.7646 | 0 | 37453.5153
|  | 173:00 | 14559.2158 | 2873.6464 | 10990.4393 | 9019.2851 | 0 | 37442.5866
|  | 174:00 | 14806.0008 | 2916.4945 | 11120.0732 | 9291.8933 | 0 | 38134.4618
|  | 175:00 | 14980.3045 | 2915.8501 | 11179.1614 | 9402.5238 | 0 | 38477.8398
|  | 176:00 | 16258.9217 | 3017.2264 | 11944.3908 | 9996.0408 | 0 | 41216.5796
|  | 177:00 | 17963.2195 | 3181.4547 | 12914.2411 | 10845.2759 | 0 | 44904.1912
|  | 178:00 | 19623.1726 | 3361.3157 | 13889.2133 | 11749.2396 | 0 | 48622.9412
|  | 179:00 | 21101.6954 | 3541.7571 | 14722.8933 | 12650.9251 | 0 | 52017.271
|  | 180:00 | 22233.8427 | 3666.6887 | 15414.5794 | 13433.5361 | 0 | 54748.6468
|  | 181:00 | 23021.0618 | 3771.4311 | 15941.5624 | 14078.5952 | 0 | 56812.6505
|  | 182:00 | 23761.073 | 3847.72 | 16420.9823 | 14628.1112 | 0 | 58657.8865
|  | 183:00 | 24260.5734 | 3919.374 | 16700.1351 | 15035.2486 | 0 | 59915.3312
|  | 184:00 | 24473.018 | 3963.3852 | 16767.3679 | 15216.7983 | 0 | 60420.5694
|  | 185:00 | 24406.7824 | 3978.3251 | 16627.5348 | 15195.3418 | 0 | 60207.984
|  | 186:00 | 23823.1149 | 3921.0254 | 16201.6912 | 14852.6104 | 0 | 58798.4418
|  | 187:00 | 23016.2206 | 3816.1805 | 15578.9999 | 14264.7207 | 0 | 56676.1216
|  | 188:00 | 22361.3044 | 3749.0032 | 15304.6157 | 13945.5385 | 0 | 55360.4618
|  | 189:00 | 21462.5333 | 3638.4901 | 14757.3022 | 13558.5412 | 0 | 53416.8668
|  | 190:00 | 19827.1904 | 3453.1072 | 13954.4781 | 12676.5247 | 0 | 49911.3004
|  | 191:00 | 18272.5372 | 3257.0866 | 13106.6706 | 11698.0695 | 0 | 46334.3639
|  | 24:00 | 16902.3512 | 3097.8831 | 12335.4508 | 10844.8953 | 0 | 43180.5803
Sep | Fall | 193:00 | 12961.0292 | 2775.0419 | 10136.2421 | 8444.6557 | 0 | 34316.9689
|  | 194:00 | 12444.7576 | 2710.8522 | 9792.3276 | 8109.8927 | 0 | 33057.8301
|  | 195:00 | 12083.3482 | 2677.3015 | 9620.8368 | 7896.3404 | 0 | 32277.827
|  | 196:00 | 12074.2525 | 2669.1797 | 9680.9277 | 7860.2231 | 0 | 32284.5831
|  | 197:00 | 12724.5217 | 2704.1736 | 10195.2595 | 8249.3049 | 0 | 33873.2597
|  | 198:00 | 14125.8927 | 2802.2669 | 10855.7363 | 9123.331 | 0 | 36907.2269
|  | 199:00 | 14691.2996 | 2842.6074 | 10937.3565 | 9301.78 | 0 | 37773.0435
|  | 200:00 | 14841.9007 | 2880.7469 | 11053.7543 | 9462.677 | 0 | 38239.0789
|  | 201:00 | 15615.0363 | 2975.6815 | 11634.5232 | 9926.5533 | 0 | 40151.7944
|  | 202:00 | 16711.1664 | 3093.9486 | 12244.7941 | 10545.846 | 0 | 42595.755
|  | 203:00 | 17653.9863 | 3207.4717 | 12910.8556 | 11094.5822 | 0 | 44866.8958
|  | 204:00 | 18648.9989 | 3290.5087 | 13337.9023 | 11699.8944 | 0 | 46977.3043
|  | 205:00 | 19650.7833 | 3371.8419 | 13817.2922 | 12261.4561 | 0 | 49101.3734
|  | 206:00 | 20285.6379 | 3450.6569 | 14093.5408 | 12797.7185 | 0 | 50627.554
|  | 207:00 | 20797.8906 | 3529.0045 | 14384.4215 | 13118.9766 | 0 | 51830.2932
|  | 208:00 | 21094.5731 | 3583.7911 | 14622.5906 | 13409.9216 | 0 | 52710.8764
|  | 209:00 | 20873.5169 | 3552.0382 | 14506.6113 | 13343.9002 | 0 | 52276.0667
|  | 210:00 | 20158.4818 | 3499.6562 | 13907.7103 | 12992.4413 | 0 | 50558.2896
|  | 211:00 | 19485.4882 | 3410.7529 | 13601.0141 | 12567.8094 | 0 | 49065.0646
|  | 212:00 | 19257.8711 | 3375.9543 | 13399.5776 | 12472.3452 | 0 | 48505.7482
|  | 213:00 | 18172.0786 | 3278.1109 | 12862.5515 | 11829.0746 | 0 | 46141.8156
|  | 214:00 | 16596.4935 | 3168.257 | 12102.8475 | 10909.5027 | 0 | 42777.1007
|  | 215:00 | 14873.3385 | 3034.6214 | 11417.8682 | 9894.2398 | 0 | 39220.0678
|  | 24:00 | 13679.3647 | 2887.0224 | 10736.9937 | 9141.2704 | 0 | 36444.6511
Oct |  | 217:00 | 10389.389 | 2605.4647 | 8449.1019 | 7186.3677 | 0 | 28630.3234
|  | 218:00 | 10153.0593 | 2568.1824 | 8298.0521 | 6901.5895 | 0 | 27920.8833
|  | 219:00 | 10065.9997 | 2547.5395 | 8261.9212 | 6732.3134 | 0 | 27607.7738
|  | 220:00 | 10264.0865 | 2553.4004 | 8389.2637 | 6732.229 | 0 | 27938.9796
|  | 221:00 | 10892.2517 | 2616.7361 | 8904.7376 | 7138.6 | 0 | 29552.3255
|  | 222:00 | 12081.8907 | 2746.4789 | 9726.0969 | 8041.7243 | 0 | 32596.1907
|  | 223:00 | 12878.3446 | 2827.4721 | 9968.9477 | 8422.388 | 0 | 34097.1525
|  | 224:00 | 12970.557 | 2819.637 | 9994.4914 | 8353.7798 | 0 | 34138.4652
|  | 225:00 | 13319.6038 | 2847.3705 | 10389.7175 | 8678.0803 | 0 | 35234.772
|  | 226:00 | 13751.1726 | 2915.2786 | 10849.338 | 9064.0628 | 0 | 36579.852
|  | 227:00 | 14050.3862 | 2969.9374 | 11222.3096 | 9534.7101 | 0 | 37777.3433
|  | 228:00 | 14290.8968 | 2982.7373 | 11545.0273 | 9801.1295 | 0 | 38619.7908
|  | 229:00 | 14571.9761 | 3034.2835 | 12003.2712 | 10091.9369 | 0 | 39701.4677
|  | 230:00 | 14814.7167 | 3070.1542 | 12380.2824 | 10472.0191 | 0 | 40737.1724
|  | 231:00 | 15022.7134 | 3109.3246 | 12684.4633 | 10852.6901 | 0 | 41669.1914
|  | 232:00 | 15197.9974 | 3155.5679 | 12888.8837 | 11133.0111 | 0 | 42375.4602
|  | 233:00 | 15058.7592 | 3143.3021 | 12697.7209 | 11171.6858 | 0 | 42071.468
|  | 234:00 | 14978.396 | 3099.6094 | 12216.8972 | 10876.0888 | 0 | 41170.9914
|  | 235:00 | 15353.2767 | 3122.8467 | 12261.0294 | 11100.9053 | 0 | 41838.058
|  | 236:00 | 15106.521 | 3117.1095 | 11950.9793 | 10799.0431 | 0 | 40973.6528
|  | 237:00 | 14443.1632 | 3017.5517 | 11371.073 | 10187.8441 | 0 | 39019.632
|  | 238:00 | 13338.2401 | 2902.1041 | 10487.2514 | 9408.797 | 0 | 36136.3927
|  | 239:00 | 12177.1409 | 2757.4173 | 9651.3589 | 8440.8507 | 0 | 33026.7678
|  | 24:00 | 11338.8508 | 2679.4151 | 9040.505 | 7763.7009 | 0 | 30822.4718
Nov |  | 241:00 | 10836.0138 | 2714.9547 | 8301.647 | 7137.3825 | 0 | 28989.998
|  | 242:00 | 10615.624 | 2679.9547 | 8088.5988 | 6825.0456 | 0 | 28209.2232
|  | 243:00 | 10563.277 | 2676.9547 | 7945.4967 | 6644.2717 | 0 | 27830.0001
|  | 244:00 | 10613.3942 | 2732.9547 | 7928.3101 | 6528.8597 | 0 | 27803.5187
|  | 245:00 | 10884.6397 | 2700.9547 | 8113.054 | 6584.0348 | 0 | 28282.6833
|  | 246:00 | 11942.6459 | 2773.9547 | 8674.4249 | 7040.6748 | 0 | 30431.7004
|  | 247:00 | 13695.9 | 2942.9547 | 9494.3146 | 7962.4614 | 0 | 34095.6308
|  | 248:00 | 14050.225 | 3021.9547 | 9525.7351 | 8215.7229 | 0 | 34813.6377
|  | 249:00 | 13706.4947 | 3024.9547 | 9551.7132 | 8273.7819 | 0 | 34556.9446
|  | 250:00 | 13621.7283 | 3018.9547 | 9699.982 | 8440.6772 | 0 | 34781.3423
|  | 251:00 | 13575.6232 | 3008.9547 | 9863.9907 | 8636.0655 | 0 | 35084.6342
|  | 252:00 | 13470.9942 | 2995.9547 | 10016.0694 | 8801.8424 | 0 | 35284.8607
|  | 253:00 | 13441.2677 | 2955.9547 | 10115.7564 | 8824.7416 | 0 | 35337.7205
|  | 254:00 | 13451.5789 | 2952.9547 | 10284.2785 | 8834.3877 | 0 | 35523.1999
|  | 255:00 | 13448.8417 | 2948.9547 | 10390.3119 | 8822.5794 | 0 | 35610.6877
|  | 256:00 | 13434.4922 | 2946.9547 | 10381.6847 | 8859.9675 | 0 | 35623.0991
|  | 257:00 | 13423.7031 | 2949.9547 | 10325.8171 | 8830.1444 | 0 | 35529.6193
|  | 258:00 | 13680.7813 | 2960.9547 | 10457.6786 | 8946.5882 | 0 | 36046.0029
|  | 259:00 | 14395.8366 | 3061.9547 | 10590.6148 | 9388.096 | 0 | 37436.5021
|  | 260:00 | 14234.8283 | 3034.9547 | 10389.6132 | 9296.526 | 0 | 36955.9223
|  | 261:00 | 13910.847 | 3010.9547 | 10118.0202 | 9076.0524 | 0 | 36115.8744
|  | 262:00 | 13201.7314 | 2964.9547 | 9813.1046 | 8593.1452 | 0 | 34572.9359
|  | 263:00 | 12263.6209 | 2894.9547 | 9403.3262 | 7901.3614 | 0 | 32463.2633
|  | 24:00 | 11331.1783 | 2792.9547 | 8869.7961 | 7221.5465 | 0 | 30215.4756
Dec | Winter | 265:00 | 12817.3575 | 2927.5897 | 8644.4526 | 7671.7295 | 0 | 32061.1294
|  | 266:00 | 12763.9366 | 2899.5897 | 8485.4526 | 7422.2327 | 0 | 31571.2116
|  | 267:00 | 12888.7553 | 2899.5897 | 8401.4526 | 7298.5012 | 0 | 31488.2989
|  | 268:00 | 13095.4829 | 2911.5897 | 8478.4526 | 7298.0641 | 0 | 31783.5893
|  | 269:00 | 13601.8069 | 2944.5897 | 8609.4526 | 7482.3527 | 0 | 32638.2019
|  | 270:00 | 14613.7264 | 3042.5897 | 9074.4526 | 7977.0625 | 0 | 34707.8312
|  | 271:00 | 15902.2469 | 3266.5897 | 9879.4526 | 8700.0502 | 0 | 37748.3395
|  | 272:00 | 16565.7124 | 3326.5897 | 10119.4526 | 9061.886 | 0 | 39073.6407
|  | 273:00 | 16519.712 | 3295.5897 | 9999.4526 | 9101.0623 | 0 | 38915.8166
|  | 274:00 | 16110.3802 | 3235.5897 | 10109.4526 | 9165.086 | 0 | 38620.5086
|  | 275:00 | 15681.7651 | 3174.5897 | 10068.4526 | 9111.9648 | 0 | 38036.7722
|  | 276:00 | 15143.5934 | 3125.5897 | 10068.4526 | 8943.2833 | 0 | 37280.9189
|  | 277:00 | 14601.4058 | 3055.5897 | 10029.4526 | 8783.2356 | 0 | 36469.6837
|  | 278:00 | 14188.1745 | 3020.5897 | 10054.4526 | 8624.1754 | 0 | 35887.3922
|  | 279:00 | 13709.4596 | 2999.5897 | 10041.4526 | 8533.0362 | 0 | 35283.5381
|  | 280:00 | 13478.3214 | 2976.5897 | 9976.4526 | 8538.8676 | 0 | 34970.2313
|  | 281:00 | 13758.5999 | 2979.5897 | 9959.4526 | 8680.4027 | 0 | 35378.0449
|  | 282:00 | 14867.8231 | 3026.5897 | 10373.4526 | 9237.8107 | 0 | 37505.6761
|  | 283:00 | 15868.8033 | 3206.5897 | 10739.4526 | 9738.0825 | 0 | 39552.9281
|  | 284:00 | 15869.6623 | 3250.5897 | 10524.4526 | 9656.6835 | 0 | 39301.3881
|  | 285:00 | 15788.8492 | 3252.5897 | 10487.4526 | 9565.759 | 0 | 39094.6505
|  | 286:00 | 15439.0167 | 3220.5897 | 10289.4526 | 9305.6516 | 0 | 38254.7106
|  | 287:00 | 14722.5733 | 3152.5897 | 9930.4526 | 8817.2767 | 0 | 36622.8923
|  | 24:00 | 13779.3348 | 3056.5897 | 9382.4526 | 8199.3324 | 0 | 34417.7095

## LoadData_hour_9daysyear
06/30/2016 - modified load data to match with chronological model for April, July, October, January
Month | Season | Hour | Northeast | West | Coastal | South | Panhandle | ERCOT total | ERCOT total
Jan | Winter | 1:00 | 13580.9326 | 2833.5897 | 8512.6639 | 7733.2715 | 0 | 32660.4577 |  | Spring | Summer | Fall | Winter
|  | 2:00 | 13362.3111 | 2817.5897 | 8321.6639 | 7541.1833 | 0 | 32042.748 | 1:00 | 28762.4557 | 39269.3844 | 28630.3234 | 32660.4577
|  | 3:00 | 13246.4001 | 2814.5897 | 8248.6639 | 7446.5133 | 0 | 31756.167 | 2:00 | 27953.8081 | 37605.7689 | 27920.8833 | 32042.748
|  | 4:00 | 13208.4494 | 2826.5897 | 8269.6639 | 7458.6252 | 0 | 31763.3282 | 3:00 | 27163.5147 | 36357.6173 | 27607.7738 | 31756.167
|  | 5:00 | 13494.5502 | 2844.5897 | 8435.6639 | 7619.088 | 0 | 32393.8919 | 4:00 | 26319.8458 | 35806.1588 | 27938.9796 | 31763.3282
|  | 6:00 | 14525.133 | 2945.5897 | 9012.6639 | 8254.6974 | 0 | 34738.084 | 5:00 | 27327.1734 | 36133.7284 | 29552.3255 | 32393.8919
|  | 7:00 | 16197.484 | 3167.5897 | 9890.6639 | 9174.1434 | 0 | 38429.881 | 6:00 | 29810.6303 | 36686.237 | 32596.1907 | 34738.084
|  | 8:00 | 16859.8061 | 3258.5897 | 10054.6639 | 9476.6227 | 0 | 39649.6824 | 7:00 | 31738.4468 | 37341.5569 | 34097.1525 | 38429.881
|  | 9:00 | 16265.0889 | 3208.5897 | 9932.6639 | 9294.231 | 0 | 38700.5735 | 8:00 | 32424.2268 | 39720.1709 | 34138.4652 | 39649.6824
|  | 10:00 | 16028.9928 | 3158.5897 | 10127.6639 | 9208.985 | 0 | 38524.2314 | 9:00 | 33459.2081 | 43040.0578 | 35234.772 | 38700.5735
|  | 11:00 | 15773.3558 | 3113.5897 | 10249.6639 | 9051.2888 | 0 | 38187.8982 | 10:00 | 34470.8318 | 46534.1371 | 36579.852 | 38524.2314
|  | 12:00 | 15533.9863 | 3039.5897 | 10232.6639 | 8859.3423 | 0 | 37665.5822 | 11:00 | 35327.4428 | 49649.8693 | 37777.3433 | 38187.8982
|  | 13:00 | 15237.4425 | 2966.5897 | 10215.6639 | 8659.971 | 0 | 37079.6671 | 12:00 | 36141.9363 | 52471.0532 | 38619.7908 | 37665.5822
|  | 14:00 | 14951.7202 | 2934.5897 | 10253.6639 | 8438.0304 | 0 | 36578.0042 | 13:00 | 36980.6883 | 54935.7906 | 39701.4677 | 37079.6671
|  | 15:00 | 14548.0984 | 2874.5897 | 10284.6639 | 8371.3119 | 0 | 36078.6639 | 14:00 | 37843.2688 | 56775.1777 | 40737.1724 | 36578.0042
|  | 16:00 | 14241.0936 | 2860.5897 | 10291.6639 | 8278.084 | 0 | 35671.4312 | 15:00 | 38630.4401 | 57994.6938 | 41669.1914 | 36078.6639
|  | 17:00 | 14156.0636 | 2886.5897 | 10271.6639 | 8418.0855 | 0 | 35732.4027 | 16:00 | 39149.2419 | 58529.417 | 42375.4602 | 35671.4312
|  | 18:00 | 14565.0441 | 2914.5897 | 10369.6639 | 8706.2578 | 0 | 36555.5555 | 17:00 | 39034.235 | 58077.4861 | 42071.468 | 35732.4027
|  | 19:00 | 15607.9155 | 3041.5897 | 10752.6639 | 9350.2252 | 0 | 38752.3944 | 18:00 | 38443.5334 | 56610.9711 | 41170.9914 | 36555.5555
|  | 20:00 | 15691.9738 | 3073.5897 | 10693.6639 | 9402.2522 | 0 | 38861.4796 | 19:00 | 37551.7035 | 54496.3131 | 41838.058 | 38752.3944
|  | 21:00 | 15577.4498 | 3053.5897 | 10450.6639 | 9313.1133 | 0 | 38394.8167 | 20:00 | 38504.7718 | 52587.7576 | 40973.6528 | 38861.4796
|  | 22:00 | 15185.4372 | 3005.5897 | 10005.6639 | 9006.8632 | 0 | 37203.554 | 21:00 | 37677.0405 | 51179.1729 | 39019.632 | 38394.8167
|  | 23:00 | 14387.4182 | 2896.5897 | 9400.6639 | 8509.3769 | 0 | 35194.0487 | 22:00 | 35325.8832 | 48092.9151 | 36136.3927 | 37203.554
|  | 24:00 | 13536.6004 | 2776.5897 | 8788.6639 | 7970.9723 | 0 | 33072.8264 | 23:00 | 32651.1124 | 44733.7486 | 33026.7678 | 35194.0487
Feb |  | 25:00 | 12579.9356 | 2766.5945 | 8829.6639 | 7185.9909 | 0 | 31362.1849 | 24:00 | 30081.0526 | 41611.5848 | 30822.4718 | 33072.8264
|  | 26:00 | 12387.5431 | 2730.0774 | 8648.6639 | 6964.4666 | 0 | 30730.751
|  | 27:00 | 12251.4248 | 2713.6438 | 8494.6639 | 6868.555 | 0 | 30328.2875
|  | 28:00 | 12223.958 | 2719.3517 | 8418.6639 | 6855.4604 | 0 | 30217.4341 | Northeast | [9 empty] | West | [9 empty] | Coastal | [9 empty] | 10000 | *
|  | 29:00 | 12499.9777 | 2760.0204 | 8519.6639 | 7015.6154 | 0 | 30795.2774 |  | 1 | 2 | 3 | 4 | 5 | 6 | 7 | 8 | 9 |  | 1 | 2 | 3 | 4 | 5 | 6 | 7 | 8 | 9 |  | 1 | 2 | 3 | 4 | 5 | 6 | 7 | 8 | 9 | [9 empty] | 1 | 2 | 3 | 4 | 5 | 6 | 7 | 8 | 9
|  | 30:00 | 13576.7105 | 2866.5811 | 9024.6639 | 7622.8965 | 0 | 33090.8521 | 1:00 | 14632 | 10761 | 16810 | 10750 | 10757 | 16270 | 11520 | 10930 | 16487 | 1:00 | 2467.4 | 2105.8 | 2628.5 | 2068.3 | 2014.2 | 2329.4 | 2001.4 | 1739.1 | 2298.7 | 1:00 | 9693 | 8258 | 12549 | 8037 | 8202 | 11039 | 8881 | 8937 | 11531 | 0.8795 | 0.6593 | 1.0664 | 0.6333 | 0.6477 | 0.9337 | 0.6903 | 0.7046 | 0.9825 | 8795 | 6593 | 10664 | 6333 | 6477 | 9337 | 6903 | 7046 | 9825
|  | 31:00 | 15410.1696 | 3043.0841 | 9717.6639 | 8736.7255 | 0 | 36907.6432 | 2:00 | 14215 | 10504 | 15918 | 10362 | 10319 | 15066 | 11153 | 10517 | 15253 | 2:00 | 2455.7 | 2070.9 | 2540.1 | 2023.7 | 1973.4 | 2233.9 | 1986.6 | 1717.9 | 2148.3 | 2:00 | 9400 | 8045 | 12034 | 7896 | 7918 | 10567 | 8681 | 8547 | 11075 | 0.8467 | 0.6262 | 1.0103 | 0.6081 | 0.6189 | 0.8716 | 0.6571 | 0.6695 | 0.9299 | 8467 | 6262 | 10103 | 6081 | 6189 | 8716 | 6571 | 6695 | 9299
|  | 32:00 | 16027.7351 | 3142.8208 | 9968.6639 | 9081.4867 | 0 | 38220.7065 | 3:00 | 14001 | 10422 | 15288 | 10108 | 10051 | 14374 | 11091 | 10304 | 14583 | 3:00 | 2445.1 | 2047.4 | 2475.1 | 2011.5 | 1967.5 | 2129.1 | 1992.3 | 1703.8 | 2092.5 | 3:00 | 9288 | 7937 | 11745 | 7791 | 7789 | 10240 | 8566 | 8344 | 10769 | 0.8277 | 0.6114 | 0.9697 | 0.5932 | 0.6048 | 0.831 | 0.6437 | 0.648 | 0.8987 | 8277 | 6114 | 9697 | 5932 | 6048 | 8310 | 6437 | 6480 | 8987
|  | 33:00 | 15660.5274 | 3094.9736 | 10003.6639 | 8830.0678 | 0 | 37589.2328 | 4:00 | 14024 | 10531 | 15048 | 10068 | 10029 | 13926 | 11264 | 10232 | 14093 | 4:00 | 2423.9 | 2036.4 | 2440.8 | 2016.9 | 1970.5 | 2073.8 | 2009.3 | 1692 | 2045.8 | 4:00 | 9292 | 7986 | 11527 | 7790 | 7739 | 10162 | 8504 | 8247 | 10592 | 0.8206 | 0.607 | 0.9457 | 0.5918 | 0.6018 | 0.7986 | 0.6405 | 0.6333 | 0.8753 | 8206 | 6070 | 9457 | 5918 | 6018 | 7986 | 6405 | 6333 | 8753
|  | 34:00 | 15485.3934 | 3075.4593 | 10097.6639 | 8873.6842 | 0 | 37532.2008 | 5:00 | 14193 | 10907 | 15066 | 10452 | 10298 | 13714 | 11701 | 10323 | 13995 | 5:00 | 2422.7 | 2021.2 | 2422.3 | 2034.6 | 1997.7 | 2056.5 | 2054.9 | 1726.1 | 2041.2 | 5:00 | 9365 | 8221 | 11623 | 7977 | 7897 | 10141 | 8638 | 8366 | 10630 | 0.8253 | 0.6253 | 0.9357 | 0.6099 | 0.6158 | 0.7808 | 0.665 | 0.6424 | 0.874 | 8253 | 6253 | 9357 | 6099 | 6158 | 7808 | 6650 | 6424 | 8740
|  | 35:00 | 15298.6913 | 3051.6236 | 10103.6639 | 8854.307 | 0 | 37308.2858 | 6:00 | 14542 | 12142 | 15286 | 11490 | 11185 | 13774 | 13095 | 10434 | 14478 | 6:00 | 2448.6 | 2088.3 | 2450.3 | 2133.6 | 2079.7 | 2049.6 | 2187 | 1807.3 | 2089.1 | 6:00 | 9592 | 8888 | 11752 | 8602 | 8588 | 10274 | 9199 | 8691 | 11022 | 0.8461 | 0.683 | 0.9461 | 0.6678 | 0.6772 | 0.7827 | 0.7321 | 0.6685 | 0.9061 | 8461 | 6830 | 9461 | 6678 | 6772 | 7827 | 7321 | 6685 | 9061
|  | 36:00 | 14986.7055 | 3005.4652 | 10057.6639 | 8742.7514 | 0 | 36792.5861 | 7:00 | 15199 | 14269 | 15562 | 13358 | 13135 | 14077 | 15310 | 11046 | 15408 | 7:00 | 2555.7 | 2268.2 | 2458.1 | 2305.4 | 2269.2 | 2064.6 | 2496.9 | 1881.5 | 2167.7 | 7:00 | 9937 | 9922 | 11828 | 9406 | 9485 | 10528 | 10163 | 8953 | 11562 | 0.8791 | 0.8053 | 0.9507 | 0.7782 | 0.7877 | 0.8042 | 0.8648 | 0.6986 | 0.969 | 8791 | 8053 | 9507 | 7782 | 7877 | 8042 | 8648 | 6986 | 9690
|  | 37:00 | 14688.7934 | 2956.2789 | 10012.6639 | 8667.8291 | 0 | 36325.5653 | 8:00 | 15971 | 15079 | 16733 | 13914 | 13792 | 14453 | 16203 | 11304 | 16283 | 8:00 | 2627.4 | 2366.7 | 2572.1 | 2344.3 | 2306.1 | 2081.9 | 2621 | 1941.5 | 2228 | 8:00 | 10052 | 10178 | 12647 | 9482 | 9608 | 10679 | 10352 | 9253 | 12067 | 0.9153 | 0.8588 | 1.0251 | 0.7914 | 0.8062 | 0.818 | 0.9009 | 0.7295 | 1.0025 | 9153 | 8588 | 10251 | 7914 | 8062 | 8180 | 9009 | 7295 | 10025
|  | 38:00 | 14385.9809 | 2919.6402 | 10000.6639 | 8539.3347 | 0 | 35845.6197 | 9:00 | 16520 | 14783 | 18316 | 13854 | 13884 | 15514 | 15619 | 12571 | 17494 | 9:00 | 2673.3 | 2326 | 2742.9 | 2328.3 | 2307.9 | 2213.1 | 2523.1 | 1990.9 | 2313.5 | 9:00 | 10297 | 10137 | 13851 | 9812 | 9920 | 11303 | 10386 | 9725 | 13024 | 0.951 | 0.8492 | 1.129 | 0.7928 | 0.8115 | 0.8787 | 0.8712 | 0.7829 | 1.0524 | 9510 | 8492 | 11290 | 7928 | 8115 | 8787 | 8712 | 7829 | 10524
|  | 39:00 | 14128.2745 | 2890.8609 | 9936.6639 | 8388.1532 | 0 | 35343.9525 | 10:00 | 16674 | 14844 | 20360 | 13978 | 14223 | 16991 | 15302 | 13338 | 18822 | 10:00 | 2680.4 | 2339.8 | 2971.6 | 2329.3 | 2302.3 | 2357.1 | 2425.1 | 2035.6 | 2561.8 | 10:00 | 10285 | 10319 | 14865 | 10217 | 10422 | 12056 | 10588 | 9979 | 13992 | 0.963 | 0.8641 | 1.2413 | 0.8101 | 0.8301 | 0.9698 | 0.8574 | 0.8269 | 1.1229 | 9630 | 8641 | 12413 | 8101 | 8301 | 9698 | 8574 | 8269 | 11229
|  | 40:00 | 14009.9816 | 2889.2062 | 9960.6639 | 8330.8787 | 0 | 35190.7304 | 11:00 | 16234 | 14833 | 22296 | 14252 | 14393 | 18691 | 14914 | 13581 | 20214 | 11:00 | 2675.7 | 2355.8 | 3177.8 | 2357.5 | 2320.4 | 2511.4 | 2347.6 | 2040.3 | 2730.4 | 11:00 | 10033 | 10503 | 15914 | 10674 | 10929 | 12764 | 10740 | 10214 | 14945 | 0.9472 | 0.883 | 1.3403 | 0.8289 | 0.8521 | 1.0759 | 0.8502 | 0.8612 | 1.1944 | 9472 | 8830 | 13403 | 8289 | 8521 | 10759 | 8502 | 8612 | 11944
|  | 41:00 | 14104.3078 | 2884.8247 | 10053.6639 | 8485.8821 | 0 | 35528.6785 | 12:00 | 15552 | 14658 | 24175 | 14315 | 14547 | 20161 | 14698 | 13791 | 21526 | 12:00 | 2601.6 | 2374.3 | 3384.1 | 2368.3 | 2336 | 2661.1 | 2288.4 | 2065 | 2909.2 | 12:00 | 9685 | 10618 | 16575 | 10921 | 11246 | 13460 | 10805 | 10456 | 15888 | 0.918 | 0.8974 | 1.4304 | 0.848 | 0.8676 | 1.166 | 0.8412 | 0.8901 | 1.2632 | 9180 | 8974 | 14304 | 8480 | 8676 | 11660 | 8412 | 8901 | 12632
|  | 42:00 | 14484.2526 | 2875.0193 | 10111.6639 | 8853.3691 | 0 | 36324.3049 | 13:00 | 14925 | 14584 | 25584 | 14407 | 14790 | 21281 | 14358 | 13927 | 22769 | 13:00 | 2568.6 | 2337 | 3529.6 | 2362.4 | 2345.8 | 2778.5 | 2245.1 | 2063.8 | 3030 | 13:00 | 9381 | 10726 | 17006 | 11026 | 11309 | 14261 | 10829 | 10779 | 16615 | 0.8872 | 0.8999 | 1.5028 | 0.866 | 0.8878 | 1.2438 | 0.8315 | 0.9243 | 1.3235 | 8872 | 8999 | 15028 | 8660 | 8878 | 12438 | 8315 | 9243 | 13235
|  | 43:00 | 15078.2131 | 2950.3976 | 10465.6639 | 9395.4106 | 0 | 37889.6852 | 14:00 | 14260 | 14479 | 26650 | 14566 | 15084 | 22145 | 14328 | 14208 | 23922 | 14:00 | 2525.1 | 2327 | 3631.3 | 2366.3 | 2394.6 | 2908.6 | 2222.3 | 2082.7 | 3187.1 | 14:00 | 9170 | 10874 | 17274 | 11180 | 11422 | 14988 | 10967 | 11076 | 17246 | 0.8592 | 0.9036 | 1.551 | 0.8838 | 0.9136 | 1.299 | 0.8345 | 0.9657 | 1.3805 | 8592 | 9036 | 15510 | 8838 | 9136 | 12990 | 8345 | 9657 | 13805
|  | 44:00 | 14985.4686 | 3018.0763 | 10459.6639 | 9476.0014 | 0 | 37939.2102 | 15:00 | 13855 | 14325 | 27275 | 14393 | 15134 | 22698 | 14146 | 14593 | 24814 | 15:00 | 2486.2 | 2303.6 | 3720.8 | 2371.6 | 2424.3 | 2983.5 | 2189.3 | 2120.3 | 3326.1 | 15:00 | 9118 | 10877 | 17503 | 11299 | 11676 | 15600 | 11046 | 11445 | 17680 | 0.8348 | 0.9065 | 1.5799 | 0.8952 | 0.9264 | 1.3374 | 0.8341 | 0.9972 | 1.4217 | 8348 | 9065 | 15799 | 8952 | 9264 | 13374 | 8341 | 9972 | 14217
|  | 45:00 | 14788.5456 | 3004.73 | 10298.6639 | 9342.5305 | 0 | 37434.47 | 16:00 | 13624 | 14163 | 27525 | 14222 | 15001 | 23136 | 14053 | 14908 | 25525 | 16:00 | 2466.2 | 2300.6 | 3768.3 | 2383.9 | 2432.6 | 3034.2 | 2138.1 | 2170.9 | 3445.7 | 16:00 | 9088 | 10856 | 17505 | 11320 | 11698 | 15661 | 11055 | 11705 | 17970 | 0.8318 | 0.912 | 1.5921 | 0.8988 | 0.9308 | 1.3623 | 0.8338 | 1.0257 | 1.4575 | 8318 | 9120 | 15921 | 8988 | 9308 | 13623 | 8338 | 10257 | 14575
|  | 46:00 | 14321.1963 | 2983.8696 | 9962.6639 | 8962.4712 | 0 | 36230.2011 | 17:00 | 13801 | 14225 | 27480 | 14129 | 14689 | 23376 | 14101 | 15055 | 25886 | 17:00 | 2473.3 | 2293.5 | 3734.1 | 2389.2 | 2431 | 3007.7 | 2121 | 2185 | 3506.1 | 17:00 | 9295 | 10891 | 17200 | 11224 | 11593 | 15392 | 10974 | 11708 | 18017 | 0.8407 | 0.9195 | 1.5813 | 0.8944 | 0.9312 | 1.3713 | 0.8363 | 1.0179 | 1.4824 | 8407 | 9195 | 15813 | 8944 | 9312 | 13713 | 8363 | 10179 | 14824
|  | 47:00 | 13684.9299 | 2905.6742 | 9419.6639 | 8335.6306 | 0 | 34345.8986 | 18:00 | 15248 | 14487 | 26855 | 14449 | 14531 | 23298 | 15166 | 14792 | 25728 | 18:00 | 2582.7 | 2266.4 | 3680.5 | 2385.4 | 2396.9 | 2877.5 | 2180.2 | 2156.8 | 3481 | 18:00 | 10160 | 11056 | 16853 | 11345 | 11499 | 15103 | 11205 | 11428 | 17794 | 0.9103 | 0.9181 | 1.552 | 0.9034 | 0.9162 | 1.3556 | 0.868 | 0.9841 | 1.4711 | 9103 | 9181 | 15520 | 9034 | 9162 | 13556 | 8680 | 9841 | 14711
|  | 24:00 | 12836.9071 | 2800.2656 | 8849.6639 | 7613.4143 | 0 | 32100.251 | 19:00 | 16860 | 15395 | 25751 | 15095 | 14825 | 22667 | 16346 | 15068 | 25157 | 19:00 | 2722.8 | 2316.6 | 3588.4 | 2498.8 | 2486 | 2795.8 | 2384.1 | 2195.6 | 3383.1 | 19:00 | 10849 | 11355 | 16257 | 11612 | 11558 | 14618 | 11597 | 11516 | 17194 | 1.01 | 0.9544 | 1.4986 | 0.9621 | 0.946 | 1.3149 | 0.9514 | 0.9831 | 1.4306 | 10100 | 9544 | 14986 | 9621 | 9460 | 13149 | 9514 | 9831 | 14306
Mar | Spring | 49:00 | 10881.0328 | 2582.2935 | 8291.4526 | 6720.9931 | 0 | 28475.7721 | 20:00 | 17218 | 15524 | 24943 | 14852 | 14151 | 21865 | 16333 | 14568 | 24106 | 20:00 | 2751 | 2393.4 | 3450.4 | 2474.5 | 2419.3 | 2654.2 | 2408 | 2190.9 | 3214.5 | 20:00 | 10924 | 11281 | 15882 | 11414 | 11154 | 14076 | 11394 | 11115 | 16506 | 1.0279 | 0.9795 | 1.4572 | 0.9538 | 0.9117 | 1.2626 | 0.9548 | 0.9486 | 1.379 | 10279 | 9795 | 14572 | 9538 | 9117 | 12626 | 9548 | 9486 | 13790
|  | 50:00 | 10603.0576 | 2550.7435 | 8078.4526 | 6513.9931 | 0 | 27746.2469 | 21:00 | 17368 | 15174 | 23987 | 14502 | 13590 | 21285 | 16279 | 13876 | 23129 | 21:00 | 2736.9 | 2389.2 | 3367.9 | 2443.6 | 2368.7 | 2573.6 | 2430.8 | 2133.3 | 3068.7 | 21:00 | 10965 | 11035 | 15500 | 11124 | 10713 | 13874 | 11137 | 10605 | 15986 | 1.0299 | 0.9636 | 1.4167 | 0.9262 | 0.879 | 1.2416 | 0.9466 | 0.8908 | 1.3344 | 10299 | 9636 | 14167 | 9262 | 8790 | 12416 | 9466 | 8908 | 13344
|  | 51:00 | 10511.1405 | 2548.1771 | 7959.4526 | 6407.9931 | 0 | 27426.7633 | 22:00 | 16980 | 14349 | 22376 | 13799 | 13164 | 20788 | 15790 | 12989 | 22582 | 22:00 | 2707.5 | 2354.3 | 3183.4 | 2348.9 | 2281.1 | 2571.3 | 2390.9 | 1989.7 | 3033.4 | 22:00 | 10751 | 10525 | 14746 | 10477 | 10248 | 13585 | 10701 | 10051 | 15615 | 1.0045 | 0.9216 | 1.3338 | 0.8684 | 0.8318 | 1.2206 | 0.9172 | 0.826 | 1.322 | 10045 | 9216 | 13338 | 8684 | 8318 | 12206 | 9172 | 8260 | 13220
|  | 52:00 | 10566.5529 | 2560.7075 | 7965.4526 | 6374.9931 | 0 | 27467.7061 | 23:00 | 16144 | 13118 | 20670 | 12630 | 12327 | 19404 | 14605 | 11884 | 20901 | 23:00 | 2588.6 | 2208.1 | 2990.9 | 2224.8 | 2203.1 | 2472.2 | 2286.1 | 1896.7 | 2888.7 | 23:00 | 10273 | 9724 | 13813 | 9643 | 9515 | 12961 | 9985 | 9353 | 14692 | 0.9463 | 0.8409 | 1.2335 | 0.7902 | 0.7756 | 1.1479 | 0.8472 | 0.7496 | 1.2312 | 9463 | 8409 | 12335 | 7902 | 7756 | 11479 | 8472 | 7496 | 12312
|  | 53:00 | 10887.4409 | 2601.3097 | 8094.4526 | 6440.9931 | 0 | 28024.1962 | 24:00 | 15033 | 11804 | 19305 | 11491 | 11493 | 17774 | 13290 | 11091 | 18900 | 24:00 | 2473.3 | 2103.9 | 2825 | 2093.7 | 2112.9 | 2339.8 | 2176.8 | 1800.3 | 2680.3 | 24:00 | 9681 | 8913 | 13036 | 8923 | 8852 | 12130 | 9203 | 8882 | 13652 | 0.8711 | 0.753 | 1.1384 | 0.7048 | 0.7125 | 1.0594 | 0.7671 | 0.6885 | 1.1103 | 8711 | 7530 | 11384 | 7048 | 7125 | 10594 | 7671 | 6885 | 11103
|  | 54:00 | 11850.1239 | 2721.2927 | 8595.4526 | 6856.9931 | 0 | 30023.8623
|  | 55:00 | 13114.963 | 2865.8102 | 9232.4526 | 7779.9931 | 0 | 32993.2189
|  | 56:00 | 13482.9626 | 2902.6071 | 9459.4526 | 8053.9931 | 0 | 33899.0154 | South | [9 empty] | Panhandle
|  | 57:00 | 13487.182 | 2918.1842 | 9638.4526 | 8094.9931 | 0 | 34138.812 |  | 1 | 2 | 3 | 4 | 5 | 6 | 7 | 8 | 9 |  | 1 | 2 | 3 | 4 | 5 | 6 | 7 | 8 | 9
|  | 58:00 | 13502.0014 | 2892.8445 | 9819.4526 | 8247.9931 | 0 | 34462.2916 | 1:00 | 8795 | 6593 | 10664 | 6333 | 6477 | 9337 | 6903 | 7046 | 9825 | 1:00 | 0 | 0 | 0 | 0 | 0 | 0 | 0 | 0 | 0
|  | 59:00 | 13497.9881 | 2894.9189 | 9989.4526 | 8406.9931 | 0 | 34789.3527 | 2:00 | 8467 | 6262 | 10103 | 6081 | 6189 | 8716 | 6571 | 6695 | 9299 | 2:00 | 0 | 0 | 0 | 0 | 0 | 0 | 0 | 0 | 0
|  | 60:00 | 13360.89 | 2872.2212 | 10031.4526 | 8477.9931 | 0 | 34742.5569 | 3:00 | 8277 | 6114 | 9697 | 5932 | 6048 | 8310 | 6437 | 6480 | 8987 | 3:00 | 0 | 0 | 0 | 0 | 0 | 0 | 0 | 0 | 0
|  | 61:00 | 13242.7058 | 2860.6386 | 10043.4526 | 8533.9931 | 0 | 34680.7901 | 4:00 | 8206 | 6070 | 9457 | 5918 | 6018 | 7986 | 6405 | 6333 | 8753 | 4:00 | 0 | 0 | 0 | 0 | 0 | 0 | 0 | 0 | 0
|  | 62:00 | 13183.8073 | 2854.0745 | 10169.4526 | 8598.9931 | 0 | 34806.3276 | 5:00 | 8253 | 6253 | 9357 | 6099 | 6158 | 7808 | 6650 | 6424 | 8740 | 5:00 | 0 | 0 | 0 | 0 | 0 | 0 | 0 | 0 | 0
|  | 63:00 | 13105.7157 | 2855.6446 | 10240.4526 | 8630.9931 | 0 | 34832.806 | 6:00 | 8461 | 6830 | 9461 | 6678 | 6772 | 7827 | 7321 | 6685 | 9061 | 6:00 | 0 | 0 | 0 | 0 | 0 | 0 | 0 | 0 | 0
|  | 64:00 | 13181.7401 | 2852.576 | 10271.4526 | 8662.9931 | 0 | 34968.7619 | 7:00 | 8791 | 8053 | 9507 | 7782 | 7877 | 8042 | 8648 | 6986 | 9690 | 7:00 | 0 | 0 | 0 | 0 | 0 | 0 | 0 | 0 | 0
|  | 65:00 | 13091.7394 | 2856.0743 | 10270.4526 | 8663.9931 | 0 | 34882.2595 | 8:00 | 9153 | 8588 | 10251 | 7914 | 8062 | 8180 | 9009 | 7295 | 10025 | 8:00 | 0 | 0 | 0 | 0 | 0 | 0 | 0 | 0 | 0
|  | 66:00 | 13141.3257 | 2864.8909 | 10051.4526 | 8622.9931 | 0 | 34680.6624 | 9:00 | 9510 | 8492 | 11290 | 7928 | 8115 | 8787 | 8712 | 7829 | 10524 | 9:00 | 0 | 0 | 0 | 0 | 0 | 0 | 0 | 0 | 0
|  | 67:00 | 13406.8416 | 2881.4955 | 10089.4526 | 8697.9931 | 0 | 35075.7828 | 10:00 | 9630 | 8641 | 12413 | 8101 | 8301 | 9698 | 8574 | 8269 | 11229 | 10:00 | 0 | 0 | 0 | 0 | 0 | 0 | 0 | 0 | 0
|  | 68:00 | 13915.4226 | 2959.3515 | 10419.4526 | 9048.9931 | 0 | 36343.2198 | 11:00 | 9472 | 8830 | 13403 | 8289 | 8521 | 10759 | 8502 | 8612 | 11944 | 11:00 | 0 | 0 | 0 | 0 | 0 | 0 | 0 | 0 | 0
|  | 69:00 | 13664.4313 | 2915.8121 | 10257.4526 | 8943.9931 | 0 | 35781.6891 | 12:00 | 9180 | 8974 | 14304 | 8480 | 8676 | 11660 | 8412 | 8901 | 12632 | 12:00 | 0 | 0 | 0 | 0 | 0 | 0 | 0 | 0 | 0
|  | 70:00 | 13077.2386 | 2860.5485 | 9765.4526 | 8593.9931 | 0 | 34297.2328 | 13:00 | 8872 | 8999 | 15028 | 8660 | 8878 | 12438 | 8315 | 9243 | 13235 | 13:00 | 0 | 0 | 0 | 0 | 0 | 0 | 0 | 0 | 0
|  | 71:00 | 12199.2871 | 2761.1056 | 9123.4526 | 7951.9931 | 0 | 32035.8384 | 14:00 | 8592 | 9036 | 15510 | 8838 | 9136 | 12990 | 8345 | 9657 | 13805 | 14:00 | 0 | 0 | 0 | 0 | 0 | 0 | 0 | 0 | 0
|  | 24:00 | 11150.9871 | 2693.45 | 8534.4526 | 7297.9931 | 0 | 29676.8828 | 15:00 | 8348 | 9065 | 15799 | 8952 | 9264 | 13374 | 8341 | 9972 | 14217 | 15:00 | 0 | 0 | 0 | 0 | 0 | 0 | 0 | 0 | 0
Apr |  | 73:00 | 10641.5553 | 2578.0905 | 8563.4145 | 6979.3953 | 0 | 28762.4557 | 16:00 | 8318 | 9120 | 15921 | 8988 | 9308 | 13623 | 8338 | 10257 | 14575 | 16:00 | 0 | 0 | 0 | 0 | 0 | 0 | 0 | 0 | 0
|  | 74:00 | 10411.423 | 2553.6299 | 8277.9275 | 6710.8276 | 0 | 27953.8081 | 17:00 | 8407 | 9195 | 15813 | 8944 | 9312 | 13713 | 8363 | 10179 | 14824 | 17:00 | 0 | 0 | 0 | 0 | 0 | 0 | 0 | 0 | 0
|  | 75:00 | 9932.036 | 2530.6257 | 8122.7511 | 6578.1019 | 0 | 27163.5147 | 18:00 | 9103 | 9181 | 15520 | 9034 | 9162 | 13556 | 8680 | 9841 | 14711 | 18:00 | 0 | 0 | 0 | 0 | 0 | 0 | 0 | 0 | 0
|  | 76:00 | 9228.6865 | 2522.5756 | 8052.4592 | 6516.1246 | 0 | 26319.8458 | 19:00 | 10100 | 9544 | 14986 | 9621 | 9460 | 13149 | 9514 | 9831 | 14306 | 19:00 | 0 | 0 | 0 | 0 | 0 | 0 | 0 | 0 | 0
|  | 77:00 | 9908.9964 | 2577.9411 | 8223.3047 | 6616.9312 | 0 | 27327.1734 | 20:00 | 10279 | 9795 | 14572 | 9538 | 9117 | 12626 | 9548 | 9486 | 13790 | 20:00 | 0 | 0 | 0 | 0 | 0 | 0 | 0 | 0 | 0
|  | 78:00 | 11372.3974 | 2706.3454 | 8567.6135 | 7164.274 | 0 | 29810.6303 | 21:00 | 10299 | 9636 | 14167 | 9262 | 8790 | 12416 | 9466 | 8908 | 13344 | 21:00 | 0 | 0 | 0 | 0 | 0 | 0 | 0 | 0 | 0
|  | 79:00 | 12356.8711 | 2780.518 | 8798.0401 | 7803.0175 | 0 | 31738.4468 | 22:00 | 10045 | 9216 | 13338 | 8684 | 8318 | 12206 | 9172 | 8260 | 13220 | 22:00 | 0 | 0 | 0 | 0 | 0 | 0 | 0 | 0 | 0
|  | 80:00 | 12486.5087 | 2772.7353 | 9129.551 | 8035.4317 | 0 | 32424.2268 | 23:00 | 9463 | 8409 | 12335 | 7902 | 7756 | 11479 | 8472 | 7496 | 12312 | 23:00 | 0 | 0 | 0 | 0 | 0 | 0 | 0 | 0 | 0
|  | 81:00 | 12810.9908 | 2816.3807 | 9599.2142 | 8232.6224 | 0 | 33459.2081 | 24:00 | 8711 | 7530 | 11384 | 7048 | 7125 | 10594 | 7671 | 6885 | 11103 | 24:00 | 0 | 0 | 0 | 0 | 0 | 0 | 0 | 0 | 0
|  | 82:00 | 13130.3838 | 2856.336 | 10003.432 | 8480.68 | 0 | 34470.8318
|  | 83:00 | 13316.2912 | 2870.937 | 10381.5235 | 8758.6911 | 0 | 35327.4428
|  | 84:00 | 13592.1134 | 2888.7573 | 10637.9197 | 9023.1459 | 0 | 36141.9363
|  | 85:00 | 13780.3475 | 2951.8324 | 10946.4915 | 9302.0169 | 0 | 36980.6883
|  | 86:00 | 14082.1909 | 3006.7442 | 11161.4626 | 9592.8711 | 0 | 37843.2688
|  | 87:00 | 14406.8637 | 3040.1182 | 11385.528 | 9797.9301 | 0 | 38630.4401
|  | 88:00 | 14649.561 | 3067.3718 | 11376.8065 | 10055.5026 | 0 | 39149.2419
|  | 89:00 | 14727.0142 | 3055.2891 | 11228.9515 | 10022.9802 | 0 | 39034.235
|  | 90:00 | 14534.2144 | 3032.6822 | 11010.8455 | 9865.7913 | 0 | 38443.5334
|  | 91:00 | 14121.2156 | 2993.6874 | 10771.4887 | 9665.3118 | 0 | 37551.7035
|  | 92:00 | 14558.032 | 3026.2702 | 10992.9454 | 9927.5241 | 0 | 38504.7718
|  | 93:00 | 14184.3216 | 2995.9532 | 10725.1299 | 9771.6357 | 0 | 37677.0405
|  | 94:00 | 13022.3648 | 2878.9159 | 10178.2302 | 9246.3723 | 0 | 35325.8832
|  | 95:00 | 11825.3735 | 2741.1233 | 9576.1709 | 8508.4447 | 0 | 32651.1124
|  | 24:00 | 10801.3948 | 2615.7617 | 8933.7366 | 7730.1595 | 0 | 30081.0526
May |  | 97:00 | 11283.4737 | 2722.3534 | 9129.6639 | 8101.6366 | 0 | 31237.1276
|  | 98:00 | 10823.6921 | 2658.1608 | 8855.6639 | 7778.6735 | 0 | 30116.1903
|  | 99:00 | 10480.8815 | 2624.4656 | 8719.6639 | 7588.2331 | 0 | 29413.2442
|  | 100:00 | 10462.105 | 2605.8752 | 8776.6639 | 7476.1624 | 0 | 29320.8066
|  | 101:00 | 11050.1985 | 2627.5055 | 9214.6639 | 7607.5781 | 0 | 30499.9461
|  | 102:00 | 12297.2273 | 2743.3702 | 9931.6639 | 7878.7053 | 0 | 32850.9668
|  | 103:00 | 12871.8819 | 2783.4238 | 10133.6639 | 7972.3851 | 0 | 33761.3548
|  | 104:00 | 13348.7059 | 2852.0711 | 10471.6639 | 8452.583 | 0 | 35125.0239
|  | 105:00 | 13975.284 | 2936.6675 | 10927.6639 | 9068.4363 | 0 | 36908.0517
|  | 106:00 | 14703.7776 | 3029.15 | 11490.6639 | 9712.4061 | 0 | 38935.9977
|  | 107:00 | 15432.1801 | 3093.5921 | 12035.6639 | 10310.7518 | 0 | 40872.1879
|  | 108:00 | 16079.0645 | 3143.5714 | 12504.6639 | 10833.0235 | 0 | 42560.3233
|  | 109:00 | 16738.1777 | 3211.5731 | 13018.6639 | 11182.9645 | 0 | 44151.3791
|  | 110:00 | 17327.9592 | 3273.5284 | 13496.6639 | 11500.8527 | 0 | 45599.0042
|  | 111:00 | 17855.7236 | 3316.7427 | 13825.6639 | 11807.0251 | 0 | 46805.1553
|  | 112:00 | 18238.5044 | 3375.9578 | 13956.6639 | 12070.6056 | 0 | 47641.7316
|  | 113:00 | 18299.1827 | 3389.0505 | 13851.6639 | 12148.7443 | 0 | 47688.6415
|  | 114:00 | 18041.5681 | 3386.5449 | 13355.6639 | 11980.1624 | 0 | 46763.9393
|  | 115:00 | 17276.3599 | 3347.5612 | 12775.6639 | 11583.7185 | 0 | 44983.3035
|  | 116:00 | 17031.7738 | 3279.3289 | 12671.6639 | 11448.38 | 0 | 44431.1466
|  | 117:00 | 16753.8966 | 3229.3506 | 12283.6639 | 11189.713 | 0 | 43456.6241
|  | 118:00 | 15366.2922 | 3085.727 | 11419.6639 | 10449.4923 | 0 | 40321.1755
|  | 119:00 | 13746.0451 | 2906.9949 | 10456.6639 | 9506.8078 | 0 | 36616.5117
|  | 24:00 | 12516.757 | 2783.5863 | 9768.6639 | 8779.9402 | 0 | 33848.9474
Jun | Summer | 121:00 | 14241.4644 | 2973.2088 | 11074.6639 | 9541.8956 | 0 | 37831.2327
|  | 122:00 | 13702.5619 | 2914.234 | 10652.6639 | 9113.692 | 0 | 36383.1519
|  | 123:00 | 13285.9228 | 2866.0575 | 10399.6639 | 8799.7235 | 0 | 35351.3677
|  | 124:00 | 13152.6182 | 2828.9112 | 10247.6639 | 8592.9973 | 0 | 34822.1906
|  | 125:00 | 13599.3229 | 2840.3714 | 10263.6639 | 8583.1431 | 0 | 35286.5013
|  | 126:00 | 14471.1447 | 2874.2248 | 10372.6639 | 8637.7273 | 0 | 36355.7607
|  | 127:00 | 15173.7313 | 2906.1828 | 10768.6639 | 8763.9839 | 0 | 37612.5619
|  | 128:00 | 15729.1428 | 3020.1088 | 11605.6639 | 9400.6256 | 0 | 39755.5411
|  | 129:00 | 16519.8848 | 3144.4571 | 12415.6639 | 10191.6843 | 0 | 42271.6901
|  | 130:00 | 17619.6709 | 3279.379 | 13366.6639 | 11020.8115 | 0 | 45286.5253
|  | 131:00 | 18753.5749 | 3434.0109 | 14172.6639 | 11797.0179 | 0 | 48157.2677
|  | 132:00 | 19833.4053 | 3538.027 | 14749.6639 | 12445.5689 | 0 | 50566.6651
|  | 133:00 | 20974.1284 | 3622.2626 | 15164.6639 | 13011.0419 | 0 | 52772.0968
|  | 134:00 | 21890.2962 | 3713.9063 | 15485.6639 | 13491.7712 | 0 | 54581.6376
|  | 135:00 | 22490.5986 | 3760.7946 | 15661.6639 | 13875.3398 | 0 | 55788.3969
|  | 136:00 | 22830.0064 | 3805.1174 | 15662.6639 | 14139.1705 | 0 | 56436.9583
|  | 137:00 | 22721.7614 | 3823.1576 | 15484.6639 | 14184.2615 | 0 | 56213.8445
|  | 138:00 | 22110.9573 | 3791.3062 | 15233.6639 | 13985.3725 | 0 | 55121.2999
|  | 139:00 | 21104.8618 | 3705.5995 | 14745.6639 | 13527.5754 | 0 | 53083.7007
|  | 140:00 | 20286.1686 | 3604.9145 | 14376.6639 | 13019.2695 | 0 | 51287.0166
|  | 141:00 | 19740.1202 | 3561.8168 | 14011.6639 | 12758.9751 | 0 | 50072.5761
|  | 142:00 | 18397.3079 | 3432.9185 | 13223.6639 | 11943.3666 | 0 | 46997.257
|  | 143:00 | 16869.1856 | 3269.4431 | 12516.6639 | 11081.5316 | 0 | 43736.8243
|  | 24:00 | 15429.862 | 3125.9343 | 11793.6639 | 10164.2737 | 0 | 40513.734
Jul |  | 145:00 | 15289.9275 | 2993.7719 | 11471.736 | 9513.949 | 0 | 39269.3844
|  | 146:00 | 14595.5531 | 2899.4387 | 11041.9995 | 9068.7775 | 0 | 37605.7689
|  | 147:00 | 13936.9116 | 2839.0904 | 10784.9061 | 8796.7091 | 0 | 36357.6173
|  | 148:00 | 13705.3801 | 2811.4555 | 10603.8883 | 8685.4349 | 0 | 35806.1588
|  | 149:00 | 13990.0748 | 2816.7246 | 10599.9936 | 8726.9353 | 0 | 36133.7284
|  | 150:00 | 14400.8798 | 2882.337 | 10605.9386 | 8797.0816 | 0 | 36686.237
|  | 151:00 | 14813.5718 | 2937.3223 | 10783.2575 | 8807.4053 | 0 | 37341.5569
|  | 152:00 | 15645.8854 | 3043.5919 | 11604.7244 | 9425.9692 | 0 | 39720.1709
|  | 153:00 | 16869.0276 | 3182.507 | 12643.4073 | 10345.116 | 0 | 43040.0578
|  | 154:00 | 18216.5568 | 3324.8748 | 13685.3209 | 11307.3845 | 0 | 46534.1371
|  | 155:00 | 19488.1053 | 3445.0822 | 14586.433 | 12130.2488 | 0 | 49649.8693
|  | 156:00 | 20762.6079 | 3554.9296 | 15299.8533 | 12853.6624 | 0 | 52471.0532
|  | 157:00 | 22006.0222 | 3683.9476 | 15805.7883 | 13440.0325 | 0 | 54935.7906
|  | 158:00 | 22964.115 | 3786.891 | 16137.1049 | 13887.0667 | 0 | 56775.1777
|  | 159:00 | 23645.521 | 3863.1938 | 16276.0422 | 14209.9368 | 0 | 57994.6938
|  | 160:00 | 24104.8394 | 3927.5616 | 16103.6376 | 14393.3783 | 0 | 58529.417
|  | 161:00 | 24071.0911 | 3915.5703 | 15694.3609 | 14396.4639 | 0 | 58077.4861
|  | 162:00 | 23460.077 | 3855.2497 | 15177.6834 | 14117.961 | 0 | 56610.9711
|  | 163:00 | 22429.4999 | 3772.6554 | 14732.132 | 13562.0258 | 0 | 54496.3131
|  | 164:00 | 21499.441 | 3661.7019 | 14399.7337 | 13026.8809 | 0 | 52587.7576
|  | 165:00 | 20877.0096 | 3619.5829 | 14084.6883 | 12597.8921 | 0 | 51179.1729
|  | 166:00 | 19227.3004 | 3475.1889 | 13413.2046 | 11977.2213 | 0 | 48092.9151
|  | 167:00 | 17652.9802 | 3275.6505 | 12611.5384 | 11193.5796 | 0 | 44733.7486
|  | 24:00 | 16265.1947 | 3119.6865 | 11925.157 | 10301.5465 | 0 | 41611.5848
Aug |  | 169:00 | 16134.1814 | 3050.3787 | 11923.5047 | 10070.1398 | 0 | 41178.2046
|  | 170:00 | 15467.9579 | 2970.9162 | 11443.1299 | 9575.5631 | 0 | 39457.5671
|  | 171:00 | 14915.0505 | 2919.9823 | 11123.6278 | 9202.8858 | 0 | 38161.5463
|  | 172:00 | 14649.8532 | 2876.7461 | 10922.1513 | 9004.7646 | 0 | 37453.5153
|  | 173:00 | 14559.2158 | 2873.6464 | 10990.4393 | 9019.2851 | 0 | 37442.5866
|  | 174:00 | 14806.0008 | 2916.4945 | 11120.0732 | 9291.8933 | 0 | 38134.4618
|  | 175:00 | 14980.3045 | 2915.8501 | 11179.1614 | 9402.5238 | 0 | 38477.8398
|  | 176:00 | 16258.9217 | 3017.2264 | 11944.3908 | 9996.0408 | 0 | 41216.5796
|  | 177:00 | 17963.2195 | 3181.4547 | 12914.2411 | 10845.2759 | 0 | 44904.1912
|  | 178:00 | 19623.1726 | 3361.3157 | 13889.2133 | 11749.2396 | 0 | 48622.9412
|  | 179:00 | 21101.6954 | 3541.7571 | 14722.8933 | 12650.9251 | 0 | 52017.271
|  | 180:00 | 22233.8427 | 3666.6887 | 15414.5794 | 13433.5361 | 0 | 54748.6468
|  | 181:00 | 23021.0618 | 3771.4311 | 15941.5624 | 14078.5952 | 0 | 56812.6505
|  | 182:00 | 23761.073 | 3847.72 | 16420.9823 | 14628.1112 | 0 | 58657.8865
|  | 183:00 | 24260.5734 | 3919.374 | 16700.1351 | 15035.2486 | 0 | 59915.3312
|  | 184:00 | 24473.018 | 3963.3852 | 16767.3679 | 15216.7983 | 0 | 60420.5694
|  | 185:00 | 24406.7824 | 3978.3251 | 16627.5348 | 15195.3418 | 0 | 60207.984
|  | 186:00 | 23823.1149 | 3921.0254 | 16201.6912 | 14852.6104 | 0 | 58798.4418
|  | 187:00 | 23016.2206 | 3816.1805 | 15578.9999 | 14264.7207 | 0 | 56676.1216
|  | 188:00 | 22361.3044 | 3749.0032 | 15304.6157 | 13945.5385 | 0 | 55360.4618
|  | 189:00 | 21462.5333 | 3638.4901 | 14757.3022 | 13558.5412 | 0 | 53416.8668
|  | 190:00 | 19827.1904 | 3453.1072 | 13954.4781 | 12676.5247 | 0 | 49911.3004
|  | 191:00 | 18272.5372 | 3257.0866 | 13106.6706 | 11698.0695 | 0 | 46334.3639
|  | 24:00 | 16902.3512 | 3097.8831 | 12335.4508 | 10844.8953 | 0 | 43180.5803
Sep | Fall | 193:00 | 12961.0292 | 2775.0419 | 10136.2421 | 8444.6557 | 0 | 34316.9689
|  | 194:00 | 12444.7576 | 2710.8522 | 9792.3276 | 8109.8927 | 0 | 33057.8301
|  | 195:00 | 12083.3482 | 2677.3015 | 9620.8368 | 7896.3404 | 0 | 32277.827
|  | 196:00 | 12074.2525 | 2669.1797 | 9680.9277 | 7860.2231 | 0 | 32284.5831
|  | 197:00 | 12724.5217 | 2704.1736 | 10195.2595 | 8249.3049 | 0 | 33873.2597
|  | 198:00 | 14125.8927 | 2802.2669 | 10855.7363 | 9123.331 | 0 | 36907.2269
|  | 199:00 | 14691.2996 | 2842.6074 | 10937.3565 | 9301.78 | 0 | 37773.0435
|  | 200:00 | 14841.9007 | 2880.7469 | 11053.7543 | 9462.677 | 0 | 38239.0789
|  | 201:00 | 15615.0363 | 2975.6815 | 11634.5232 | 9926.5533 | 0 | 40151.7944
|  | 202:00 | 16711.1664 | 3093.9486 | 12244.7941 | 10545.846 | 0 | 42595.755
|  | 203:00 | 17653.9863 | 3207.4717 | 12910.8556 | 11094.5822 | 0 | 44866.8958
|  | 204:00 | 18648.9989 | 3290.5087 | 13337.9023 | 11699.8944 | 0 | 46977.3043
|  | 205:00 | 19650.7833 | 3371.8419 | 13817.2922 | 12261.4561 | 0 | 49101.3734
|  | 206:00 | 20285.6379 | 3450.6569 | 14093.5408 | 12797.7185 | 0 | 50627.554
|  | 207:00 | 20797.8906 | 3529.0045 | 14384.4215 | 13118.9766 | 0 | 51830.2932
|  | 208:00 | 21094.5731 | 3583.7911 | 14622.5906 | 13409.9216 | 0 | 52710.8764
|  | 209:00 | 20873.5169 | 3552.0382 | 14506.6113 | 13343.9002 | 0 | 52276.0667
|  | 210:00 | 20158.4818 | 3499.6562 | 13907.7103 | 12992.4413 | 0 | 50558.2896
|  | 211:00 | 19485.4882 | 3410.7529 | 13601.0141 | 12567.8094 | 0 | 49065.0646
|  | 212:00 | 19257.8711 | 3375.9543 | 13399.5776 | 12472.3452 | 0 | 48505.7482
|  | 213:00 | 18172.0786 | 3278.1109 | 12862.5515 | 11829.0746 | 0 | 46141.8156
|  | 214:00 | 16596.4935 | 3168.257 | 12102.8475 | 10909.5027 | 0 | 42777.1007
|  | 215:00 | 14873.3385 | 3034.6214 | 11417.8682 | 9894.2398 | 0 | 39220.0678
|  | 24:00 | 13679.3647 | 2887.0224 | 10736.9937 | 9141.2704 | 0 | 36444.6511
Oct |  | 217:00 | 10389.389 | 2605.4647 | 8449.1019 | 7186.3677 | 0 | 28630.3234
|  | 218:00 | 10153.0593 | 2568.1824 | 8298.0521 | 6901.5895 | 0 | 27920.8833
|  | 219:00 | 10065.9997 | 2547.5395 | 8261.9212 | 6732.3134 | 0 | 27607.7738
|  | 220:00 | 10264.0865 | 2553.4004 | 8389.2637 | 6732.229 | 0 | 27938.9796
|  | 221:00 | 10892.2517 | 2616.7361 | 8904.7376 | 7138.6 | 0 | 29552.3255
|  | 222:00 | 12081.8907 | 2746.4789 | 9726.0969 | 8041.7243 | 0 | 32596.1907
|  | 223:00 | 12878.3446 | 2827.4721 | 9968.9477 | 8422.388 | 0 | 34097.1525
|  | 224:00 | 12970.557 | 2819.637 | 9994.4914 | 8353.7798 | 0 | 34138.4652
|  | 225:00 | 13319.6038 | 2847.3705 | 10389.7175 | 8678.0803 | 0 | 35234.772
|  | 226:00 | 13751.1726 | 2915.2786 | 10849.338 | 9064.0628 | 0 | 36579.852
|  | 227:00 | 14050.3862 | 2969.9374 | 11222.3096 | 9534.7101 | 0 | 37777.3433
|  | 228:00 | 14290.8968 | 2982.7373 | 11545.0273 | 9801.1295 | 0 | 38619.7908
|  | 229:00 | 14571.9761 | 3034.2835 | 12003.2712 | 10091.9369 | 0 | 39701.4677
|  | 230:00 | 14814.7167 | 3070.1542 | 12380.2824 | 10472.0191 | 0 | 40737.1724
|  | 231:00 | 15022.7134 | 3109.3246 | 12684.4633 | 10852.6901 | 0 | 41669.1914
|  | 232:00 | 15197.9974 | 3155.5679 | 12888.8837 | 11133.0111 | 0 | 42375.4602
|  | 233:00 | 15058.7592 | 3143.3021 | 12697.7209 | 11171.6858 | 0 | 42071.468
|  | 234:00 | 14978.396 | 3099.6094 | 12216.8972 | 10876.0888 | 0 | 41170.9914
|  | 235:00 | 15353.2767 | 3122.8467 | 12261.0294 | 11100.9053 | 0 | 41838.058
|  | 236:00 | 15106.521 | 3117.1095 | 11950.9793 | 10799.0431 | 0 | 40973.6528
|  | 237:00 | 14443.1632 | 3017.5517 | 11371.073 | 10187.8441 | 0 | 39019.632
|  | 238:00 | 13338.2401 | 2902.1041 | 10487.2514 | 9408.797 | 0 | 36136.3927
|  | 239:00 | 12177.1409 | 2757.4173 | 9651.3589 | 8440.8507 | 0 | 33026.7678
|  | 24:00 | 11338.8508 | 2679.4151 | 9040.505 | 7763.7009 | 0 | 30822.4718
Nov |  | 241:00 | 10836.0138 | 2714.9547 | 8301.647 | 7137.3825 | 0 | 28989.998
|  | 242:00 | 10615.624 | 2679.9547 | 8088.5988 | 6825.0456 | 0 | 28209.2232
|  | 243:00 | 10563.277 | 2676.9547 | 7945.4967 | 6644.2717 | 0 | 27830.0001
|  | 244:00 | 10613.3942 | 2732.9547 | 7928.3101 | 6528.8597 | 0 | 27803.5187
|  | 245:00 | 10884.6397 | 2700.9547 | 8113.054 | 6584.0348 | 0 | 28282.6833
|  | 246:00 | 11942.6459 | 2773.9547 | 8674.4249 | 7040.6748 | 0 | 30431.7004
|  | 247:00 | 13695.9 | 2942.9547 | 9494.3146 | 7962.4614 | 0 | 34095.6308
|  | 248:00 | 14050.225 | 3021.9547 | 9525.7351 | 8215.7229 | 0 | 34813.6377
|  | 249:00 | 13706.4947 | 3024.9547 | 9551.7132 | 8273.7819 | 0 | 34556.9446
|  | 250:00 | 13621.7283 | 3018.9547 | 9699.982 | 8440.6772 | 0 | 34781.3423
|  | 251:00 | 13575.6232 | 3008.9547 | 9863.9907 | 8636.0655 | 0 | 35084.6342
|  | 252:00 | 13470.9942 | 2995.9547 | 10016.0694 | 8801.8424 | 0 | 35284.8607
|  | 253:00 | 13441.2677 | 2955.9547 | 10115.7564 | 8824.7416 | 0 | 35337.7205
|  | 254:00 | 13451.5789 | 2952.9547 | 10284.2785 | 8834.3877 | 0 | 35523.1999
|  | 255:00 | 13448.8417 | 2948.9547 | 10390.3119 | 8822.5794 | 0 | 35610.6877
|  | 256:00 | 13434.4922 | 2946.9547 | 10381.6847 | 8859.9675 | 0 | 35623.0991
|  | 257:00 | 13423.7031 | 2949.9547 | 10325.8171 | 8830.1444 | 0 | 35529.6193
|  | 258:00 | 13680.7813 | 2960.9547 | 10457.6786 | 8946.5882 | 0 | 36046.0029
|  | 259:00 | 14395.8366 | 3061.9547 | 10590.6148 | 9388.096 | 0 | 37436.5021
|  | 260:00 | 14234.8283 | 3034.9547 | 10389.6132 | 9296.526 | 0 | 36955.9223
|  | 261:00 | 13910.847 | 3010.9547 | 10118.0202 | 9076.0524 | 0 | 36115.8744
|  | 262:00 | 13201.7314 | 2964.9547 | 9813.1046 | 8593.1452 | 0 | 34572.9359
|  | 263:00 | 12263.6209 | 2894.9547 | 9403.3262 | 7901.3614 | 0 | 32463.2633
|  | 24:00 | 11331.1783 | 2792.9547 | 8869.7961 | 7221.5465 | 0 | 30215.4756
Dec | Winter | 265:00 | 12817.3575 | 2927.5897 | 8644.4526 | 7671.7295 | 0 | 32061.1294
|  | 266:00 | 12763.9366 | 2899.5897 | 8485.4526 | 7422.2327 | 0 | 31571.2116
|  | 267:00 | 12888.7553 | 2899.5897 | 8401.4526 | 7298.5012 | 0 | 31488.2989
|  | 268:00 | 13095.4829 | 2911.5897 | 8478.4526 | 7298.0641 | 0 | 31783.5893
|  | 269:00 | 13601.8069 | 2944.5897 | 8609.4526 | 7482.3527 | 0 | 32638.2019
|  | 270:00 | 14613.7264 | 3042.5897 | 9074.4526 | 7977.0625 | 0 | 34707.8312
|  | 271:00 | 15902.2469 | 3266.5897 | 9879.4526 | 8700.0502 | 0 | 37748.3395
|  | 272:00 | 16565.7124 | 3326.5897 | 10119.4526 | 9061.886 | 0 | 39073.6407
|  | 273:00 | 16519.712 | 3295.5897 | 9999.4526 | 9101.0623 | 0 | 38915.8166
|  | 274:00 | 16110.3802 | 3235.5897 | 10109.4526 | 9165.086 | 0 | 38620.5086
|  | 275:00 | 15681.7651 | 3174.5897 | 10068.4526 | 9111.9648 | 0 | 38036.7722
|  | 276:00 | 15143.5934 | 3125.5897 | 10068.4526 | 8943.2833 | 0 | 37280.9189
|  | 277:00 | 14601.4058 | 3055.5897 | 10029.4526 | 8783.2356 | 0 | 36469.6837
|  | 278:00 | 14188.1745 | 3020.5897 | 10054.4526 | 8624.1754 | 0 | 35887.3922
|  | 279:00 | 13709.4596 | 2999.5897 | 10041.4526 | 8533.0362 | 0 | 35283.5381
|  | 280:00 | 13478.3214 | 2976.5897 | 9976.4526 | 8538.8676 | 0 | 34970.2313
|  | 281:00 | 13758.5999 | 2979.5897 | 9959.4526 | 8680.4027 | 0 | 35378.0449
|  | 282:00 | 14867.8231 | 3026.5897 | 10373.4526 | 9237.8107 | 0 | 37505.6761
|  | 283:00 | 15868.8033 | 3206.5897 | 10739.4526 | 9738.0825 | 0 | 39552.9281
|  | 284:00 | 15869.6623 | 3250.5897 | 10524.4526 | 9656.6835 | 0 | 39301.3881
|  | 285:00 | 15788.8492 | 3252.5897 | 10487.4526 | 9565.759 | 0 | 39094.6505
|  | 286:00 | 15439.0167 | 3220.5897 | 10289.4526 | 9305.6516 | 0 | 38254.7106
|  | 287:00 | 14722.5733 | 3152.5897 | 9930.4526 | 8817.2767 | 0 | 36622.8923
|  | 24:00 | 13779.3348 | 3056.5897 | 9382.4526 | 8199.3324 | 0 | 34417.7095

## LoadData_hour_8daysyear
06/30/2016 - modified load data to match with chronological model for April, July, October, January
Month | Season | Hour | Northeast | West | Coastal | South | Panhandle | ERCOT total | ERCOT total
Jan | Winter | 1:00 | 13580.9326 | 2833.5897 | 8512.6639 | 7733.2715 | 0 | 32660.4577 |  | Spring | Summer | Fall | Winter
|  | 2:00 | 13362.3111 | 2817.5897 | 8321.6639 | 7541.1833 | 0 | 32042.748 | 1:00 | 28762.4557 | 39269.3844 | 28630.3234 | 32660.4577
|  | 3:00 | 13246.4001 | 2814.5897 | 8248.6639 | 7446.5133 | 0 | 31756.167 | 2:00 | 27953.8081 | 37605.7689 | 27920.8833 | 32042.748
|  | 4:00 | 13208.4494 | 2826.5897 | 8269.6639 | 7458.6252 | 0 | 31763.3282 | 3:00 | 27163.5147 | 36357.6173 | 27607.7738 | 31756.167
|  | 5:00 | 13494.5502 | 2844.5897 | 8435.6639 | 7619.088 | 0 | 32393.8919 | 4:00 | 26319.8458 | 35806.1588 | 27938.9796 | 31763.3282
|  | 6:00 | 14525.133 | 2945.5897 | 9012.6639 | 8254.6974 | 0 | 34738.084 | 5:00 | 27327.1734 | 36133.7284 | 29552.3255 | 32393.8919
|  | 7:00 | 16197.484 | 3167.5897 | 9890.6639 | 9174.1434 | 0 | 38429.881 | 6:00 | 29810.6303 | 36686.237 | 32596.1907 | 34738.084
|  | 8:00 | 16859.8061 | 3258.5897 | 10054.6639 | 9476.6227 | 0 | 39649.6824 | 7:00 | 31738.4468 | 37341.5569 | 34097.1525 | 38429.881
|  | 9:00 | 16265.0889 | 3208.5897 | 9932.6639 | 9294.231 | 0 | 38700.5735 | 8:00 | 32424.2268 | 39720.1709 | 34138.4652 | 39649.6824
|  | 10:00 | 16028.9928 | 3158.5897 | 10127.6639 | 9208.985 | 0 | 38524.2314 | 9:00 | 33459.2081 | 43040.0578 | 35234.772 | 38700.5735
|  | 11:00 | 15773.3558 | 3113.5897 | 10249.6639 | 9051.2888 | 0 | 38187.8982 | 10:00 | 34470.8318 | 46534.1371 | 36579.852 | 38524.2314
|  | 12:00 | 15533.9863 | 3039.5897 | 10232.6639 | 8859.3423 | 0 | 37665.5822 | 11:00 | 35327.4428 | 49649.8693 | 37777.3433 | 38187.8982
|  | 13:00 | 15237.4425 | 2966.5897 | 10215.6639 | 8659.971 | 0 | 37079.6671 | 12:00 | 36141.9363 | 52471.0532 | 38619.7908 | 37665.5822
|  | 14:00 | 14951.7202 | 2934.5897 | 10253.6639 | 8438.0304 | 0 | 36578.0042 | 13:00 | 36980.6883 | 54935.7906 | 39701.4677 | 37079.6671
|  | 15:00 | 14548.0984 | 2874.5897 | 10284.6639 | 8371.3119 | 0 | 36078.6639 | 14:00 | 37843.2688 | 56775.1777 | 40737.1724 | 36578.0042
|  | 16:00 | 14241.0936 | 2860.5897 | 10291.6639 | 8278.084 | 0 | 35671.4312 | 15:00 | 38630.4401 | 57994.6938 | 41669.1914 | 36078.6639
|  | 17:00 | 14156.0636 | 2886.5897 | 10271.6639 | 8418.0855 | 0 | 35732.4027 | 16:00 | 39149.2419 | 58529.417 | 42375.4602 | 35671.4312
|  | 18:00 | 14565.0441 | 2914.5897 | 10369.6639 | 8706.2578 | 0 | 36555.5555 | 17:00 | 39034.235 | 58077.4861 | 42071.468 | 35732.4027
|  | 19:00 | 15607.9155 | 3041.5897 | 10752.6639 | 9350.2252 | 0 | 38752.3944 | 18:00 | 38443.5334 | 56610.9711 | 41170.9914 | 36555.5555
|  | 20:00 | 15691.9738 | 3073.5897 | 10693.6639 | 9402.2522 | 0 | 38861.4796 | 19:00 | 37551.7035 | 54496.3131 | 41838.058 | 38752.3944
|  | 21:00 | 15577.4498 | 3053.5897 | 10450.6639 | 9313.1133 | 0 | 38394.8167 | 20:00 | 38504.7718 | 52587.7576 | 40973.6528 | 38861.4796
|  | 22:00 | 15185.4372 | 3005.5897 | 10005.6639 | 9006.8632 | 0 | 37203.554 | 21:00 | 37677.0405 | 51179.1729 | 39019.632 | 38394.8167
|  | 23:00 | 14387.4182 | 2896.5897 | 9400.6639 | 8509.3769 | 0 | 35194.0487 | 22:00 | 35325.8832 | 48092.9151 | 36136.3927 | 37203.554
|  | 24:00 | 13536.6004 | 2776.5897 | 8788.6639 | 7970.9723 | 0 | 33072.8264 | 23:00 | 32651.1124 | 44733.7486 | 33026.7678 | 35194.0487
Feb |  | 25:00 | 12579.9356 | 2766.5945 | 8829.6639 | 7185.9909 | 0 | 31362.1849 | 24:00 | 30081.0526 | 41611.5848 | 30822.4718 | 33072.8264
|  | 26:00 | 12387.5431 | 2730.0774 | 8648.6639 | 6964.4666 | 0 | 30730.751
|  | 27:00 | 12251.4248 | 2713.6438 | 8494.6639 | 6868.555 | 0 | 30328.2875
|  | 28:00 | 12223.958 | 2719.3517 | 8418.6639 | 6855.4604 | 0 | 30217.4341 | Northeast | [8 empty] | West | [8 empty] | Coastal | [8 empty] | 10000 | *
|  | 29:00 | 12499.9777 | 2760.0204 | 8519.6639 | 7015.6154 | 0 | 30795.2774 |  | 1 | 2 | 3 | 4 | 5 | 6 | 7 | 8 |  | 1 | 2 | 3 | 4 | 5 | 6 | 7 | 8 |  | 1 | 2 | 3 | 4 | 5 | 6 | 7 | 8 | [8 empty] | 1 | 2 | 3 | 4 | 5 | 6 | 7 | 8
|  | 30:00 | 13576.7105 | 2866.5811 | 9024.6639 | 7622.8965 | 0 | 33090.8521 | 1:00 | 16428 | 10712 | 13472 | 16213 | 10723 | 10506 | 10719 | 16750 | 1:00 | 2290.5 | 2060.9 | 2149.1 | 2321.2 | 2098.3 | 2024.9 | 2007.1 | 2619.1 | 1:00 | 11490 | 8008 | 9081 | 11000 | 8228 | 8078 | 8173 | 12504 | 0.979 | 0.631 | 0.7533 | 0.9304 | 0.657 | 0.6442 | 0.6454 | 1.0626 | 9790 | 6310 | 7533 | 9304 | 6570 | 6442 | 6454 | 10626
|  | 31:00 | 15410.1696 | 3043.0841 | 9717.6639 | 8736.7255 | 0 | 36907.6432 | 2:00 | 15199 | 10325 | 13254 | 15012 | 10467 | 10071 | 10282 | 15862 | 2:00 | 2140.7 | 2016.5 | 2112.8 | 2225.9 | 2063.6 | 2002.6 | 1966.4 | 2531.1 | 2:00 | 11036 | 7868 | 8897 | 10530 | 8016 | 7882 | 7890 | 11991 | 0.9266 | 0.606 | 0.7268 | 0.8685 | 0.6239 | 0.6189 | 0.6167 | 1.0067 | 9266 | 6060 | 7268 | 8685 | 6239 | 6189 | 6167 | 10067
|  | 32:00 | 16027.7351 | 3142.8208 | 9968.6639 | 9081.4867 | 0 | 38220.7065 | 3:00 | 14531 | 10072 | 13120 | 14323 | 10385 | 9929 | 10016 | 15234 | 3:00 | 2085.1 | 2004.4 | 2097.5 | 2121.5 | 2040.2 | 1992.5 | 1960.5 | 2466.3 | 3:00 | 10731 | 7763 | 8847 | 10204 | 7908 | 7738 | 7761 | 11704 | 0.8955 | 0.5911 | 0.7145 | 0.8281 | 0.6092 | 0.6082 | 0.6027 | 0.9662 | 8955 | 5911 | 7145 | 8281 | 6092 | 6082 | 6027 | 9662
|  | 33:00 | 15660.5274 | 3094.9736 | 10003.6639 | 8830.0678 | 0 | 37589.2328 | 4:00 | 14043 | 10032 | 13130 | 13877 | 10494 | 9964 | 9993 | 14994 | 4:00 | 2038.5 | 2009.7 | 2103.4 | 2066.4 | 2029.2 | 2008.9 | 1963.5 | 2432.1 | 4:00 | 10555 | 7762 | 8836 | 10126 | 7958 | 7697 | 7711 | 11486 | 0.8722 | 0.5897 | 0.7132 | 0.7957 | 0.6049 | 0.6087 | 0.5997 | 0.9423 | 8722 | 5897 | 7132 | 7957 | 6049 | 6087 | 5997 | 9423
|  | 34:00 | 15485.3934 | 3075.4593 | 10097.6639 | 8873.6842 | 0 | 37532.2008 | 5:00 | 13945 | 10414 | 13474 | 13665 | 10868 | 10266 | 10261 | 15013 | 5:00 | 2034 | 2027.4 | 2139.7 | 2049.2 | 2014 | 2042.3 | 1990.6 | 2413.7 | 5:00 | 10592 | 7949 | 9026 | 10105 | 8192 | 7838 | 7868 | 11582 | 0.8709 | 0.6077 | 0.7302 | 0.778 | 0.623 | 0.6251 | 0.6136 | 0.9323 | 8709 | 6077 | 7302 | 7780 | 6230 | 6251 | 6136 | 9323
|  | 35:00 | 15298.6913 | 3051.6236 | 10103.6639 | 8854.307 | 0 | 37308.2858 | 6:00 | 14426 | 11449 | 14703 | 13725 | 12099 | 11306 | 11146 | 15232 | 6:00 | 2081.6 | 2126 | 2267.5 | 2042.3 | 2080.9 | 2150.8 | 2072.3 | 2441.6 | 6:00 | 10983 | 8572 | 9743 | 10237 | 8857 | 8540 | 8558 | 11710 | 0.9029 | 0.6654 | 0.7968 | 0.7799 | 0.6806 | 0.6913 | 0.6748 | 0.9428 | 9029 | 6654 | 7968 | 7799 | 6806 | 6913 | 6748 | 9428
|  | 36:00 | 14986.7055 | 3005.4652 | 10057.6639 | 8742.7514 | 0 | 36792.5861 | 7:00 | 15354 | 13311 | 16872 | 14027 | 14218 | 13332 | 13089 | 15507 | 7:00 | 2160 | 2297.2 | 2502 | 2057.3 | 2260.2 | 2369 | 2261.1 | 2449.3 | 7:00 | 11521 | 9373 | 10868 | 10491 | 9887 | 9482 | 9451 | 11786 | 0.9656 | 0.7754 | 0.9241 | 0.8013 | 0.8024 | 0.8095 | 0.7849 | 0.9473 | 9656 | 7754 | 9241 | 8013 | 8024 | 8095 | 7849 | 9473
|  | 37:00 | 14688.7934 | 2956.2789 | 10012.6639 | 8667.8291 | 0 | 36325.5653 | 8:00 | 16225 | 13865 | 17644 | 14402 | 15026 | 14036 | 13743 | 16674 | 8:00 | 2220.1 | 2336 | 2642.7 | 2074.5 | 2358.3 | 2408.1 | 2297.9 | 2563 | 8:00 | 12025 | 9449 | 11070 | 10641 | 10142 | 9547 | 9574 | 12602 | 0.9989 | 0.7886 | 0.9597 | 0.8151 | 0.8558 | 0.8276 | 0.8034 | 1.0215 | 9989 | 7886 | 9597 | 8151 | 8558 | 8276 | 8034 | 10215
|  | 38:00 | 14385.9809 | 2919.6402 | 10000.6639 | 8539.3347 | 0 | 35845.6197 | 9:00 | 17432 | 13805 | 17168 | 15459 | 14731 | 13919 | 13835 | 18251 | 9:00 | 2305.3 | 2320 | 2621.6 | 2205.3 | 2317.7 | 2362 | 2299.7 | 2733.1 | 9:00 | 12978 | 9777 | 10909 | 11263 | 10101 | 9768 | 9885 | 13802 | 1.0487 | 0.79 | 0.9341 | 0.8756 | 0.8461 | 0.819 | 0.8086 | 1.125 | 10487 | 7900 | 9341 | 8756 | 8461 | 8190 | 8086 | 11250
|  | 39:00 | 14128.2745 | 2890.8609 | 9936.6639 | 8388.1532 | 0 | 35343.9525 | 10:00 | 18755 | 13928 | 16915 | 16931 | 14791 | 14147 | 14173 | 20288 | 10:00 | 2552.7 | 2321 | 2607.6 | 2348.7 | 2331.5 | 2337.1 | 2294.1 | 2961 | 10:00 | 13943 | 10181 | 10789 | 12013 | 10282 | 10126 | 10385 | 14812 | 1.1189 | 0.8072 | 0.9278 | 0.9663 | 0.861 | 0.8301 | 0.8271 | 1.2369 | 11189 | 8072 | 9278 | 9663 | 8610 | 8301 | 8271 | 12369
|  | 40:00 | 14009.9816 | 2889.2062 | 9960.6639 | 8330.8787 | 0 | 35190.7304 | 11:00 | 20142 | 14202 | 16664 | 18624 | 14780 | 14360 | 14342 | 22217 | 11:00 | 2720.7 | 2349.1 | 2571.2 | 2502.5 | 2347.4 | 2304.3 | 2312.1 | 3166.5 | 11:00 | 14892 | 10636 | 10705 | 12719 | 10465 | 10581 | 10891 | 15858 | 1.1902 | 0.826 | 0.9173 | 1.0721 | 0.8799 | 0.8455 | 0.8491 | 1.3356 | 11902 | 8260 | 9173 | 10721 | 8799 | 8455 | 8491 | 13356
|  | 41:00 | 14104.3078 | 2884.8247 | 10053.6639 | 8485.8821 | 0 | 35528.6785 | 12:00 | 21450 | 14264 | 16274 | 20090 | 14606 | 14476 | 14495 | 24089 | 12:00 | 2898.9 | 2359.9 | 2525.5 | 2651.6 | 2365.9 | 2303.4 | 2327.7 | 3372.1 | 12:00 | 15831 | 10883 | 10381 | 13412 | 10580 | 10850 | 11207 | 16516 | 1.2588 | 0.8449 | 0.8973 | 1.1618 | 0.8942 | 0.864 | 0.8645 | 1.4253 | 12588 | 8449 | 8973 | 11618 | 8942 | 8640 | 8645 | 14253
|  | 42:00 | 14484.2526 | 2875.0193 | 10111.6639 | 8853.3691 | 0 | 36324.3049 | 13:00 | 22688 | 14355 | 15940 | 21205 | 14532 | 14783 | 14737 | 25493 | 13:00 | 3019.2 | 2354 | 2466.9 | 2768.6 | 2328.7 | 2301.5 | 2337.5 | 3517.1 | 13:00 | 16556 | 10987 | 10204 | 14210 | 10688 | 10961 | 11269 | 16946 | 1.3188 | 0.8629 | 0.8749 | 1.2394 | 0.8967 | 0.885 | 0.8846 | 1.4974 | 13188 | 8629 | 8749 | 12394 | 8967 | 8850 | 8846 | 14974
|  | 43:00 | 15078.2131 | 2950.3976 | 10465.6639 | 9395.4106 | 0 | 37889.6852 | 14:00 | 23837 | 14514 | 15603 | 22067 | 14427 | 15130 | 15031 | 26555 | 14:00 | 3175.8 | 2357.9 | 2417.6 | 2898.3 | 2318.7 | 2316.4 | 2386.1 | 3618.4 | 14:00 | 17184 | 11140 | 10132 | 14934 | 10835 | 11177 | 11381 | 17213 | 1.3755 | 0.8807 | 0.8591 | 1.2944 | 0.9004 | 0.911 | 0.9103 | 1.5455 | 13755 | 8807 | 8591 | 12944 | 9004 | 9110 | 9103 | 15455
|  | 44:00 | 14985.4686 | 3018.0763 | 10459.6639 | 9476.0014 | 0 | 37939.2102 | 15:00 | 24726 | 14342 | 15285 | 22617 | 14274 | 15240 | 15081 | 27178 | 15:00 | 3314.3 | 2363.2 | 2390.6 | 2972.9 | 2295.4 | 2338.9 | 2415.6 | 3707.6 | 15:00 | 17617 | 11258 | 10040 | 15545 | 10839 | 11445 | 11634 | 17441 | 1.4166 | 0.892 | 0.8429 | 1.3327 | 0.9033 | 0.9328 | 0.9231 | 1.5743 | 14166 | 8920 | 8429 | 13327 | 9033 | 9328 | 9231 | 15743
|  | 45:00 | 14788.5456 | 3004.73 | 10298.6639 | 9342.5305 | 0 | 37434.47 | 16:00 | 25434 | 14171 | 15105 | 23053 | 14113 | 15358 | 14948 | 27427 | 16:00 | 3433.5 | 2375.5 | 2384.8 | 3023.4 | 2292.5 | 2349.3 | 2423.9 | 3754.9 | 16:00 | 17906 | 11280 | 9984 | 15606 | 10817 | 11448 | 11657 | 17443 | 1.4523 | 0.8956 | 0.8324 | 1.3575 | 0.9088 | 0.942 | 0.9275 | 1.5865 | 14523 | 8956 | 8324 | 13575 | 9088 | 9420 | 9275 | 15865
|  | 46:00 | 14321.1963 | 2983.8696 | 9962.6639 | 8962.4712 | 0 | 36230.2011 | 17:00 | 25794 | 14078 | 15182 | 23293 | 14174 | 15244 | 14637 | 27382 | 17:00 | 3493.6 | 2380.7 | 2416.4 | 2997 | 2285.4 | 2371.2 | 2422.4 | 3720.8 | 17:00 | 17953 | 11185 | 9999 | 15337 | 10852 | 11390 | 11551 | 17139 | 1.4771 | 0.8912 | 0.8394 | 1.3664 | 0.9162 | 0.9434 | 0.9279 | 1.5757 | 14771 | 8912 | 8394 | 13664 | 9162 | 9434 | 9279 | 15757
|  | 47:00 | 13684.9299 | 2905.6742 | 9419.6639 | 8335.6306 | 0 | 34345.8986 | 18:00 | 25637 | 14397 | 15614 | 23215 | 14436 | 15187 | 14479 | 26759 | 18:00 | 3468.7 | 2376.9 | 2430.5 | 2867.3 | 2258.3 | 2363.4 | 2388.4 | 3667.4 | 18:00 | 17730 | 11304 | 10163 | 15049 | 11017 | 11358 | 11458 | 16793 | 1.4659 | 0.9002 | 0.8588 | 1.3508 | 0.9148 | 0.9349 | 0.913 | 1.5465 | 14659 | 9002 | 8588 | 13508 | 9148 | 9349 | 9130 | 15465
|  | 24:00 | 12836.9071 | 2800.2656 | 8849.6639 | 7613.4143 | 0 | 32100.251 | 19:00 | 25067 | 15042 | 16324 | 22586 | 15340 | 15646 | 14772 | 25660 | 19:00 | 3371 | 2489.9 | 2505.6 | 2785.9 | 2308.4 | 2479.7 | 2477.2 | 3575.6 | 19:00 | 17133 | 11571 | 10620 | 14566 | 11314 | 11522 | 11517 | 16200 | 1.4255 | 0.9587 | 0.9121 | 1.3102 | 0.951 | 0.9763 | 0.9427 | 1.4933 | 14255 | 9587 | 9121 | 13102 | 9510 | 9763 | 9427 | 14933
Mar | Spring | 49:00 | 10881.0328 | 2582.2935 | 8291.4526 | 6720.9931 | 0 | 28475.7721 | 20:00 | 24021 | 14799 | 16189 | 21788 | 15469 | 15274 | 14101 | 24854 | 20:00 | 3203.1 | 2465.7 | 2511.4 | 2644.7 | 2384.9 | 2456.2 | 2410.7 | 3438.1 | 20:00 | 16448 | 11373 | 10579 | 14026 | 11241 | 11249 | 11114 | 15826 | 1.3741 | 0.9504 | 0.9199 | 1.2581 | 0.976 | 0.9588 | 0.9084 | 1.452 | 13741 | 9504 | 9199 | 12581 | 9760 | 9588 | 9084 | 14520
|  | 50:00 | 10603.0576 | 2550.7435 | 8078.4526 | 6513.9931 | 0 | 27746.2469 | 21:00 | 23047 | 14451 | 15930 | 21209 | 15120 | 14687 | 13542 | 23902 | 21:00 | 3057.8 | 2434.9 | 2492.7 | 2564.4 | 2380.7 | 2437.9 | 2360.3 | 3356 | 21:00 | 15929 | 11084 | 10386 | 13825 | 10996 | 10895 | 10675 | 15445 | 1.3297 | 0.9229 | 0.9068 | 1.2372 | 0.9601 | 0.926 | 0.8759 | 1.4117 | 13297 | 9229 | 9068 | 12372 | 9601 | 9260 | 8759 | 14117
|  | 51:00 | 10511.1405 | 2548.1771 | 7959.4526 | 6407.9931 | 0 | 27426.7633 | 22:00 | 22502 | 13750 | 15333 | 20714 | 14298 | 13901 | 13117 | 22297 | 22:00 | 3022.6 | 2340.5 | 2439.9 | 2562.1 | 2345.9 | 2343 | 2273 | 3172.1 | 22:00 | 15559 | 10440 | 10063 | 13537 | 10487 | 10169 | 10211 | 14693 | 1.3173 | 0.8653 | 0.8764 | 1.2162 | 0.9183 | 0.865 | 0.8289 | 1.3291 | 13173 | 8653 | 8764 | 12162 | 9183 | 8650 | 8289 | 13291
|  | 52:00 | 10566.5529 | 2560.7075 | 7965.4526 | 6374.9931 | 0 | 27467.7061 | 23:00 | 20827 | 12585 | 14633 | 19335 | 13071 | 12642 | 12283 | 20597 | 23:00 | 2878.4 | 2216.9 | 2323.8 | 2463.4 | 2200.2 | 2211.1 | 2195.3 | 2980.2 | 23:00 | 14640 | 9609 | 9624 | 12915 | 9689 | 9215 | 9481 | 13764 | 1.2269 | 0.7874 | 0.8333 | 1.1438 | 0.8379 | 0.7827 | 0.7728 | 1.2291 | 12269 | 7874 | 8333 | 11438 | 8379 | 7827 | 7728 | 12291
|  | 53:00 | 10887.4409 | 2601.3097 | 8094.4526 | 6440.9931 | 0 | 28024.1962 | 24:00 | 18832 | 11450 | 13657 | 17711 | 11762 | 11454 | 11452 | 19236 | 24:00 | 2670.7 | 2086.2 | 2221.8 | 2331.5 | 2096.5 | 2101.4 | 2105.3 | 2815 | 24:00 | 13603 | 8891 | 9092 | 12087 | 8881 | 8507 | 8820 | 12990 | 1.1063 | 0.7023 | 0.7702 | 1.0556 | 0.7503 | 0.7009 | 0.71 | 1.1344 | 11063 | 7023 | 7702 | 10556 | 7503 | 7009 | 7100 | 11344
|  | 54:00 | 11850.1239 | 2721.2927 | 8595.4526 | 6856.9931 | 0 | 30023.8623
|  | 55:00 | 13114.963 | 2865.8102 | 9232.4526 | 7779.9931 | 0 | 32993.2189
|  | 56:00 | 13482.9626 | 2902.6071 | 9459.4526 | 8053.9931 | 0 | 33899.0154 | South | [8 empty] | Panhandle
|  | 57:00 | 13487.182 | 2918.1842 | 9638.4526 | 8094.9931 | 0 | 34138.812 |  | 1 | 2 | 3 | 4 | 5 | 6 | 7 | 8 |  | 1 | 2 | 3 | 4 | 5 | 6 | 7 | 8
|  | 58:00 | 13502.0014 | 2892.8445 | 9819.4526 | 8247.9931 | 0 | 34462.2916 | 1:00 | 9790 | 6310 | 7533 | 9304 | 6570 | 6442 | 6454 | 10626 | 1:00 | 0 | 0 | 0 | 0 | 0 | 0 | 0 | 0
|  | 59:00 | 13497.9881 | 2894.9189 | 9989.4526 | 8406.9931 | 0 | 34789.3527 | 2:00 | 9266 | 6060 | 7268 | 8685 | 6239 | 6189 | 6167 | 10067 | 2:00 | 0 | 0 | 0 | 0 | 0 | 0 | 0 | 0
|  | 60:00 | 13360.89 | 2872.2212 | 10031.4526 | 8477.9931 | 0 | 34742.5569 | 3:00 | 8955 | 5911 | 7145 | 8281 | 6092 | 6082 | 6027 | 9662 | 3:00 | 0 | 0 | 0 | 0 | 0 | 0 | 0 | 0
|  | 61:00 | 13242.7058 | 2860.6386 | 10043.4526 | 8533.9931 | 0 | 34680.7901 | 4:00 | 8722 | 5897 | 7132 | 7957 | 6049 | 6087 | 5997 | 9423 | 4:00 | 0 | 0 | 0 | 0 | 0 | 0 | 0 | 0
|  | 62:00 | 13183.8073 | 2854.0745 | 10169.4526 | 8598.9931 | 0 | 34806.3276 | 5:00 | 8709 | 6077 | 7302 | 7780 | 6230 | 6251 | 6136 | 9323 | 5:00 | 0 | 0 | 0 | 0 | 0 | 0 | 0 | 0
|  | 63:00 | 13105.7157 | 2855.6446 | 10240.4526 | 8630.9931 | 0 | 34832.806 | 6:00 | 9029 | 6654 | 7968 | 7799 | 6806 | 6913 | 6748 | 9428 | 6:00 | 0 | 0 | 0 | 0 | 0 | 0 | 0 | 0
|  | 64:00 | 13181.7401 | 2852.576 | 10271.4526 | 8662.9931 | 0 | 34968.7619 | 7:00 | 9656 | 7754 | 9241 | 8013 | 8024 | 8095 | 7849 | 9473 | 7:00 | 0 | 0 | 0 | 0 | 0 | 0 | 0 | 0
|  | 65:00 | 13091.7394 | 2856.0743 | 10270.4526 | 8663.9931 | 0 | 34882.2595 | 8:00 | 9989 | 7886 | 9597 | 8151 | 8558 | 8276 | 8034 | 10215 | 8:00 | 0 | 0 | 0 | 0 | 0 | 0 | 0 | 0
|  | 66:00 | 13141.3257 | 2864.8909 | 10051.4526 | 8622.9931 | 0 | 34680.6624 | 9:00 | 10487 | 7900 | 9341 | 8756 | 8461 | 8190 | 8086 | 11250 | 9:00 | 0 | 0 | 0 | 0 | 0 | 0 | 0 | 0
|  | 67:00 | 13406.8416 | 2881.4955 | 10089.4526 | 8697.9931 | 0 | 35075.7828 | 10:00 | 11189 | 8072 | 9278 | 9663 | 8610 | 8301 | 8271 | 12369 | 10:00 | 0 | 0 | 0 | 0 | 0 | 0 | 0 | 0
|  | 68:00 | 13915.4226 | 2959.3515 | 10419.4526 | 9048.9931 | 0 | 36343.2198 | 11:00 | 11902 | 8260 | 9173 | 10721 | 8799 | 8455 | 8491 | 13356 | 11:00 | 0 | 0 | 0 | 0 | 0 | 0 | 0 | 0
|  | 69:00 | 13664.4313 | 2915.8121 | 10257.4526 | 8943.9931 | 0 | 35781.6891 | 12:00 | 12588 | 8449 | 8973 | 11618 | 8942 | 8640 | 8645 | 14253 | 12:00 | 0 | 0 | 0 | 0 | 0 | 0 | 0 | 0
|  | 70:00 | 13077.2386 | 2860.5485 | 9765.4526 | 8593.9931 | 0 | 34297.2328 | 13:00 | 13188 | 8629 | 8749 | 12394 | 8967 | 8850 | 8846 | 14974 | 13:00 | 0 | 0 | 0 | 0 | 0 | 0 | 0 | 0
|  | 71:00 | 12199.2871 | 2761.1056 | 9123.4526 | 7951.9931 | 0 | 32035.8384 | 14:00 | 13755 | 8807 | 8591 | 12944 | 9004 | 9110 | 9103 | 15455 | 14:00 | 0 | 0 | 0 | 0 | 0 | 0 | 0 | 0
|  | 24:00 | 11150.9871 | 2693.45 | 8534.4526 | 7297.9931 | 0 | 29676.8828 | 15:00 | 14166 | 8920 | 8429 | 13327 | 9033 | 9328 | 9231 | 15743 | 15:00 | 0 | 0 | 0 | 0 | 0 | 0 | 0 | 0
Apr |  | 73:00 | 10641.5553 | 2578.0905 | 8563.4145 | 6979.3953 | 0 | 28762.4557 | 16:00 | 14523 | 8956 | 8324 | 13575 | 9088 | 9420 | 9275 | 15865 | 16:00 | 0 | 0 | 0 | 0 | 0 | 0 | 0 | 0
|  | 74:00 | 10411.423 | 2553.6299 | 8277.9275 | 6710.8276 | 0 | 27953.8081 | 17:00 | 14771 | 8912 | 8394 | 13664 | 9162 | 9434 | 9279 | 15757 | 17:00 | 0 | 0 | 0 | 0 | 0 | 0 | 0 | 0
|  | 75:00 | 9932.036 | 2530.6257 | 8122.7511 | 6578.1019 | 0 | 27163.5147 | 18:00 | 14659 | 9002 | 8588 | 13508 | 9148 | 9349 | 9130 | 15465 | 18:00 | 0 | 0 | 0 | 0 | 0 | 0 | 0 | 0
|  | 76:00 | 9228.6865 | 2522.5756 | 8052.4592 | 6516.1246 | 0 | 26319.8458 | 19:00 | 14255 | 9587 | 9121 | 13102 | 9510 | 9763 | 9427 | 14933 | 19:00 | 0 | 0 | 0 | 0 | 0 | 0 | 0 | 0
|  | 77:00 | 9908.9964 | 2577.9411 | 8223.3047 | 6616.9312 | 0 | 27327.1734 | 20:00 | 13741 | 9504 | 9199 | 12581 | 9760 | 9588 | 9084 | 14520 | 20:00 | 0 | 0 | 0 | 0 | 0 | 0 | 0 | 0
|  | 78:00 | 11372.3974 | 2706.3454 | 8567.6135 | 7164.274 | 0 | 29810.6303 | 21:00 | 13297 | 9229 | 9068 | 12372 | 9601 | 9260 | 8759 | 14117 | 21:00 | 0 | 0 | 0 | 0 | 0 | 0 | 0 | 0
|  | 79:00 | 12356.8711 | 2780.518 | 8798.0401 | 7803.0175 | 0 | 31738.4468 | 22:00 | 13173 | 8653 | 8764 | 12162 | 9183 | 8650 | 8289 | 13291 | 22:00 | 0 | 0 | 0 | 0 | 0 | 0 | 0 | 0
|  | 80:00 | 12486.5087 | 2772.7353 | 9129.551 | 8035.4317 | 0 | 32424.2268 | 23:00 | 12269 | 7874 | 8333 | 11438 | 8379 | 7827 | 7728 | 12291 | 23:00 | 0 | 0 | 0 | 0 | 0 | 0 | 0 | 0
|  | 81:00 | 12810.9908 | 2816.3807 | 9599.2142 | 8232.6224 | 0 | 33459.2081 | 24:00 | 11063 | 7023 | 7702 | 10556 | 7503 | 7009 | 7100 | 11344 | 24:00 | 0 | 0 | 0 | 0 | 0 | 0 | 0 | 0
|  | 82:00 | 13130.3838 | 2856.336 | 10003.432 | 8480.68 | 0 | 34470.8318
|  | 83:00 | 13316.2912 | 2870.937 | 10381.5235 | 8758.6911 | 0 | 35327.4428
|  | 84:00 | 13592.1134 | 2888.7573 | 10637.9197 | 9023.1459 | 0 | 36141.9363
|  | 85:00 | 13780.3475 | 2951.8324 | 10946.4915 | 9302.0169 | 0 | 36980.6883
|  | 86:00 | 14082.1909 | 3006.7442 | 11161.4626 | 9592.8711 | 0 | 37843.2688
|  | 87:00 | 14406.8637 | 3040.1182 | 11385.528 | 9797.9301 | 0 | 38630.4401
|  | 88:00 | 14649.561 | 3067.3718 | 11376.8065 | 10055.5026 | 0 | 39149.2419
|  | 89:00 | 14727.0142 | 3055.2891 | 11228.9515 | 10022.9802 | 0 | 39034.235
|  | 90:00 | 14534.2144 | 3032.6822 | 11010.8455 | 9865.7913 | 0 | 38443.5334
|  | 91:00 | 14121.2156 | 2993.6874 | 10771.4887 | 9665.3118 | 0 | 37551.7035
|  | 92:00 | 14558.032 | 3026.2702 | 10992.9454 | 9927.5241 | 0 | 38504.7718
|  | 93:00 | 14184.3216 | 2995.9532 | 10725.1299 | 9771.6357 | 0 | 37677.0405
|  | 94:00 | 13022.3648 | 2878.9159 | 10178.2302 | 9246.3723 | 0 | 35325.8832
|  | 95:00 | 11825.3735 | 2741.1233 | 9576.1709 | 8508.4447 | 0 | 32651.1124
|  | 24:00 | 10801.3948 | 2615.7617 | 8933.7366 | 7730.1595 | 0 | 30081.0526
May |  | 97:00 | 11283.4737 | 2722.3534 | 9129.6639 | 8101.6366 | 0 | 31237.1276
|  | 98:00 | 10823.6921 | 2658.1608 | 8855.6639 | 7778.6735 | 0 | 30116.1903
|  | 99:00 | 10480.8815 | 2624.4656 | 8719.6639 | 7588.2331 | 0 | 29413.2442
|  | 100:00 | 10462.105 | 2605.8752 | 8776.6639 | 7476.1624 | 0 | 29320.8066
|  | 101:00 | 11050.1985 | 2627.5055 | 9214.6639 | 7607.5781 | 0 | 30499.9461
|  | 102:00 | 12297.2273 | 2743.3702 | 9931.6639 | 7878.7053 | 0 | 32850.9668
|  | 103:00 | 12871.8819 | 2783.4238 | 10133.6639 | 7972.3851 | 0 | 33761.3548
|  | 104:00 | 13348.7059 | 2852.0711 | 10471.6639 | 8452.583 | 0 | 35125.0239
|  | 105:00 | 13975.284 | 2936.6675 | 10927.6639 | 9068.4363 | 0 | 36908.0517
|  | 106:00 | 14703.7776 | 3029.15 | 11490.6639 | 9712.4061 | 0 | 38935.9977
|  | 107:00 | 15432.1801 | 3093.5921 | 12035.6639 | 10310.7518 | 0 | 40872.1879
|  | 108:00 | 16079.0645 | 3143.5714 | 12504.6639 | 10833.0235 | 0 | 42560.3233
|  | 109:00 | 16738.1777 | 3211.5731 | 13018.6639 | 11182.9645 | 0 | 44151.3791
|  | 110:00 | 17327.9592 | 3273.5284 | 13496.6639 | 11500.8527 | 0 | 45599.0042
|  | 111:00 | 17855.7236 | 3316.7427 | 13825.6639 | 11807.0251 | 0 | 46805.1553
|  | 112:00 | 18238.5044 | 3375.9578 | 13956.6639 | 12070.6056 | 0 | 47641.7316
|  | 113:00 | 18299.1827 | 3389.0505 | 13851.6639 | 12148.7443 | 0 | 47688.6415
|  | 114:00 | 18041.5681 | 3386.5449 | 13355.6639 | 11980.1624 | 0 | 46763.9393
|  | 115:00 | 17276.3599 | 3347.5612 | 12775.6639 | 11583.7185 | 0 | 44983.3035
|  | 116:00 | 17031.7738 | 3279.3289 | 12671.6639 | 11448.38 | 0 | 44431.1466
|  | 117:00 | 16753.8966 | 3229.3506 | 12283.6639 | 11189.713 | 0 | 43456.6241
|  | 118:00 | 15366.2922 | 3085.727 | 11419.6639 | 10449.4923 | 0 | 40321.1755
|  | 119:00 | 13746.0451 | 2906.9949 | 10456.6639 | 9506.8078 | 0 | 36616.5117
|  | 24:00 | 12516.757 | 2783.5863 | 9768.6639 | 8779.9402 | 0 | 33848.9474
Jun | Summer | 121:00 | 14241.4644 | 2973.2088 | 11074.6639 | 9541.8956 | 0 | 37831.2327
|  | 122:00 | 13702.5619 | 2914.234 | 10652.6639 | 9113.692 | 0 | 36383.1519
|  | 123:00 | 13285.9228 | 2866.0575 | 10399.6639 | 8799.7235 | 0 | 35351.3677
|  | 124:00 | 13152.6182 | 2828.9112 | 10247.6639 | 8592.9973 | 0 | 34822.1906
|  | 125:00 | 13599.3229 | 2840.3714 | 10263.6639 | 8583.1431 | 0 | 35286.5013
|  | 126:00 | 14471.1447 | 2874.2248 | 10372.6639 | 8637.7273 | 0 | 36355.7607
|  | 127:00 | 15173.7313 | 2906.1828 | 10768.6639 | 8763.9839 | 0 | 37612.5619
|  | 128:00 | 15729.1428 | 3020.1088 | 11605.6639 | 9400.6256 | 0 | 39755.5411
|  | 129:00 | 16519.8848 | 3144.4571 | 12415.6639 | 10191.6843 | 0 | 42271.6901
|  | 130:00 | 17619.6709 | 3279.379 | 13366.6639 | 11020.8115 | 0 | 45286.5253
|  | 131:00 | 18753.5749 | 3434.0109 | 14172.6639 | 11797.0179 | 0 | 48157.2677
|  | 132:00 | 19833.4053 | 3538.027 | 14749.6639 | 12445.5689 | 0 | 50566.6651
|  | 133:00 | 20974.1284 | 3622.2626 | 15164.6639 | 13011.0419 | 0 | 52772.0968
|  | 134:00 | 21890.2962 | 3713.9063 | 15485.6639 | 13491.7712 | 0 | 54581.6376
|  | 135:00 | 22490.5986 | 3760.7946 | 15661.6639 | 13875.3398 | 0 | 55788.3969
|  | 136:00 | 22830.0064 | 3805.1174 | 15662.6639 | 14139.1705 | 0 | 56436.9583
|  | 137:00 | 22721.7614 | 3823.1576 | 15484.6639 | 14184.2615 | 0 | 56213.8445
|  | 138:00 | 22110.9573 | 3791.3062 | 15233.6639 | 13985.3725 | 0 | 55121.2999
|  | 139:00 | 21104.8618 | 3705.5995 | 14745.6639 | 13527.5754 | 0 | 53083.7007
|  | 140:00 | 20286.1686 | 3604.9145 | 14376.6639 | 13019.2695 | 0 | 51287.0166
|  | 141:00 | 19740.1202 | 3561.8168 | 14011.6639 | 12758.9751 | 0 | 50072.5761
|  | 142:00 | 18397.3079 | 3432.9185 | 13223.6639 | 11943.3666 | 0 | 46997.257
|  | 143:00 | 16869.1856 | 3269.4431 | 12516.6639 | 11081.5316 | 0 | 43736.8243
|  | 24:00 | 15429.862 | 3125.9343 | 11793.6639 | 10164.2737 | 0 | 40513.734
Jul |  | 145:00 | 15289.9275 | 2993.7719 | 11471.736 | 9513.949 | 0 | 39269.3844
|  | 146:00 | 14595.5531 | 2899.4387 | 11041.9995 | 9068.7775 | 0 | 37605.7689
|  | 147:00 | 13936.9116 | 2839.0904 | 10784.9061 | 8796.7091 | 0 | 36357.6173
|  | 148:00 | 13705.3801 | 2811.4555 | 10603.8883 | 8685.4349 | 0 | 35806.1588
|  | 149:00 | 13990.0748 | 2816.7246 | 10599.9936 | 8726.9353 | 0 | 36133.7284
|  | 150:00 | 14400.8798 | 2882.337 | 10605.9386 | 8797.0816 | 0 | 36686.237
|  | 151:00 | 14813.5718 | 2937.3223 | 10783.2575 | 8807.4053 | 0 | 37341.5569
|  | 152:00 | 15645.8854 | 3043.5919 | 11604.7244 | 9425.9692 | 0 | 39720.1709
|  | 153:00 | 16869.0276 | 3182.507 | 12643.4073 | 10345.116 | 0 | 43040.0578
|  | 154:00 | 18216.5568 | 3324.8748 | 13685.3209 | 11307.3845 | 0 | 46534.1371
|  | 155:00 | 19488.1053 | 3445.0822 | 14586.433 | 12130.2488 | 0 | 49649.8693
|  | 156:00 | 20762.6079 | 3554.9296 | 15299.8533 | 12853.6624 | 0 | 52471.0532
|  | 157:00 | 22006.0222 | 3683.9476 | 15805.7883 | 13440.0325 | 0 | 54935.7906
|  | 158:00 | 22964.115 | 3786.891 | 16137.1049 | 13887.0667 | 0 | 56775.1777
|  | 159:00 | 23645.521 | 3863.1938 | 16276.0422 | 14209.9368 | 0 | 57994.6938
|  | 160:00 | 24104.8394 | 3927.5616 | 16103.6376 | 14393.3783 | 0 | 58529.417
|  | 161:00 | 24071.0911 | 3915.5703 | 15694.3609 | 14396.4639 | 0 | 58077.4861
|  | 162:00 | 23460.077 | 3855.2497 | 15177.6834 | 14117.961 | 0 | 56610.9711
|  | 163:00 | 22429.4999 | 3772.6554 | 14732.132 | 13562.0258 | 0 | 54496.3131
|  | 164:00 | 21499.441 | 3661.7019 | 14399.7337 | 13026.8809 | 0 | 52587.7576
|  | 165:00 | 20877.0096 | 3619.5829 | 14084.6883 | 12597.8921 | 0 | 51179.1729
|  | 166:00 | 19227.3004 | 3475.1889 | 13413.2046 | 11977.2213 | 0 | 48092.9151
|  | 167:00 | 17652.9802 | 3275.6505 | 12611.5384 | 11193.5796 | 0 | 44733.7486
|  | 24:00 | 16265.1947 | 3119.6865 | 11925.157 | 10301.5465 | 0 | 41611.5848
Aug |  | 169:00 | 16134.1814 | 3050.3787 | 11923.5047 | 10070.1398 | 0 | 41178.2046
|  | 170:00 | 15467.9579 | 2970.9162 | 11443.1299 | 9575.5631 | 0 | 39457.5671
|  | 171:00 | 14915.0505 | 2919.9823 | 11123.6278 | 9202.8858 | 0 | 38161.5463
|  | 172:00 | 14649.8532 | 2876.7461 | 10922.1513 | 9004.7646 | 0 | 37453.5153
|  | 173:00 | 14559.2158 | 2873.6464 | 10990.4393 | 9019.2851 | 0 | 37442.5866
|  | 174:00 | 14806.0008 | 2916.4945 | 11120.0732 | 9291.8933 | 0 | 38134.4618
|  | 175:00 | 14980.3045 | 2915.8501 | 11179.1614 | 9402.5238 | 0 | 38477.8398
|  | 176:00 | 16258.9217 | 3017.2264 | 11944.3908 | 9996.0408 | 0 | 41216.5796
|  | 177:00 | 17963.2195 | 3181.4547 | 12914.2411 | 10845.2759 | 0 | 44904.1912
|  | 178:00 | 19623.1726 | 3361.3157 | 13889.2133 | 11749.2396 | 0 | 48622.9412
|  | 179:00 | 21101.6954 | 3541.7571 | 14722.8933 | 12650.9251 | 0 | 52017.271
|  | 180:00 | 22233.8427 | 3666.6887 | 15414.5794 | 13433.5361 | 0 | 54748.6468
|  | 181:00 | 23021.0618 | 3771.4311 | 15941.5624 | 14078.5952 | 0 | 56812.6505
|  | 182:00 | 23761.073 | 3847.72 | 16420.9823 | 14628.1112 | 0 | 58657.8865
|  | 183:00 | 24260.5734 | 3919.374 | 16700.1351 | 15035.2486 | 0 | 59915.3312
|  | 184:00 | 24473.018 | 3963.3852 | 16767.3679 | 15216.7983 | 0 | 60420.5694
|  | 185:00 | 24406.7824 | 3978.3251 | 16627.5348 | 15195.3418 | 0 | 60207.984
|  | 186:00 | 23823.1149 | 3921.0254 | 16201.6912 | 14852.6104 | 0 | 58798.4418
|  | 187:00 | 23016.2206 | 3816.1805 | 15578.9999 | 14264.7207 | 0 | 56676.1216
|  | 188:00 | 22361.3044 | 3749.0032 | 15304.6157 | 13945.5385 | 0 | 55360.4618
|  | 189:00 | 21462.5333 | 3638.4901 | 14757.3022 | 13558.5412 | 0 | 53416.8668
|  | 190:00 | 19827.1904 | 3453.1072 | 13954.4781 | 12676.5247 | 0 | 49911.3004
|  | 191:00 | 18272.5372 | 3257.0866 | 13106.6706 | 11698.0695 | 0 | 46334.3639
|  | 24:00 | 16902.3512 | 3097.8831 | 12335.4508 | 10844.8953 | 0 | 43180.5803
Sep | Fall | 193:00 | 12961.0292 | 2775.0419 | 10136.2421 | 8444.6557 | 0 | 34316.9689
|  | 194:00 | 12444.7576 | 2710.8522 | 9792.3276 | 8109.8927 | 0 | 33057.8301
|  | 195:00 | 12083.3482 | 2677.3015 | 9620.8368 | 7896.3404 | 0 | 32277.827
|  | 196:00 | 12074.2525 | 2669.1797 | 9680.9277 | 7860.2231 | 0 | 32284.5831
|  | 197:00 | 12724.5217 | 2704.1736 | 10195.2595 | 8249.3049 | 0 | 33873.2597
|  | 198:00 | 14125.8927 | 2802.2669 | 10855.7363 | 9123.331 | 0 | 36907.2269
|  | 199:00 | 14691.2996 | 2842.6074 | 10937.3565 | 9301.78 | 0 | 37773.0435
|  | 200:00 | 14841.9007 | 2880.7469 | 11053.7543 | 9462.677 | 0 | 38239.0789
|  | 201:00 | 15615.0363 | 2975.6815 | 11634.5232 | 9926.5533 | 0 | 40151.7944
|  | 202:00 | 16711.1664 | 3093.9486 | 12244.7941 | 10545.846 | 0 | 42595.755
|  | 203:00 | 17653.9863 | 3207.4717 | 12910.8556 | 11094.5822 | 0 | 44866.8958
|  | 204:00 | 18648.9989 | 3290.5087 | 13337.9023 | 11699.8944 | 0 | 46977.3043
|  | 205:00 | 19650.7833 | 3371.8419 | 13817.2922 | 12261.4561 | 0 | 49101.3734
|  | 206:00 | 20285.6379 | 3450.6569 | 14093.5408 | 12797.7185 | 0 | 50627.554
|  | 207:00 | 20797.8906 | 3529.0045 | 14384.4215 | 13118.9766 | 0 | 51830.2932
|  | 208:00 | 21094.5731 | 3583.7911 | 14622.5906 | 13409.9216 | 0 | 52710.8764
|  | 209:00 | 20873.5169 | 3552.0382 | 14506.6113 | 13343.9002 | 0 | 52276.0667
|  | 210:00 | 20158.4818 | 3499.6562 | 13907.7103 | 12992.4413 | 0 | 50558.2896
|  | 211:00 | 19485.4882 | 3410.7529 | 13601.0141 | 12567.8094 | 0 | 49065.0646
|  | 212:00 | 19257.8711 | 3375.9543 | 13399.5776 | 12472.3452 | 0 | 48505.7482
|  | 213:00 | 18172.0786 | 3278.1109 | 12862.5515 | 11829.0746 | 0 | 46141.8156
|  | 214:00 | 16596.4935 | 3168.257 | 12102.8475 | 10909.5027 | 0 | 42777.1007
|  | 215:00 | 14873.3385 | 3034.6214 | 11417.8682 | 9894.2398 | 0 | 39220.0678
|  | 24:00 | 13679.3647 | 2887.0224 | 10736.9937 | 9141.2704 | 0 | 36444.6511
Oct |  | 217:00 | 10389.389 | 2605.4647 | 8449.1019 | 7186.3677 | 0 | 28630.3234
|  | 218:00 | 10153.0593 | 2568.1824 | 8298.0521 | 6901.5895 | 0 | 27920.8833
|  | 219:00 | 10065.9997 | 2547.5395 | 8261.9212 | 6732.3134 | 0 | 27607.7738
|  | 220:00 | 10264.0865 | 2553.4004 | 8389.2637 | 6732.229 | 0 | 27938.9796
|  | 221:00 | 10892.2517 | 2616.7361 | 8904.7376 | 7138.6 | 0 | 29552.3255
|  | 222:00 | 12081.8907 | 2746.4789 | 9726.0969 | 8041.7243 | 0 | 32596.1907
|  | 223:00 | 12878.3446 | 2827.4721 | 9968.9477 | 8422.388 | 0 | 34097.1525
|  | 224:00 | 12970.557 | 2819.637 | 9994.4914 | 8353.7798 | 0 | 34138.4652
|  | 225:00 | 13319.6038 | 2847.3705 | 10389.7175 | 8678.0803 | 0 | 35234.772
|  | 226:00 | 13751.1726 | 2915.2786 | 10849.338 | 9064.0628 | 0 | 36579.852
|  | 227:00 | 14050.3862 | 2969.9374 | 11222.3096 | 9534.7101 | 0 | 37777.3433
|  | 228:00 | 14290.8968 | 2982.7373 | 11545.0273 | 9801.1295 | 0 | 38619.7908
|  | 229:00 | 14571.9761 | 3034.2835 | 12003.2712 | 10091.9369 | 0 | 39701.4677
|  | 230:00 | 14814.7167 | 3070.1542 | 12380.2824 | 10472.0191 | 0 | 40737.1724
|  | 231:00 | 15022.7134 | 3109.3246 | 12684.4633 | 10852.6901 | 0 | 41669.1914
|  | 232:00 | 15197.9974 | 3155.5679 | 12888.8837 | 11133.0111 | 0 | 42375.4602
|  | 233:00 | 15058.7592 | 3143.3021 | 12697.7209 | 11171.6858 | 0 | 42071.468
|  | 234:00 | 14978.396 | 3099.6094 | 12216.8972 | 10876.0888 | 0 | 41170.9914
|  | 235:00 | 15353.2767 | 3122.8467 | 12261.0294 | 11100.9053 | 0 | 41838.058
|  | 236:00 | 15106.521 | 3117.1095 | 11950.9793 | 10799.0431 | 0 | 40973.6528
|  | 237:00 | 14443.1632 | 3017.5517 | 11371.073 | 10187.8441 | 0 | 39019.632
|  | 238:00 | 13338.2401 | 2902.1041 | 10487.2514 | 9408.797 | 0 | 36136.3927
|  | 239:00 | 12177.1409 | 2757.4173 | 9651.3589 | 8440.8507 | 0 | 33026.7678
|  | 24:00 | 11338.8508 | 2679.4151 | 9040.505 | 7763.7009 | 0 | 30822.4718
Nov |  | 241:00 | 10836.0138 | 2714.9547 | 8301.647 | 7137.3825 | 0 | 28989.998
|  | 242:00 | 10615.624 | 2679.9547 | 8088.5988 | 6825.0456 | 0 | 28209.2232
|  | 243:00 | 10563.277 | 2676.9547 | 7945.4967 | 6644.2717 | 0 | 27830.0001
|  | 244:00 | 10613.3942 | 2732.9547 | 7928.3101 | 6528.8597 | 0 | 27803.5187
|  | 245:00 | 10884.6397 | 2700.9547 | 8113.054 | 6584.0348 | 0 | 28282.6833
|  | 246:00 | 11942.6459 | 2773.9547 | 8674.4249 | 7040.6748 | 0 | 30431.7004
|  | 247:00 | 13695.9 | 2942.9547 | 9494.3146 | 7962.4614 | 0 | 34095.6308
|  | 248:00 | 14050.225 | 3021.9547 | 9525.7351 | 8215.7229 | 0 | 34813.6377
|  | 249:00 | 13706.4947 | 3024.9547 | 9551.7132 | 8273.7819 | 0 | 34556.9446
|  | 250:00 | 13621.7283 | 3018.9547 | 9699.982 | 8440.6772 | 0 | 34781.3423
|  | 251:00 | 13575.6232 | 3008.9547 | 9863.9907 | 8636.0655 | 0 | 35084.6342
|  | 252:00 | 13470.9942 | 2995.9547 | 10016.0694 | 8801.8424 | 0 | 35284.8607
|  | 253:00 | 13441.2677 | 2955.9547 | 10115.7564 | 8824.7416 | 0 | 35337.7205
|  | 254:00 | 13451.5789 | 2952.9547 | 10284.2785 | 8834.3877 | 0 | 35523.1999
|  | 255:00 | 13448.8417 | 2948.9547 | 10390.3119 | 8822.5794 | 0 | 35610.6877
|  | 256:00 | 13434.4922 | 2946.9547 | 10381.6847 | 8859.9675 | 0 | 35623.0991
|  | 257:00 | 13423.7031 | 2949.9547 | 10325.8171 | 8830.1444 | 0 | 35529.6193
|  | 258:00 | 13680.7813 | 2960.9547 | 10457.6786 | 8946.5882 | 0 | 36046.0029
|  | 259:00 | 14395.8366 | 3061.9547 | 10590.6148 | 9388.096 | 0 | 37436.5021
|  | 260:00 | 14234.8283 | 3034.9547 | 10389.6132 | 9296.526 | 0 | 36955.9223
|  | 261:00 | 13910.847 | 3010.9547 | 10118.0202 | 9076.0524 | 0 | 36115.8744
|  | 262:00 | 13201.7314 | 2964.9547 | 9813.1046 | 8593.1452 | 0 | 34572.9359
|  | 263:00 | 12263.6209 | 2894.9547 | 9403.3262 | 7901.3614 | 0 | 32463.2633
|  | 24:00 | 11331.1783 | 2792.9547 | 8869.7961 | 7221.5465 | 0 | 30215.4756
Dec | Winter | 265:00 | 12817.3575 | 2927.5897 | 8644.4526 | 7671.7295 | 0 | 32061.1294
|  | 266:00 | 12763.9366 | 2899.5897 | 8485.4526 | 7422.2327 | 0 | 31571.2116
|  | 267:00 | 12888.7553 | 2899.5897 | 8401.4526 | 7298.5012 | 0 | 31488.2989
|  | 268:00 | 13095.4829 | 2911.5897 | 8478.4526 | 7298.0641 | 0 | 31783.5893
|  | 269:00 | 13601.8069 | 2944.5897 | 8609.4526 | 7482.3527 | 0 | 32638.2019
|  | 270:00 | 14613.7264 | 3042.5897 | 9074.4526 | 7977.0625 | 0 | 34707.8312
|  | 271:00 | 15902.2469 | 3266.5897 | 9879.4526 | 8700.0502 | 0 | 37748.3395
|  | 272:00 | 16565.7124 | 3326.5897 | 10119.4526 | 9061.886 | 0 | 39073.6407
|  | 273:00 | 16519.712 | 3295.5897 | 9999.4526 | 9101.0623 | 0 | 38915.8166
|  | 274:00 | 16110.3802 | 3235.5897 | 10109.4526 | 9165.086 | 0 | 38620.5086
|  | 275:00 | 15681.7651 | 3174.5897 | 10068.4526 | 9111.9648 | 0 | 38036.7722
|  | 276:00 | 15143.5934 | 3125.5897 | 10068.4526 | 8943.2833 | 0 | 37280.9189
|  | 277:00 | 14601.4058 | 3055.5897 | 10029.4526 | 8783.2356 | 0 | 36469.6837
|  | 278:00 | 14188.1745 | 3020.5897 | 10054.4526 | 8624.1754 | 0 | 35887.3922
|  | 279:00 | 13709.4596 | 2999.5897 | 10041.4526 | 8533.0362 | 0 | 35283.5381
|  | 280:00 | 13478.3214 | 2976.5897 | 9976.4526 | 8538.8676 | 0 | 34970.2313
|  | 281:00 | 13758.5999 | 2979.5897 | 9959.4526 | 8680.4027 | 0 | 35378.0449
|  | 282:00 | 14867.8231 | 3026.5897 | 10373.4526 | 9237.8107 | 0 | 37505.6761
|  | 283:00 | 15868.8033 | 3206.5897 | 10739.4526 | 9738.0825 | 0 | 39552.9281
|  | 284:00 | 15869.6623 | 3250.5897 | 10524.4526 | 9656.6835 | 0 | 39301.3881
|  | 285:00 | 15788.8492 | 3252.5897 | 10487.4526 | 9565.759 | 0 | 39094.6505
|  | 286:00 | 15439.0167 | 3220.5897 | 10289.4526 | 9305.6516 | 0 | 38254.7106
|  | 287:00 | 14722.5733 | 3152.5897 | 9930.4526 | 8817.2767 | 0 | 36622.8923
|  | 24:00 | 13779.3348 | 3056.5897 | 9382.4526 | 8199.3324 | 0 | 34417.7095

## LoadData_hour_7daysyear
06/30/2016 - modified load data to match with chronological model for April, July, October, January
Month | Season | Hour | Northeast | West | Coastal | South | Panhandle | ERCOT total | ERCOT total
Jan | Winter | 1:00 | 13580.9326 | 2833.5897 | 8512.6639 | 7733.2715 | 0 | 32660.4577 |  | Spring | Summer | Fall | Winter
|  | 2:00 | 13362.3111 | 2817.5897 | 8321.6639 | 7541.1833 | 0 | 32042.748 | 1:00 | 28762.4557 | 39269.3844 | 28630.3234 | 32660.4577
|  | 3:00 | 13246.4001 | 2814.5897 | 8248.6639 | 7446.5133 | 0 | 31756.167 | 2:00 | 27953.8081 | 37605.7689 | 27920.8833 | 32042.748
|  | 4:00 | 13208.4494 | 2826.5897 | 8269.6639 | 7458.6252 | 0 | 31763.3282 | 3:00 | 27163.5147 | 36357.6173 | 27607.7738 | 31756.167
|  | 5:00 | 13494.5502 | 2844.5897 | 8435.6639 | 7619.088 | 0 | 32393.8919 | 4:00 | 26319.8458 | 35806.1588 | 27938.9796 | 31763.3282
|  | 6:00 | 14525.133 | 2945.5897 | 9012.6639 | 8254.6974 | 0 | 34738.084 | 5:00 | 27327.1734 | 36133.7284 | 29552.3255 | 32393.8919
|  | 7:00 | 16197.484 | 3167.5897 | 9890.6639 | 9174.1434 | 0 | 38429.881 | 6:00 | 29810.6303 | 36686.237 | 32596.1907 | 34738.084
|  | 8:00 | 16859.8061 | 3258.5897 | 10054.6639 | 9476.6227 | 0 | 39649.6824 | 7:00 | 31738.4468 | 37341.5569 | 34097.1525 | 38429.881
|  | 9:00 | 16265.0889 | 3208.5897 | 9932.6639 | 9294.231 | 0 | 38700.5735 | 8:00 | 32424.2268 | 39720.1709 | 34138.4652 | 39649.6824
|  | 10:00 | 16028.9928 | 3158.5897 | 10127.6639 | 9208.985 | 0 | 38524.2314 | 9:00 | 33459.2081 | 43040.0578 | 35234.772 | 38700.5735
|  | 11:00 | 15773.3558 | 3113.5897 | 10249.6639 | 9051.2888 | 0 | 38187.8982 | 10:00 | 34470.8318 | 46534.1371 | 36579.852 | 38524.2314
|  | 12:00 | 15533.9863 | 3039.5897 | 10232.6639 | 8859.3423 | 0 | 37665.5822 | 11:00 | 35327.4428 | 49649.8693 | 37777.3433 | 38187.8982
|  | 13:00 | 15237.4425 | 2966.5897 | 10215.6639 | 8659.971 | 0 | 37079.6671 | 12:00 | 36141.9363 | 52471.0532 | 38619.7908 | 37665.5822
|  | 14:00 | 14951.7202 | 2934.5897 | 10253.6639 | 8438.0304 | 0 | 36578.0042 | 13:00 | 36980.6883 | 54935.7906 | 39701.4677 | 37079.6671
|  | 15:00 | 14548.0984 | 2874.5897 | 10284.6639 | 8371.3119 | 0 | 36078.6639 | 14:00 | 37843.2688 | 56775.1777 | 40737.1724 | 36578.0042
|  | 16:00 | 14241.0936 | 2860.5897 | 10291.6639 | 8278.084 | 0 | 35671.4312 | 15:00 | 38630.4401 | 57994.6938 | 41669.1914 | 36078.6639
|  | 17:00 | 14156.0636 | 2886.5897 | 10271.6639 | 8418.0855 | 0 | 35732.4027 | 16:00 | 39149.2419 | 58529.417 | 42375.4602 | 35671.4312
|  | 18:00 | 14565.0441 | 2914.5897 | 10369.6639 | 8706.2578 | 0 | 36555.5555 | 17:00 | 39034.235 | 58077.4861 | 42071.468 | 35732.4027
|  | 19:00 | 15607.9155 | 3041.5897 | 10752.6639 | 9350.2252 | 0 | 38752.3944 | 18:00 | 38443.5334 | 56610.9711 | 41170.9914 | 36555.5555
|  | 20:00 | 15691.9738 | 3073.5897 | 10693.6639 | 9402.2522 | 0 | 38861.4796 | 19:00 | 37551.7035 | 54496.3131 | 41838.058 | 38752.3944
|  | 21:00 | 15577.4498 | 3053.5897 | 10450.6639 | 9313.1133 | 0 | 38394.8167 | 20:00 | 38504.7718 | 52587.7576 | 40973.6528 | 38861.4796
|  | 22:00 | 15185.4372 | 3005.5897 | 10005.6639 | 9006.8632 | 0 | 37203.554 | 21:00 | 37677.0405 | 51179.1729 | 39019.632 | 38394.8167
|  | 23:00 | 14387.4182 | 2896.5897 | 9400.6639 | 8509.3769 | 0 | 35194.0487 | 22:00 | 35325.8832 | 48092.9151 | 36136.3927 | 37203.554
|  | 24:00 | 13536.6004 | 2776.5897 | 8788.6639 | 7970.9723 | 0 | 33072.8264 | 23:00 | 32651.1124 | 44733.7486 | 33026.7678 | 35194.0487
Feb |  | 25:00 | 12579.9356 | 2766.5945 | 8829.6639 | 7185.9909 | 0 | 31362.1849 | 24:00 | 30081.0526 | 41611.5848 | 30822.4718 | 33072.8264
|  | 26:00 | 12387.5431 | 2730.0774 | 8648.6639 | 6964.4666 | 0 | 30730.751
|  | 27:00 | 12251.4248 | 2713.6438 | 8494.6639 | 6868.555 | 0 | 30328.2875
|  | 28:00 | 12223.958 | 2719.3517 | 8418.6639 | 6855.4604 | 0 | 30217.4341 | Northeast | [7 empty] | West | [7 empty] | Coastal | [7 empty] | 10000 | *
|  | 29:00 | 12499.9777 | 2760.0204 | 8519.6639 | 7015.6154 | 0 | 30795.2774 |  | 1 | 2 | 3 | 4 | 5 | 6 | 7 |  | 1 | 2 | 3 | 4 | 5 | 6 | 7 |  | 1 | 2 | 3 | 4 | 5 | 6 | 7 | [7 empty] | 1 | 2 | 3 | 4 | 5 | 6 | 7
|  | 30:00 | 13576.7105 | 2866.5811 | 9024.6639 | 7622.8965 | 0 | 33090.8521 | 1:00 | 10657 | 16345 | 16130 | 16665 | 10664 | 11014 | 13403 | 1:00 | 2050.4 | 2278.8 | 2309.3 | 2605.8 | 1996.8 | 1976 | 2138.2 | 1:00 | 7967 | 11431 | 10944 | 12440 | 8132 | 8885 | 9034 | 0.6278 | 0.974 | 0.9257 | 1.0571 | 0.6421 | 0.6614 | 0.7495 | 6278 | 9740 | 9257 | 10571 | 6421 | 6614 | 7495
|  | 31:00 | 15410.1696 | 3043.0841 | 9717.6639 | 8736.7255 | 0 | 36907.6432 | 2:00 | 10272 | 15122 | 14936 | 15781 | 10230 | 10612 | 13186 | 2:00 | 2006.2 | 2129.8 | 2214.6 | 2518.2 | 1956.3 | 1932.6 | 2102 | 2:00 | 7828 | 10980 | 10476 | 11930 | 7850 | 8526 | 8851 | 0.6029 | 0.9219 | 0.864 | 1.0016 | 0.6135 | 0.6269 | 0.7231 | 6029 | 9219 | 8640 | 10016 | 6135 | 6269 | 7231
|  | 32:00 | 16027.7351 | 3142.8208 | 9968.6639 | 9081.4867 | 0 | 38220.7065 | 3:00 | 10021 | 14457 | 14250 | 15156 | 9965 | 10353 | 13053 | 3:00 | 1994.1 | 2074.4 | 2110.7 | 2453.8 | 1950.5 | 1933.8 | 2086.8 | 3:00 | 7724 | 10676 | 10152 | 11644 | 7722 | 8441 | 8802 | 0.5881 | 0.891 | 0.8238 | 0.9613 | 0.5996 | 0.6047 | 0.7109 | 5881 | 8910 | 8238 | 9613 | 5996 | 6047 | 7109
|  | 33:00 | 15660.5274 | 3094.9736 | 10003.6639 | 8830.0678 | 0 | 37589.2328 | 4:00 | 9981 | 13971 | 13806 | 14918 | 9942 | 10286 | 13063 | 4:00 | 1999.4 | 2028.1 | 2055.9 | 2419.7 | 1953.5 | 1934.9 | 2092.7 | 4:00 | 7722 | 10501 | 10074 | 11427 | 7672 | 8341 | 8791 | 0.5867 | 0.8677 | 0.7917 | 0.9375 | 0.5966 | 0.5961 | 0.7096 | 5867 | 8677 | 7917 | 9375 | 5966 | 5961 | 7096
|  | 34:00 | 15485.3934 | 3075.4593 | 10097.6639 | 8873.6842 | 0 | 37532.2008 | 5:00 | 10361 | 13874 | 13596 | 14936 | 10209 | 10472 | 13405 | 5:00 | 2017 | 2023.6 | 2038.8 | 2401.4 | 1980.4 | 1964.6 | 2128.8 | 5:00 | 7908 | 10538 | 10053 | 11523 | 7828 | 8383 | 8980 | 0.6046 | 0.8665 | 0.7741 | 0.9276 | 0.6104 | 0.6075 | 0.7265 | 6046 | 8665 | 7741 | 9276 | 6104 | 6075 | 7265
|  | 35:00 | 15298.6913 | 3051.6236 | 10103.6639 | 8854.307 | 0 | 37308.2858 | 6:00 | 11391 | 14353 | 13655 | 15154 | 11089 | 11343 | 14628 | 6:00 | 2115.1 | 2071 | 2031.9 | 2429.1 | 2061.7 | 2078.7 | 2256 | 6:00 | 8528 | 10927 | 10185 | 11651 | 8514 | 8863 | 9693 | 0.662 | 0.8983 | 0.7759 | 0.938 | 0.6713 | 0.6588 | 0.7927 | 6620 | 8983 | 7759 | 9380 | 6713 | 6588 | 7927
|  | 36:00 | 14986.7055 | 3005.4652 | 10057.6639 | 8742.7514 | 0 | 36792.5861 | 7:00 | 13243 | 15275 | 13955 | 15428 | 13022 | 13111 | 16786 | 7:00 | 2285.5 | 2148.9 | 2046.8 | 2436.8 | 2249.6 | 2325.3 | 2489.3 | 7:00 | 9325 | 11462 | 10437 | 11726 | 9403 | 9772 | 10812 | 0.7715 | 0.9606 | 0.7972 | 0.9424 | 0.7809 | 0.7749 | 0.9194 | 7715 | 9606 | 7972 | 9424 | 7809 | 7749 | 9194
|  | 37:00 | 14688.7934 | 2956.2789 | 10012.6639 | 8667.8291 | 0 | 36325.5653 | 8:00 | 13794 | 16143 | 14329 | 16589 | 13673 | 14284 | 17554 | 8:00 | 2324 | 2208.8 | 2063.9 | 2549.9 | 2286.2 | 2438.3 | 2629.2 | 8:00 | 9401 | 11963 | 10587 | 12537 | 9525 | 10177 | 11014 | 0.7846 | 0.9938 | 0.8109 | 1.0163 | 0.7993 | 0.831 | 0.9548 | 7846 | 9938 | 8109 | 10163 | 7993 | 8310 | 9548
|  | 38:00 | 14385.9809 | 2919.6402 | 10000.6639 | 8539.3347 | 0 | 35845.6197 | 9:00 | 13734 | 17343 | 15380 | 18158 | 13764 | 14204 | 17081 | 9:00 | 2308.2 | 2293.5 | 2194 | 2719.2 | 2288 | 2391.5 | 2608.3 | 9:00 | 9727 | 12912 | 11205 | 13732 | 9834 | 10104 | 10853 | 0.786 | 1.0433 | 0.8711 | 1.1192 | 0.8045 | 0.8082 | 0.9293 | 7860 | 10433 | 8711 | 11192 | 8045 | 8082 | 9293
|  | 39:00 | 14128.2745 | 2890.8609 | 9936.6639 | 8388.1532 | 0 | 35343.9525 | 10:00 | 13857 | 18660 | 16844 | 20184 | 14100 | 14327 | 16829 | 10:00 | 2309.1 | 2539.7 | 2336.7 | 2945.9 | 2282.4 | 2334.4 | 2594.3 | 10:00 | 10129 | 13872 | 11952 | 14737 | 10332 | 10418 | 10734 | 0.8031 | 1.1132 | 0.9614 | 1.2306 | 0.8229 | 0.8264 | 0.923 | 8031 | 11132 | 9614 | 12306 | 8229 | 8264 | 9230
|  | 40:00 | 14009.9816 | 2889.2062 | 9960.6639 | 8330.8787 | 0 | 35190.7304 | 11:00 | 14129 | 20040 | 18529 | 22104 | 14269 | 14494 | 16579 | 11:00 | 2337.1 | 2706.8 | 2489.7 | 3150.4 | 2300.3 | 2289.9 | 2558.1 | 11:00 | 10582 | 14816 | 12654 | 15777 | 10835 | 10824 | 10650 | 0.8218 | 1.1841 | 1.0667 | 1.3288 | 0.8448 | 0.8421 | 0.9127 | 8218 | 11841 | 10667 | 13288 | 8448 | 8421 | 9127
|  | 41:00 | 14104.3078 | 2884.8247 | 10053.6639 | 8485.8821 | 0 | 35528.6785 | 12:00 | 14192 | 21340 | 19987 | 23966 | 14421 | 14512 | 16191 | 12:00 | 2347.9 | 2884.1 | 2638.1 | 3354.9 | 2315.8 | 2296.8 | 2512.6 | 12:00 | 10827 | 15751 | 13343 | 16432 | 11149 | 11200 | 10328 | 0.8406 | 1.2523 | 1.1559 | 1.418 | 0.8601 | 0.8667 | 0.8927 | 8406 | 12523 | 11559 | 14180 | 8601 | 8667 | 8927
|  | 42:00 | 14484.2526 | 2875.0193 | 10111.6639 | 8853.3691 | 0 | 36324.3049 | 13:00 | 14282 | 22572 | 21097 | 25363 | 14662 | 14559 | 15858 | 13:00 | 2342 | 3003.8 | 2754.5 | 3499.1 | 2325.6 | 2272.8 | 2454.3 | 13:00 | 10931 | 16471 | 14138 | 16859 | 11211 | 11510 | 10152 | 0.8585 | 1.3121 | 1.2331 | 1.4898 | 0.8801 | 0.891 | 0.8704 | 8585 | 13121 | 12331 | 14898 | 8801 | 8910 | 8704
|  | 43:00 | 15078.2131 | 2950.3976 | 10465.6639 | 9395.4106 | 0 | 37889.6852 | 14:00 | 14440 | 23715 | 21954 | 26420 | 14954 | 14711 | 15524 | 14:00 | 2345.9 | 3159.6 | 2883.5 | 3599.9 | 2374 | 2321.9 | 2405.3 | 14:00 | 11083 | 17097 | 14858 | 17125 | 11323 | 11894 | 10081 | 0.8762 | 1.3685 | 1.2878 | 1.5376 | 0.9057 | 0.9237 | 0.8547 | 8762 | 13685 | 12878 | 15376 | 9057 | 9237 | 8547
|  | 44:00 | 14985.4686 | 3018.0763 | 10459.6639 | 9476.0014 | 0 | 37939.2102 | 15:00 | 14269 | 24599 | 22502 | 27039 | 15004 | 14858 | 15207 | 15:00 | 2351.1 | 3297.4 | 2957.7 | 3688.7 | 2403.3 | 2350.4 | 2378.5 | 15:00 | 11201 | 17527 | 15466 | 17352 | 11575 | 12228 | 9989 | 0.8875 | 1.4094 | 1.3259 | 1.5663 | 0.9184 | 0.9573 | 0.8386 | 8875 | 14094 | 13259 | 15663 | 9184 | 9573 | 8386
|  | 45:00 | 14788.5456 | 3004.73 | 10298.6639 | 9342.5305 | 0 | 37434.47 | 16:00 | 14099 | 25304 | 22936 | 27287 | 14871 | 14960 | 15028 | 16:00 | 2363.3 | 3416 | 3007.9 | 3735.7 | 2411.5 | 2326.4 | 2372.6 | 16:00 | 11222 | 17815 | 15526 | 17354 | 11597 | 12438 | 9933 | 0.891 | 1.4449 | 1.3505 | 1.5784 | 0.9228 | 0.985 | 0.8282 | 8910 | 14449 | 13505 | 15784 | 9228 | 9850 | 8282
|  | 46:00 | 14321.1963 | 2983.8696 | 9962.6639 | 8962.4712 | 0 | 36230.2011 | 17:00 | 14007 | 25662 | 23174 | 27242 | 14562 | 15051 | 15105 | 17:00 | 2368.6 | 3475.8 | 2981.7 | 3701.8 | 2410 | 2351.6 | 2404.1 | 17:00 | 11128 | 17861 | 15259 | 17052 | 11493 | 12478 | 9948 | 0.8867 | 1.4696 | 1.3595 | 1.5676 | 0.9231 | 0.9988 | 0.8351 | 8867 | 14696 | 13595 | 15676 | 9231 | 9988 | 8351
|  | 47:00 | 13684.9299 | 2905.6742 | 9419.6639 | 8335.6306 | 0 | 34345.8986 | 18:00 | 14324 | 25506 | 23097 | 26623 | 14405 | 14835 | 15534 | 18:00 | 2364.7 | 3451 | 2852.7 | 3648.7 | 2376.2 | 2326.4 | 2418.1 | 18:00 | 11247 | 17640 | 14972 | 16708 | 11400 | 12217 | 10111 | 0.8956 | 1.4584 | 1.3439 | 1.5386 | 0.9083 | 0.9849 | 0.8544 | 8956 | 14584 | 13439 | 15386 | 9083 | 9849 | 8544
|  | 24:00 | 12836.9071 | 2800.2656 | 8849.6639 | 7613.4143 | 0 | 32100.251 | 19:00 | 14965 | 24939 | 22471 | 25529 | 14696 | 14679 | 16241 | 19:00 | 2477.2 | 3353.8 | 2771.6 | 3557.4 | 2464.5 | 2291.1 | 2492.8 | 19:00 | 11512 | 17046 | 14492 | 16117 | 11459 | 11887 | 10566 | 0.9538 | 1.4182 | 1.3035 | 1.4856 | 0.9378 | 0.954 | 0.9074 | 9538 | 14182 | 13035 | 14856 | 9378 | 9540 | 9074
Mar | Spring | 49:00 | 10881.0328 | 2582.2935 | 8291.4526 | 6720.9931 | 0 | 28475.7721 | 20:00 | 14723 | 23898 | 21677 | 24727 | 14029 | 14912 | 16107 | 20:00 | 2453.1 | 3186.7 | 2631.2 | 3420.6 | 2398.4 | 2342.4 | 2498.6 | 20:00 | 11315 | 16364 | 13954 | 15745 | 11058 | 11869 | 10525 | 0.9456 | 1.3671 | 1.2517 | 1.4446 | 0.9038 | 0.9675 | 0.9152 | 9456 | 13671 | 12517 | 14446 | 9038 | 9675 | 9152
|  | 50:00 | 10603.0576 | 2550.7435 | 8078.4526 | 6513.9931 | 0 | 27746.2469 | 21:00 | 14377 | 22929 | 21101 | 23780 | 13473 | 14348 | 15849 | 21:00 | 2422.5 | 3042.2 | 2551.3 | 3338.8 | 2348.3 | 2333.3 | 2479.9 | 21:00 | 11028 | 15848 | 13754 | 15366 | 10621 | 11443 | 10333 | 0.9182 | 1.3229 | 1.2309 | 1.4045 | 0.8714 | 0.9335 | 0.9022 | 9182 | 13229 | 12309 | 14045 | 8714 | 9335 | 9022
|  | 51:00 | 10511.1405 | 2548.1771 | 7959.4526 | 6407.9931 | 0 | 27426.7633 | 22:00 | 13680 | 22387 | 20608 | 22183 | 13050 | 13738 | 15255 | 22:00 | 2328.6 | 3007.2 | 2549 | 3155.9 | 2261.4 | 2310.5 | 2427.4 | 22:00 | 10387 | 15480 | 13468 | 14618 | 10159 | 10942 | 10012 | 0.8609 | 1.3106 | 1.21 | 1.3223 | 0.8246 | 0.8893 | 0.8719 | 8609 | 13106 | 12100 | 13223 | 8246 | 8893 | 8719
|  | 52:00 | 10566.5529 | 2560.7075 | 7965.4526 | 6374.9931 | 0 | 27467.7061 | 23:00 | 12521 | 20720 | 19236 | 20492 | 12220 | 12903 | 14559 | 23:00 | 2205.6 | 2863.8 | 2450.9 | 2965 | 2184.1 | 2211.2 | 2312 | 23:00 | 9560 | 14565 | 12849 | 13693 | 9433 | 10314 | 9574 | 0.7834 | 1.2206 | 1.138 | 1.2228 | 0.7689 | 0.8272 | 0.829 | 7834 | 12206 | 11380 | 12228 | 7689 | 8272 | 8290
|  | 53:00 | 10887.4409 | 2601.3097 | 8094.4526 | 6440.9931 | 0 | 28024.1962 | 24:00 | 11392 | 18736 | 17621 | 19138 | 11393 | 11888 | 13587 | 24:00 | 2075.6 | 2657.1 | 2319.6 | 2800.6 | 2094.6 | 2138.1 | 2210.5 | 24:00 | 8846 | 13534 | 12025 | 12924 | 8775 | 9554 | 9046 | 0.6987 | 1.1007 | 1.0502 | 1.1286 | 0.7064 | 0.76 | 0.7663 | 6987 | 11007 | 10502 | 11286 | 7064 | 7600 | 7663
|  | 54:00 | 11850.1239 | 2721.2927 | 8595.4526 | 6856.9931 | 0 | 30023.8623
|  | 55:00 | 13114.963 | 2865.8102 | 9232.4526 | 7779.9931 | 0 | 32993.2189
|  | 56:00 | 13482.9626 | 2902.6071 | 9459.4526 | 8053.9931 | 0 | 33899.0154 | South | [7 empty] | Panhandle
|  | 57:00 | 13487.182 | 2918.1842 | 9638.4526 | 8094.9931 | 0 | 34138.812 |  | 1 | 2 | 3 | 4 | 5 | 6 | 7 |  | 1 | 2 | 3 | 4 | 5 | 6 | 7
|  | 58:00 | 13502.0014 | 2892.8445 | 9819.4526 | 8247.9931 | 0 | 34462.2916 | 1:00 | 6278 | 9740 | 9257 | 10571 | 6421 | 6614 | 7495 | 1:00 | 0 | 0 | 0 | 0 | 0 | 0 | 0
|  | 59:00 | 13497.9881 | 2894.9189 | 9989.4526 | 8406.9931 | 0 | 34789.3527 | 2:00 | 6029 | 9219 | 8640 | 10016 | 6135 | 6269 | 7231 | 2:00 | 0 | 0 | 0 | 0 | 0 | 0 | 0
|  | 60:00 | 13360.89 | 2872.2212 | 10031.4526 | 8477.9931 | 0 | 34742.5569 | 3:00 | 5881 | 8910 | 8238 | 9613 | 5996 | 6047 | 7109 | 3:00 | 0 | 0 | 0 | 0 | 0 | 0 | 0
|  | 61:00 | 13242.7058 | 2860.6386 | 10043.4526 | 8533.9931 | 0 | 34680.7901 | 4:00 | 5867 | 8677 | 7917 | 9375 | 5966 | 5961 | 7096 | 4:00 | 0 | 0 | 0 | 0 | 0 | 0 | 0
|  | 62:00 | 13183.8073 | 2854.0745 | 10169.4526 | 8598.9931 | 0 | 34806.3276 | 5:00 | 6046 | 8665 | 7741 | 9276 | 6104 | 6075 | 7265 | 5:00 | 0 | 0 | 0 | 0 | 0 | 0 | 0
|  | 63:00 | 13105.7157 | 2855.6446 | 10240.4526 | 8630.9931 | 0 | 34832.806 | 6:00 | 6620 | 8983 | 7759 | 9380 | 6713 | 6588 | 7927 | 6:00 | 0 | 0 | 0 | 0 | 0 | 0 | 0
|  | 64:00 | 13181.7401 | 2852.576 | 10271.4526 | 8662.9931 | 0 | 34968.7619 | 7:00 | 7715 | 9606 | 7972 | 9424 | 7809 | 7749 | 9194 | 7:00 | 0 | 0 | 0 | 0 | 0 | 0 | 0
|  | 65:00 | 13091.7394 | 2856.0743 | 10270.4526 | 8663.9931 | 0 | 34882.2595 | 8:00 | 7846 | 9938 | 8109 | 10163 | 7993 | 8310 | 9548 | 8:00 | 0 | 0 | 0 | 0 | 0 | 0 | 0
|  | 66:00 | 13141.3257 | 2864.8909 | 10051.4526 | 8622.9931 | 0 | 34680.6624 | 9:00 | 7860 | 10433 | 8711 | 11192 | 8045 | 8082 | 9293 | 9:00 | 0 | 0 | 0 | 0 | 0 | 0 | 0
|  | 67:00 | 13406.8416 | 2881.4955 | 10089.4526 | 8697.9931 | 0 | 35075.7828 | 10:00 | 8031 | 11132 | 9614 | 12306 | 8229 | 8264 | 9230 | 10:00 | 0 | 0 | 0 | 0 | 0 | 0 | 0
|  | 68:00 | 13915.4226 | 2959.3515 | 10419.4526 | 9048.9931 | 0 | 36343.2198 | 11:00 | 8218 | 11841 | 10667 | 13288 | 8448 | 8421 | 9127 | 11:00 | 0 | 0 | 0 | 0 | 0 | 0 | 0
|  | 69:00 | 13664.4313 | 2915.8121 | 10257.4526 | 8943.9931 | 0 | 35781.6891 | 12:00 | 8406 | 12523 | 11559 | 14180 | 8601 | 8667 | 8927 | 12:00 | 0 | 0 | 0 | 0 | 0 | 0 | 0
|  | 70:00 | 13077.2386 | 2860.5485 | 9765.4526 | 8593.9931 | 0 | 34297.2328 | 13:00 | 8585 | 13121 | 12331 | 14898 | 8801 | 8910 | 8704 | 13:00 | 0 | 0 | 0 | 0 | 0 | 0 | 0
|  | 71:00 | 12199.2871 | 2761.1056 | 9123.4526 | 7951.9931 | 0 | 32035.8384 | 14:00 | 8762 | 13685 | 12878 | 15376 | 9057 | 9237 | 8547 | 14:00 | 0 | 0 | 0 | 0 | 0 | 0 | 0
|  | 24:00 | 11150.9871 | 2693.45 | 8534.4526 | 7297.9931 | 0 | 29676.8828 | 15:00 | 8875 | 14094 | 13259 | 15663 | 9184 | 9573 | 8386 | 15:00 | 0 | 0 | 0 | 0 | 0 | 0 | 0
Apr |  | 73:00 | 10641.5553 | 2578.0905 | 8563.4145 | 6979.3953 | 0 | 28762.4557 | 16:00 | 8910 | 14449 | 13505 | 15784 | 9228 | 9850 | 8282 | 16:00 | 0 | 0 | 0 | 0 | 0 | 0 | 0
|  | 74:00 | 10411.423 | 2553.6299 | 8277.9275 | 6710.8276 | 0 | 27953.8081 | 17:00 | 8867 | 14696 | 13595 | 15676 | 9231 | 9988 | 8351 | 17:00 | 0 | 0 | 0 | 0 | 0 | 0 | 0
|  | 75:00 | 9932.036 | 2530.6257 | 8122.7511 | 6578.1019 | 0 | 27163.5147 | 18:00 | 8956 | 14584 | 13439 | 15386 | 9083 | 9849 | 8544 | 18:00 | 0 | 0 | 0 | 0 | 0 | 0 | 0
|  | 76:00 | 9228.6865 | 2522.5756 | 8052.4592 | 6516.1246 | 0 | 26319.8458 | 19:00 | 9538 | 14182 | 13035 | 14856 | 9378 | 9540 | 9074 | 19:00 | 0 | 0 | 0 | 0 | 0 | 0 | 0
|  | 77:00 | 9908.9964 | 2577.9411 | 8223.3047 | 6616.9312 | 0 | 27327.1734 | 20:00 | 9456 | 13671 | 12517 | 14446 | 9038 | 9675 | 9152 | 20:00 | 0 | 0 | 0 | 0 | 0 | 0 | 0
|  | 78:00 | 11372.3974 | 2706.3454 | 8567.6135 | 7164.274 | 0 | 29810.6303 | 21:00 | 9182 | 13229 | 12309 | 14045 | 8714 | 9335 | 9022 | 21:00 | 0 | 0 | 0 | 0 | 0 | 0 | 0
|  | 79:00 | 12356.8711 | 2780.518 | 8798.0401 | 7803.0175 | 0 | 31738.4468 | 22:00 | 8609 | 13106 | 12100 | 13223 | 8246 | 8893 | 8719 | 22:00 | 0 | 0 | 0 | 0 | 0 | 0 | 0
|  | 80:00 | 12486.5087 | 2772.7353 | 9129.551 | 8035.4317 | 0 | 32424.2268 | 23:00 | 7834 | 12206 | 11380 | 12228 | 7689 | 8272 | 8290 | 23:00 | 0 | 0 | 0 | 0 | 0 | 0 | 0
|  | 81:00 | 12810.9908 | 2816.3807 | 9599.2142 | 8232.6224 | 0 | 33459.2081 | 24:00 | 6987 | 11007 | 10502 | 11286 | 7064 | 7600 | 7663 | 24:00 | 0 | 0 | 0 | 0 | 0 | 0 | 0
|  | 82:00 | 13130.3838 | 2856.336 | 10003.432 | 8480.68 | 0 | 34470.8318
|  | 83:00 | 13316.2912 | 2870.937 | 10381.5235 | 8758.6911 | 0 | 35327.4428
|  | 84:00 | 13592.1134 | 2888.7573 | 10637.9197 | 9023.1459 | 0 | 36141.9363
|  | 85:00 | 13780.3475 | 2951.8324 | 10946.4915 | 9302.0169 | 0 | 36980.6883
|  | 86:00 | 14082.1909 | 3006.7442 | 11161.4626 | 9592.8711 | 0 | 37843.2688
|  | 87:00 | 14406.8637 | 3040.1182 | 11385.528 | 9797.9301 | 0 | 38630.4401
|  | 88:00 | 14649.561 | 3067.3718 | 11376.8065 | 10055.5026 | 0 | 39149.2419
|  | 89:00 | 14727.0142 | 3055.2891 | 11228.9515 | 10022.9802 | 0 | 39034.235
|  | 90:00 | 14534.2144 | 3032.6822 | 11010.8455 | 9865.7913 | 0 | 38443.5334
|  | 91:00 | 14121.2156 | 2993.6874 | 10771.4887 | 9665.3118 | 0 | 37551.7035
|  | 92:00 | 14558.032 | 3026.2702 | 10992.9454 | 9927.5241 | 0 | 38504.7718
|  | 93:00 | 14184.3216 | 2995.9532 | 10725.1299 | 9771.6357 | 0 | 37677.0405
|  | 94:00 | 13022.3648 | 2878.9159 | 10178.2302 | 9246.3723 | 0 | 35325.8832
|  | 95:00 | 11825.3735 | 2741.1233 | 9576.1709 | 8508.4447 | 0 | 32651.1124
|  | 24:00 | 10801.3948 | 2615.7617 | 8933.7366 | 7730.1595 | 0 | 30081.0526
May |  | 97:00 | 11283.4737 | 2722.3534 | 9129.6639 | 8101.6366 | 0 | 31237.1276
|  | 98:00 | 10823.6921 | 2658.1608 | 8855.6639 | 7778.6735 | 0 | 30116.1903
|  | 99:00 | 10480.8815 | 2624.4656 | 8719.6639 | 7588.2331 | 0 | 29413.2442
|  | 100:00 | 10462.105 | 2605.8752 | 8776.6639 | 7476.1624 | 0 | 29320.8066
|  | 101:00 | 11050.1985 | 2627.5055 | 9214.6639 | 7607.5781 | 0 | 30499.9461
|  | 102:00 | 12297.2273 | 2743.3702 | 9931.6639 | 7878.7053 | 0 | 32850.9668
|  | 103:00 | 12871.8819 | 2783.4238 | 10133.6639 | 7972.3851 | 0 | 33761.3548
|  | 104:00 | 13348.7059 | 2852.0711 | 10471.6639 | 8452.583 | 0 | 35125.0239
|  | 105:00 | 13975.284 | 2936.6675 | 10927.6639 | 9068.4363 | 0 | 36908.0517
|  | 106:00 | 14703.7776 | 3029.15 | 11490.6639 | 9712.4061 | 0 | 38935.9977
|  | 107:00 | 15432.1801 | 3093.5921 | 12035.6639 | 10310.7518 | 0 | 40872.1879
|  | 108:00 | 16079.0645 | 3143.5714 | 12504.6639 | 10833.0235 | 0 | 42560.3233
|  | 109:00 | 16738.1777 | 3211.5731 | 13018.6639 | 11182.9645 | 0 | 44151.3791
|  | 110:00 | 17327.9592 | 3273.5284 | 13496.6639 | 11500.8527 | 0 | 45599.0042
|  | 111:00 | 17855.7236 | 3316.7427 | 13825.6639 | 11807.0251 | 0 | 46805.1553
|  | 112:00 | 18238.5044 | 3375.9578 | 13956.6639 | 12070.6056 | 0 | 47641.7316
|  | 113:00 | 18299.1827 | 3389.0505 | 13851.6639 | 12148.7443 | 0 | 47688.6415
|  | 114:00 | 18041.5681 | 3386.5449 | 13355.6639 | 11980.1624 | 0 | 46763.9393
|  | 115:00 | 17276.3599 | 3347.5612 | 12775.6639 | 11583.7185 | 0 | 44983.3035
|  | 116:00 | 17031.7738 | 3279.3289 | 12671.6639 | 11448.38 | 0 | 44431.1466
|  | 117:00 | 16753.8966 | 3229.3506 | 12283.6639 | 11189.713 | 0 | 43456.6241
|  | 118:00 | 15366.2922 | 3085.727 | 11419.6639 | 10449.4923 | 0 | 40321.1755
|  | 119:00 | 13746.0451 | 2906.9949 | 10456.6639 | 9506.8078 | 0 | 36616.5117
|  | 24:00 | 12516.757 | 2783.5863 | 9768.6639 | 8779.9402 | 0 | 33848.9474
Jun | Summer | 121:00 | 14241.4644 | 2973.2088 | 11074.6639 | 9541.8956 | 0 | 37831.2327
|  | 122:00 | 13702.5619 | 2914.234 | 10652.6639 | 9113.692 | 0 | 36383.1519
|  | 123:00 | 13285.9228 | 2866.0575 | 10399.6639 | 8799.7235 | 0 | 35351.3677
|  | 124:00 | 13152.6182 | 2828.9112 | 10247.6639 | 8592.9973 | 0 | 34822.1906
|  | 125:00 | 13599.3229 | 2840.3714 | 10263.6639 | 8583.1431 | 0 | 35286.5013
|  | 126:00 | 14471.1447 | 2874.2248 | 10372.6639 | 8637.7273 | 0 | 36355.7607
|  | 127:00 | 15173.7313 | 2906.1828 | 10768.6639 | 8763.9839 | 0 | 37612.5619
|  | 128:00 | 15729.1428 | 3020.1088 | 11605.6639 | 9400.6256 | 0 | 39755.5411
|  | 129:00 | 16519.8848 | 3144.4571 | 12415.6639 | 10191.6843 | 0 | 42271.6901
|  | 130:00 | 17619.6709 | 3279.379 | 13366.6639 | 11020.8115 | 0 | 45286.5253
|  | 131:00 | 18753.5749 | 3434.0109 | 14172.6639 | 11797.0179 | 0 | 48157.2677
|  | 132:00 | 19833.4053 | 3538.027 | 14749.6639 | 12445.5689 | 0 | 50566.6651
|  | 133:00 | 20974.1284 | 3622.2626 | 15164.6639 | 13011.0419 | 0 | 52772.0968
|  | 134:00 | 21890.2962 | 3713.9063 | 15485.6639 | 13491.7712 | 0 | 54581.6376
|  | 135:00 | 22490.5986 | 3760.7946 | 15661.6639 | 13875.3398 | 0 | 55788.3969
|  | 136:00 | 22830.0064 | 3805.1174 | 15662.6639 | 14139.1705 | 0 | 56436.9583
|  | 137:00 | 22721.7614 | 3823.1576 | 15484.6639 | 14184.2615 | 0 | 56213.8445
|  | 138:00 | 22110.9573 | 3791.3062 | 15233.6639 | 13985.3725 | 0 | 55121.2999
|  | 139:00 | 21104.8618 | 3705.5995 | 14745.6639 | 13527.5754 | 0 | 53083.7007
|  | 140:00 | 20286.1686 | 3604.9145 | 14376.6639 | 13019.2695 | 0 | 51287.0166
|  | 141:00 | 19740.1202 | 3561.8168 | 14011.6639 | 12758.9751 | 0 | 50072.5761
|  | 142:00 | 18397.3079 | 3432.9185 | 13223.6639 | 11943.3666 | 0 | 46997.257
|  | 143:00 | 16869.1856 | 3269.4431 | 12516.6639 | 11081.5316 | 0 | 43736.8243
|  | 24:00 | 15429.862 | 3125.9343 | 11793.6639 | 10164.2737 | 0 | 40513.734
Jul |  | 145:00 | 15289.9275 | 2993.7719 | 11471.736 | 9513.949 | 0 | 39269.3844
|  | 146:00 | 14595.5531 | 2899.4387 | 11041.9995 | 9068.7775 | 0 | 37605.7689
|  | 147:00 | 13936.9116 | 2839.0904 | 10784.9061 | 8796.7091 | 0 | 36357.6173
|  | 148:00 | 13705.3801 | 2811.4555 | 10603.8883 | 8685.4349 | 0 | 35806.1588
|  | 149:00 | 13990.0748 | 2816.7246 | 10599.9936 | 8726.9353 | 0 | 36133.7284
|  | 150:00 | 14400.8798 | 2882.337 | 10605.9386 | 8797.0816 | 0 | 36686.237
|  | 151:00 | 14813.5718 | 2937.3223 | 10783.2575 | 8807.4053 | 0 | 37341.5569
|  | 152:00 | 15645.8854 | 3043.5919 | 11604.7244 | 9425.9692 | 0 | 39720.1709
|  | 153:00 | 16869.0276 | 3182.507 | 12643.4073 | 10345.116 | 0 | 43040.0578
|  | 154:00 | 18216.5568 | 3324.8748 | 13685.3209 | 11307.3845 | 0 | 46534.1371
|  | 155:00 | 19488.1053 | 3445.0822 | 14586.433 | 12130.2488 | 0 | 49649.8693
|  | 156:00 | 20762.6079 | 3554.9296 | 15299.8533 | 12853.6624 | 0 | 52471.0532
|  | 157:00 | 22006.0222 | 3683.9476 | 15805.7883 | 13440.0325 | 0 | 54935.7906
|  | 158:00 | 22964.115 | 3786.891 | 16137.1049 | 13887.0667 | 0 | 56775.1777
|  | 159:00 | 23645.521 | 3863.1938 | 16276.0422 | 14209.9368 | 0 | 57994.6938
|  | 160:00 | 24104.8394 | 3927.5616 | 16103.6376 | 14393.3783 | 0 | 58529.417
|  | 161:00 | 24071.0911 | 3915.5703 | 15694.3609 | 14396.4639 | 0 | 58077.4861
|  | 162:00 | 23460.077 | 3855.2497 | 15177.6834 | 14117.961 | 0 | 56610.9711
|  | 163:00 | 22429.4999 | 3772.6554 | 14732.132 | 13562.0258 | 0 | 54496.3131
|  | 164:00 | 21499.441 | 3661.7019 | 14399.7337 | 13026.8809 | 0 | 52587.7576
|  | 165:00 | 20877.0096 | 3619.5829 | 14084.6883 | 12597.8921 | 0 | 51179.1729
|  | 166:00 | 19227.3004 | 3475.1889 | 13413.2046 | 11977.2213 | 0 | 48092.9151
|  | 167:00 | 17652.9802 | 3275.6505 | 12611.5384 | 11193.5796 | 0 | 44733.7486
|  | 24:00 | 16265.1947 | 3119.6865 | 11925.157 | 10301.5465 | 0 | 41611.5848
Aug |  | 169:00 | 16134.1814 | 3050.3787 | 11923.5047 | 10070.1398 | 0 | 41178.2046
|  | 170:00 | 15467.9579 | 2970.9162 | 11443.1299 | 9575.5631 | 0 | 39457.5671
|  | 171:00 | 14915.0505 | 2919.9823 | 11123.6278 | 9202.8858 | 0 | 38161.5463
|  | 172:00 | 14649.8532 | 2876.7461 | 10922.1513 | 9004.7646 | 0 | 37453.5153
|  | 173:00 | 14559.2158 | 2873.6464 | 10990.4393 | 9019.2851 | 0 | 37442.5866
|  | 174:00 | 14806.0008 | 2916.4945 | 11120.0732 | 9291.8933 | 0 | 38134.4618
|  | 175:00 | 14980.3045 | 2915.8501 | 11179.1614 | 9402.5238 | 0 | 38477.8398
|  | 176:00 | 16258.9217 | 3017.2264 | 11944.3908 | 9996.0408 | 0 | 41216.5796
|  | 177:00 | 17963.2195 | 3181.4547 | 12914.2411 | 10845.2759 | 0 | 44904.1912
|  | 178:00 | 19623.1726 | 3361.3157 | 13889.2133 | 11749.2396 | 0 | 48622.9412
|  | 179:00 | 21101.6954 | 3541.7571 | 14722.8933 | 12650.9251 | 0 | 52017.271
|  | 180:00 | 22233.8427 | 3666.6887 | 15414.5794 | 13433.5361 | 0 | 54748.6468
|  | 181:00 | 23021.0618 | 3771.4311 | 15941.5624 | 14078.5952 | 0 | 56812.6505
|  | 182:00 | 23761.073 | 3847.72 | 16420.9823 | 14628.1112 | 0 | 58657.8865
|  | 183:00 | 24260.5734 | 3919.374 | 16700.1351 | 15035.2486 | 0 | 59915.3312
|  | 184:00 | 24473.018 | 3963.3852 | 16767.3679 | 15216.7983 | 0 | 60420.5694
|  | 185:00 | 24406.7824 | 3978.3251 | 16627.5348 | 15195.3418 | 0 | 60207.984
|  | 186:00 | 23823.1149 | 3921.0254 | 16201.6912 | 14852.6104 | 0 | 58798.4418
|  | 187:00 | 23016.2206 | 3816.1805 | 15578.9999 | 14264.7207 | 0 | 56676.1216
|  | 188:00 | 22361.3044 | 3749.0032 | 15304.6157 | 13945.5385 | 0 | 55360.4618
|  | 189:00 | 21462.5333 | 3638.4901 | 14757.3022 | 13558.5412 | 0 | 53416.8668
|  | 190:00 | 19827.1904 | 3453.1072 | 13954.4781 | 12676.5247 | 0 | 49911.3004
|  | 191:00 | 18272.5372 | 3257.0866 | 13106.6706 | 11698.0695 | 0 | 46334.3639
|  | 24:00 | 16902.3512 | 3097.8831 | 12335.4508 | 10844.8953 | 0 | 43180.5803
Sep | Fall | 193:00 | 12961.0292 | 2775.0419 | 10136.2421 | 8444.6557 | 0 | 34316.9689
|  | 194:00 | 12444.7576 | 2710.8522 | 9792.3276 | 8109.8927 | 0 | 33057.8301
|  | 195:00 | 12083.3482 | 2677.3015 | 9620.8368 | 7896.3404 | 0 | 32277.827
|  | 196:00 | 12074.2525 | 2669.1797 | 9680.9277 | 7860.2231 | 0 | 32284.5831
|  | 197:00 | 12724.5217 | 2704.1736 | 10195.2595 | 8249.3049 | 0 | 33873.2597
|  | 198:00 | 14125.8927 | 2802.2669 | 10855.7363 | 9123.331 | 0 | 36907.2269
|  | 199:00 | 14691.2996 | 2842.6074 | 10937.3565 | 9301.78 | 0 | 37773.0435
|  | 200:00 | 14841.9007 | 2880.7469 | 11053.7543 | 9462.677 | 0 | 38239.0789
|  | 201:00 | 15615.0363 | 2975.6815 | 11634.5232 | 9926.5533 | 0 | 40151.7944
|  | 202:00 | 16711.1664 | 3093.9486 | 12244.7941 | 10545.846 | 0 | 42595.755
|  | 203:00 | 17653.9863 | 3207.4717 | 12910.8556 | 11094.5822 | 0 | 44866.8958
|  | 204:00 | 18648.9989 | 3290.5087 | 13337.9023 | 11699.8944 | 0 | 46977.3043
|  | 205:00 | 19650.7833 | 3371.8419 | 13817.2922 | 12261.4561 | 0 | 49101.3734
|  | 206:00 | 20285.6379 | 3450.6569 | 14093.5408 | 12797.7185 | 0 | 50627.554
|  | 207:00 | 20797.8906 | 3529.0045 | 14384.4215 | 13118.9766 | 0 | 51830.2932
|  | 208:00 | 21094.5731 | 3583.7911 | 14622.5906 | 13409.9216 | 0 | 52710.8764
|  | 209:00 | 20873.5169 | 3552.0382 | 14506.6113 | 13343.9002 | 0 | 52276.0667
|  | 210:00 | 20158.4818 | 3499.6562 | 13907.7103 | 12992.4413 | 0 | 50558.2896
|  | 211:00 | 19485.4882 | 3410.7529 | 13601.0141 | 12567.8094 | 0 | 49065.0646
|  | 212:00 | 19257.8711 | 3375.9543 | 13399.5776 | 12472.3452 | 0 | 48505.7482
|  | 213:00 | 18172.0786 | 3278.1109 | 12862.5515 | 11829.0746 | 0 | 46141.8156
|  | 214:00 | 16596.4935 | 3168.257 | 12102.8475 | 10909.5027 | 0 | 42777.1007
|  | 215:00 | 14873.3385 | 3034.6214 | 11417.8682 | 9894.2398 | 0 | 39220.0678
|  | 24:00 | 13679.3647 | 2887.0224 | 10736.9937 | 9141.2704 | 0 | 36444.6511
Oct |  | 217:00 | 10389.389 | 2605.4647 | 8449.1019 | 7186.3677 | 0 | 28630.3234
|  | 218:00 | 10153.0593 | 2568.1824 | 8298.0521 | 6901.5895 | 0 | 27920.8833
|  | 219:00 | 10065.9997 | 2547.5395 | 8261.9212 | 6732.3134 | 0 | 27607.7738
|  | 220:00 | 10264.0865 | 2553.4004 | 8389.2637 | 6732.229 | 0 | 27938.9796
|  | 221:00 | 10892.2517 | 2616.7361 | 8904.7376 | 7138.6 | 0 | 29552.3255
|  | 222:00 | 12081.8907 | 2746.4789 | 9726.0969 | 8041.7243 | 0 | 32596.1907
|  | 223:00 | 12878.3446 | 2827.4721 | 9968.9477 | 8422.388 | 0 | 34097.1525
|  | 224:00 | 12970.557 | 2819.637 | 9994.4914 | 8353.7798 | 0 | 34138.4652
|  | 225:00 | 13319.6038 | 2847.3705 | 10389.7175 | 8678.0803 | 0 | 35234.772
|  | 226:00 | 13751.1726 | 2915.2786 | 10849.338 | 9064.0628 | 0 | 36579.852
|  | 227:00 | 14050.3862 | 2969.9374 | 11222.3096 | 9534.7101 | 0 | 37777.3433
|  | 228:00 | 14290.8968 | 2982.7373 | 11545.0273 | 9801.1295 | 0 | 38619.7908
|  | 229:00 | 14571.9761 | 3034.2835 | 12003.2712 | 10091.9369 | 0 | 39701.4677
|  | 230:00 | 14814.7167 | 3070.1542 | 12380.2824 | 10472.0191 | 0 | 40737.1724
|  | 231:00 | 15022.7134 | 3109.3246 | 12684.4633 | 10852.6901 | 0 | 41669.1914
|  | 232:00 | 15197.9974 | 3155.5679 | 12888.8837 | 11133.0111 | 0 | 42375.4602
|  | 233:00 | 15058.7592 | 3143.3021 | 12697.7209 | 11171.6858 | 0 | 42071.468
|  | 234:00 | 14978.396 | 3099.6094 | 12216.8972 | 10876.0888 | 0 | 41170.9914
|  | 235:00 | 15353.2767 | 3122.8467 | 12261.0294 | 11100.9053 | 0 | 41838.058
|  | 236:00 | 15106.521 | 3117.1095 | 11950.9793 | 10799.0431 | 0 | 40973.6528
|  | 237:00 | 14443.1632 | 3017.5517 | 11371.073 | 10187.8441 | 0 | 39019.632
|  | 238:00 | 13338.2401 | 2902.1041 | 10487.2514 | 9408.797 | 0 | 36136.3927
|  | 239:00 | 12177.1409 | 2757.4173 | 9651.3589 | 8440.8507 | 0 | 33026.7678
|  | 24:00 | 11338.8508 | 2679.4151 | 9040.505 | 7763.7009 | 0 | 30822.4718
Nov |  | 241:00 | 10836.0138 | 2714.9547 | 8301.647 | 7137.3825 | 0 | 28989.998
|  | 242:00 | 10615.624 | 2679.9547 | 8088.5988 | 6825.0456 | 0 | 28209.2232
|  | 243:00 | 10563.277 | 2676.9547 | 7945.4967 | 6644.2717 | 0 | 27830.0001
|  | 244:00 | 10613.3942 | 2732.9547 | 7928.3101 | 6528.8597 | 0 | 27803.5187
|  | 245:00 | 10884.6397 | 2700.9547 | 8113.054 | 6584.0348 | 0 | 28282.6833
|  | 246:00 | 11942.6459 | 2773.9547 | 8674.4249 | 7040.6748 | 0 | 30431.7004
|  | 247:00 | 13695.9 | 2942.9547 | 9494.3146 | 7962.4614 | 0 | 34095.6308
|  | 248:00 | 14050.225 | 3021.9547 | 9525.7351 | 8215.7229 | 0 | 34813.6377
|  | 249:00 | 13706.4947 | 3024.9547 | 9551.7132 | 8273.7819 | 0 | 34556.9446
|  | 250:00 | 13621.7283 | 3018.9547 | 9699.982 | 8440.6772 | 0 | 34781.3423
|  | 251:00 | 13575.6232 | 3008.9547 | 9863.9907 | 8636.0655 | 0 | 35084.6342
|  | 252:00 | 13470.9942 | 2995.9547 | 10016.0694 | 8801.8424 | 0 | 35284.8607
|  | 253:00 | 13441.2677 | 2955.9547 | 10115.7564 | 8824.7416 | 0 | 35337.7205
|  | 254:00 | 13451.5789 | 2952.9547 | 10284.2785 | 8834.3877 | 0 | 35523.1999
|  | 255:00 | 13448.8417 | 2948.9547 | 10390.3119 | 8822.5794 | 0 | 35610.6877
|  | 256:00 | 13434.4922 | 2946.9547 | 10381.6847 | 8859.9675 | 0 | 35623.0991
|  | 257:00 | 13423.7031 | 2949.9547 | 10325.8171 | 8830.1444 | 0 | 35529.6193
|  | 258:00 | 13680.7813 | 2960.9547 | 10457.6786 | 8946.5882 | 0 | 36046.0029
|  | 259:00 | 14395.8366 | 3061.9547 | 10590.6148 | 9388.096 | 0 | 37436.5021
|  | 260:00 | 14234.8283 | 3034.9547 | 10389.6132 | 9296.526 | 0 | 36955.9223
|  | 261:00 | 13910.847 | 3010.9547 | 10118.0202 | 9076.0524 | 0 | 36115.8744
|  | 262:00 | 13201.7314 | 2964.9547 | 9813.1046 | 8593.1452 | 0 | 34572.9359
|  | 263:00 | 12263.6209 | 2894.9547 | 9403.3262 | 7901.3614 | 0 | 32463.2633
|  | 24:00 | 11331.1783 | 2792.9547 | 8869.7961 | 7221.5465 | 0 | 30215.4756
Dec | Winter | 265:00 | 12817.3575 | 2927.5897 | 8644.4526 | 7671.7295 | 0 | 32061.1294
|  | 266:00 | 12763.9366 | 2899.5897 | 8485.4526 | 7422.2327 | 0 | 31571.2116
|  | 267:00 | 12888.7553 | 2899.5897 | 8401.4526 | 7298.5012 | 0 | 31488.2989
|  | 268:00 | 13095.4829 | 2911.5897 | 8478.4526 | 7298.0641 | 0 | 31783.5893
|  | 269:00 | 13601.8069 | 2944.5897 | 8609.4526 | 7482.3527 | 0 | 32638.2019
|  | 270:00 | 14613.7264 | 3042.5897 | 9074.4526 | 7977.0625 | 0 | 34707.8312
|  | 271:00 | 15902.2469 | 3266.5897 | 9879.4526 | 8700.0502 | 0 | 37748.3395
|  | 272:00 | 16565.7124 | 3326.5897 | 10119.4526 | 9061.886 | 0 | 39073.6407
|  | 273:00 | 16519.712 | 3295.5897 | 9999.4526 | 9101.0623 | 0 | 38915.8166
|  | 274:00 | 16110.3802 | 3235.5897 | 10109.4526 | 9165.086 | 0 | 38620.5086
|  | 275:00 | 15681.7651 | 3174.5897 | 10068.4526 | 9111.9648 | 0 | 38036.7722
|  | 276:00 | 15143.5934 | 3125.5897 | 10068.4526 | 8943.2833 | 0 | 37280.9189
|  | 277:00 | 14601.4058 | 3055.5897 | 10029.4526 | 8783.2356 | 0 | 36469.6837
|  | 278:00 | 14188.1745 | 3020.5897 | 10054.4526 | 8624.1754 | 0 | 35887.3922
|  | 279:00 | 13709.4596 | 2999.5897 | 10041.4526 | 8533.0362 | 0 | 35283.5381
|  | 280:00 | 13478.3214 | 2976.5897 | 9976.4526 | 8538.8676 | 0 | 34970.2313
|  | 281:00 | 13758.5999 | 2979.5897 | 9959.4526 | 8680.4027 | 0 | 35378.0449
|  | 282:00 | 14867.8231 | 3026.5897 | 10373.4526 | 9237.8107 | 0 | 37505.6761
|  | 283:00 | 15868.8033 | 3206.5897 | 10739.4526 | 9738.0825 | 0 | 39552.9281
|  | 284:00 | 15869.6623 | 3250.5897 | 10524.4526 | 9656.6835 | 0 | 39301.3881
|  | 285:00 | 15788.8492 | 3252.5897 | 10487.4526 | 9565.759 | 0 | 39094.6505
|  | 286:00 | 15439.0167 | 3220.5897 | 10289.4526 | 9305.6516 | 0 | 38254.7106
|  | 287:00 | 14722.5733 | 3152.5897 | 9930.4526 | 8817.2767 | 0 | 36622.8923
|  | 24:00 | 13779.3348 | 3056.5897 | 9382.4526 | 8199.3324 | 0 | 34417.7095

## LoadData_hour_6daysyear
06/30/2016 - modified load data to match with chronological model for April, July, October, January
Month | Season | Hour | Northeast | West | Coastal | South | Panhandle | ERCOT total | ERCOT total
Jan | Winter | 1:00 | 13580.9326 | 2833.5897 | 8512.6639 | 7733.2715 | 0 | 32660.4577 |  | Spring | Summer | Fall | Winter
|  | 2:00 | 13362.3111 | 2817.5897 | 8321.6639 | 7541.1833 | 0 | 32042.748 | 1:00 | 28762.4557 | 39269.3844 | 28630.3234 | 32660.4577
|  | 3:00 | 13246.4001 | 2814.5897 | 8248.6639 | 7446.5133 | 0 | 31756.167 | 2:00 | 27953.8081 | 37605.7689 | 27920.8833 | 32042.748
|  | 4:00 | 13208.4494 | 2826.5897 | 8269.6639 | 7458.6252 | 0 | 31763.3282 | 3:00 | 27163.5147 | 36357.6173 | 27607.7738 | 31756.167
|  | 5:00 | 13494.5502 | 2844.5897 | 8435.6639 | 7619.088 | 0 | 32393.8919 | 4:00 | 26319.8458 | 35806.1588 | 27938.9796 | 31763.3282
|  | 6:00 | 14525.133 | 2945.5897 | 9012.6639 | 8254.6974 | 0 | 34738.084 | 5:00 | 27327.1734 | 36133.7284 | 29552.3255 | 32393.8919
|  | 7:00 | 16197.484 | 3167.5897 | 9890.6639 | 9174.1434 | 0 | 38429.881 | 6:00 | 29810.6303 | 36686.237 | 32596.1907 | 34738.084
|  | 8:00 | 16859.8061 | 3258.5897 | 10054.6639 | 9476.6227 | 0 | 39649.6824 | 7:00 | 31738.4468 | 37341.5569 | 34097.1525 | 38429.881
|  | 9:00 | 16265.0889 | 3208.5897 | 9932.6639 | 9294.231 | 0 | 38700.5735 | 8:00 | 32424.2268 | 39720.1709 | 34138.4652 | 39649.6824
|  | 10:00 | 16028.9928 | 3158.5897 | 10127.6639 | 9208.985 | 0 | 38524.2314 | 9:00 | 33459.2081 | 43040.0578 | 35234.772 | 38700.5735
|  | 11:00 | 15773.3558 | 3113.5897 | 10249.6639 | 9051.2888 | 0 | 38187.8982 | 10:00 | 34470.8318 | 46534.1371 | 36579.852 | 38524.2314
|  | 12:00 | 15533.9863 | 3039.5897 | 10232.6639 | 8859.3423 | 0 | 37665.5822 | 11:00 | 35327.4428 | 49649.8693 | 37777.3433 | 38187.8982
|  | 13:00 | 15237.4425 | 2966.5897 | 10215.6639 | 8659.971 | 0 | 37079.6671 | 12:00 | 36141.9363 | 52471.0532 | 38619.7908 | 37665.5822
|  | 14:00 | 14951.7202 | 2934.5897 | 10253.6639 | 8438.0304 | 0 | 36578.0042 | 13:00 | 36980.6883 | 54935.7906 | 39701.4677 | 37079.6671
|  | 15:00 | 14548.0984 | 2874.5897 | 10284.6639 | 8371.3119 | 0 | 36078.6639 | 14:00 | 37843.2688 | 56775.1777 | 40737.1724 | 36578.0042
|  | 16:00 | 14241.0936 | 2860.5897 | 10291.6639 | 8278.084 | 0 | 35671.4312 | 15:00 | 38630.4401 | 57994.6938 | 41669.1914 | 36078.6639
|  | 17:00 | 14156.0636 | 2886.5897 | 10271.6639 | 8418.0855 | 0 | 35732.4027 | 16:00 | 39149.2419 | 58529.417 | 42375.4602 | 35671.4312
|  | 18:00 | 14565.0441 | 2914.5897 | 10369.6639 | 8706.2578 | 0 | 36555.5555 | 17:00 | 39034.235 | 58077.4861 | 42071.468 | 35732.4027
|  | 19:00 | 15607.9155 | 3041.5897 | 10752.6639 | 9350.2252 | 0 | 38752.3944 | 18:00 | 38443.5334 | 56610.9711 | 41170.9914 | 36555.5555
|  | 20:00 | 15691.9738 | 3073.5897 | 10693.6639 | 9402.2522 | 0 | 38861.4796 | 19:00 | 37551.7035 | 54496.3131 | 41838.058 | 38752.3944
|  | 21:00 | 15577.4498 | 3053.5897 | 10450.6639 | 9313.1133 | 0 | 38394.8167 | 20:00 | 38504.7718 | 52587.7576 | 40973.6528 | 38861.4796
|  | 22:00 | 15185.4372 | 3005.5897 | 10005.6639 | 9006.8632 | 0 | 37203.554 | 21:00 | 37677.0405 | 51179.1729 | 39019.632 | 38394.8167
|  | 23:00 | 14387.4182 | 2896.5897 | 9400.6639 | 8509.3769 | 0 | 35194.0487 | 22:00 | 35325.8832 | 48092.9151 | 36136.3927 | 37203.554
|  | 24:00 | 13536.6004 | 2776.5897 | 8788.6639 | 7970.9723 | 0 | 33072.8264 | 23:00 | 32651.1124 | 44733.7486 | 33026.7678 | 35194.0487
Feb |  | 25:00 | 12579.9356 | 2766.5945 | 8829.6639 | 7185.9909 | 0 | 31362.1849 | 24:00 | 30081.0526 | 41611.5848 | 30822.4718 | 33072.8264
|  | 26:00 | 12387.5431 | 2730.0774 | 8648.6639 | 6964.4666 | 0 | 30730.751
|  | 27:00 | 12251.4248 | 2713.6438 | 8494.6639 | 6868.555 | 0 | 30328.2875
|  | 28:00 | 12223.958 | 2719.3517 | 8418.6639 | 6855.4604 | 0 | 30217.4341 | Northeast | [6 empty] | West | [6 empty] | Coastal | [6 empty] | 10000 | *
|  | 29:00 | 12499.9777 | 2760.0204 | 8519.6639 | 7015.6154 | 0 | 30795.2774 |  | 1 | 2 | 3 | 4 | 5 | 6 |  | 1 | 2 | 3 | 4 | 5 | 6 |  | 1 | 2 | 3 | 4 | 5 | 6 | [6 empty] | 1 | 2 | 3 | 4 | 5 | 6
|  | 30:00 | 13576.7105 | 2866.5811 | 9024.6639 | 7622.8965 | 0 | 33090.8521 | 1:00 | 13501 | 15981 | 14597 | 10735 | 16493 | 11094 | 1:00 | 2153.9 | 2430 | 2489 | 2065.5 | 2301.9 | 1990.5 | 1:00 | 9101 | 11295 | 9151 | 8026 | 11125 | 8950 | 0.755 | 1.0359 | 0.8578 | 0.6324 | 0.9393 | 0.6663 | 7550 | 10359 | 8578 | 6324 | 9393 | 6663
|  | 31:00 | 15410.1696 | 3043.0841 | 9717.6639 | 8736.7255 | 0 | 36907.6432 | 2:00 | 13283 | 15109 | 14150 | 10348 | 15607 | 10690 | 2:00 | 2117.4 | 2325.4 | 2455.1 | 2021 | 2229.1 | 1946.8 | 2:00 | 8916 | 10897 | 8926 | 7885 | 10634 | 8589 | 0.7284 | 0.9793 | 0.8422 | 0.6073 | 0.8866 | 0.6315 | 7284 | 9793 | 8422 | 6073 | 8866 | 6315
|  | 32:00 | 16027.7351 | 3142.8208 | 9968.6639 | 9081.4867 | 0 | 38220.7065 | 3:00 | 13149 | 14479 | 13994 | 10094 | 15051 | 10429 | 3:00 | 2102.2 | 2242 | 2436.9 | 2008.8 | 2180.9 | 1948 | 3:00 | 8867 | 10606 | 8857 | 7780 | 10306 | 8502 | 0.7161 | 0.9369 | 0.8402 | 0.5924 | 0.8494 | 0.6091 | 7161 | 9369 | 8402 | 5924 | 8494 | 6091
|  | 33:00 | 15660.5274 | 3094.9736 | 10003.6639 | 8830.0678 | 0 | 37589.2328 | 4:00 | 13159 | 14153 | 13970 | 10054 | 14848 | 10362 | 4:00 | 2108 | 2192.6 | 2443 | 2014.1 | 2137.4 | 1949.1 | 4:00 | 8855 | 10468 | 8864 | 7779 | 10259 | 8402 | 0.7148 | 0.9074 | 0.8439 | 0.591 | 0.8286 | 0.6005 | 7148 | 9074 | 8439 | 5910 | 8286 | 6005
|  | 34:00 | 15485.3934 | 3075.4593 | 10097.6639 | 8873.6842 | 0 | 37532.2008 | 5:00 | 13504 | 14066 | 14071 | 10437 | 15199 | 10549 | 5:00 | 2144.5 | 2203.2 | 2468.8 | 2031.8 | 2178.5 | 1979 | 5:00 | 9045 | 10552 | 8908 | 7966 | 10611 | 8445 | 0.7318 | 0.8973 | 0.8632 | 0.6091 | 0.8433 | 0.612 | 7318 | 8973 | 8632 | 6091 | 8433 | 6120
|  | 35:00 | 15298.6913 | 3051.6236 | 10103.6639 | 8854.307 | 0 | 37308.2858 | 6:00 | 14735 | 14063 | 14483 | 11475 | 16041 | 11427 | 6:00 | 2272.5 | 2236.1 | 2512.7 | 2130.7 | 2296 | 2094 | 6:00 | 9765 | 10723 | 9118 | 8591 | 11051 | 8928 | 0.7986 | 0.9027 | 0.8954 | 0.6669 | 0.8837 | 0.6636 | 7986 | 9027 | 8954 | 6669 | 8837 | 6636
|  | 36:00 | 14986.7055 | 3005.4652 | 10057.6639 | 8742.7514 | 0 | 36792.5861 | 7:00 | 16909 | 14634 | 15106 | 13340 | 16928 | 13207 | 7:00 | 2507.5 | 2232.6 | 2569.3 | 2302.3 | 2359.5 | 2342.4 | 7:00 | 10891 | 10906 | 9422 | 9394 | 11615 | 9843 | 0.9262 | 0.9184 | 0.9439 | 0.7771 | 0.9246 | 0.7806 | 9262 | 9184 | 9439 | 7771 | 9246 | 7806
|  | 37:00 | 14688.7934 | 2956.2789 | 10012.6639 | 8667.8291 | 0 | 36325.5653 | 8:00 | 17683 | 16321 | 15782 | 13895 | 18200 | 14389 | 8:00 | 2648.5 | 2420.6 | 2634.9 | 2341.1 | 2489.9 | 2456.2 | 8:00 | 11095 | 11598 | 9513 | 9470 | 12437 | 10251 | 0.9618 | 1.0047 | 0.9818 | 0.7903 | 1.0049 | 0.8371 | 9618 | 10047 | 9818 | 7903 | 10049 | 8371
|  | 38:00 | 14385.9809 | 2919.6402 | 10000.6639 | 8539.3347 | 0 | 35845.6197 | 9:00 | 17206 | 18137 | 16226 | 13835 | 19856 | 14308 | 9:00 | 2627.4 | 2635.6 | 2669.2 | 2325.1 | 2657.9 | 2409.1 | 9:00 | 10933 | 12329 | 9633 | 9799 | 13377 | 10178 | 0.9362 | 1.1163 | 0.9912 | 0.7917 | 1.1017 | 0.8141 | 9362 | 11163 | 9912 | 7917 | 11017 | 8141
|  | 39:00 | 14128.2745 | 2890.8609 | 9936.6639 | 8388.1532 | 0 | 35343.9525 | 10:00 | 16952 | 19933 | 15790 | 13958 | 21614 | 14433 | 10:00 | 2613.3 | 2751.9 | 2596.3 | 2326.1 | 2794.3 | 2351.6 | 10:00 | 10813 | 13046 | 9689 | 10203 | 14518 | 10494 | 0.9298 | 1.2148 | 0.9577 | 0.809 | 1.1871 | 0.8324 | 9298 | 12148 | 9577 | 8090 | 11871 | 8324
|  | 40:00 | 14009.9816 | 2889.2062 | 9960.6639 | 8330.8787 | 0 | 35190.7304 | 11:00 | 16701 | 21529 | 14868 | 14233 | 23253 | 14600 | 11:00 | 2576.9 | 2861.2 | 2485.7 | 2354.3 | 2916.5 | 2306.7 | 11:00 | 10728 | 13752 | 9532 | 10659 | 15498 | 10903 | 0.9194 | 1.311 | 0.9067 | 0.8278 | 1.2703 | 0.8483 | 9194 | 13110 | 9067 | 8278 | 12703 | 8483
|  | 41:00 | 14104.3078 | 2884.8247 | 10053.6639 | 8485.8821 | 0 | 35528.6785 | 12:00 | 16310 | 22781 | 14145 | 14296 | 24672 | 14619 | 12:00 | 2531 | 2983.4 | 2377.9 | 2365.1 | 3036.3 | 2313.6 | 12:00 | 10404 | 14596 | 9386 | 10907 | 16263 | 11282 | 0.8993 | 1.3962 | 0.8456 | 0.8468 | 1.3393 | 0.873 | 8993 | 13962 | 8456 | 8468 | 13393 | 8730
|  | 42:00 | 14484.2526 | 2875.0193 | 10111.6639 | 8853.3691 | 0 | 36324.3049 | 13:00 | 15975 | 23900 | 13660 | 14387 | 25891 | 14666 | 13:00 | 2472.3 | 3113.9 | 2316.8 | 2359.2 | 3150.3 | 2289.5 | 13:00 | 10226 | 15241 | 9119 | 11011 | 16929 | 11595 | 0.8768 | 1.4585 | 0.8071 | 0.8648 | 1.4167 | 0.8975 | 8768 | 14585 | 8071 | 8648 | 14167 | 8975
|  | 43:00 | 15078.2131 | 2950.3976 | 10465.6639 | 9395.4106 | 0 | 37889.6852 | 14:00 | 15637 | 24910 | 13196 | 14546 | 26705 | 14819 | 14:00 | 2422.9 | 3222 | 2238 | 2363.1 | 3249 | 2338.9 | 14:00 | 10155 | 15804 | 9033 | 11164 | 17245 | 11981 | 0.861 | 1.4967 | 0.7733 | 0.8826 | 1.4727 | 0.9305 | 8610 | 14967 | 7733 | 8826 | 14727 | 9305
|  | 44:00 | 14985.4686 | 3018.0763 | 10459.6639 | 9476.0014 | 0 | 37939.2102 | 15:00 | 15319 | 25514 | 12782 | 14373 | 27240 | 14967 | 15:00 | 2395.9 | 3307.7 | 2197.5 | 2368.4 | 3344.2 | 2367.7 | 15:00 | 10062 | 16213 | 8920 | 11283 | 17425 | 12318 | 0.8447 | 1.5194 | 0.7496 | 0.894 | 1.5137 | 0.9643 | 8447 | 15194 | 7496 | 8940 | 15137 | 9643
|  | 45:00 | 14788.5456 | 3004.73 | 10298.6639 | 9342.5305 | 0 | 37434.47 | 16:00 | 15138 | 25796 | 12544 | 14202 | 27437 | 15070 | 16:00 | 2390 | 3359.4 | 2179.6 | 2380.7 | 3382.9 | 2343.5 | 16:00 | 10005 | 16402 | 8876 | 11305 | 17288 | 12529 | 0.8343 | 1.5224 | 0.7452 | 0.8975 | 1.5314 | 0.9923 | 8343 | 15224 | 7452 | 8975 | 15314 | 9923
|  | 46:00 | 14321.1963 | 2983.8696 | 9962.6639 | 8962.4712 | 0 | 36230.2011 | 17:00 | 15216 | 25759 | 12718 | 14109 | 27115 | 15162 | 17:00 | 2421.8 | 3344.2 | 2185.5 | 2386 | 3363 | 2368.8 | 17:00 | 10021 | 16050 | 9041 | 11209 | 17030 | 12570 | 0.8412 | 1.5029 | 0.7466 | 0.8932 | 1.5179 | 1.0062 | 8412 | 15029 | 7466 | 8932 | 15179 | 10062
|  | 47:00 | 13684.9299 | 2905.6742 | 9419.6639 | 8335.6306 | 0 | 34345.8986 | 18:00 | 15648 | 25082 | 13960 | 14429 | 26221 | 14944 | 18:00 | 2435.9 | 3280.7 | 2262.9 | 2382.1 | 3366.5 | 2343.5 | 18:00 | 10185 | 15324 | 9712 | 11329 | 16384 | 12306 | 0.8607 | 1.4562 | 0.7967 | 0.9022 | 1.4845 | 0.9921 | 8607 | 14562 | 7967 | 9022 | 14845 | 9921
|  | 24:00 | 12836.9071 | 2800.2656 | 8849.6639 | 7613.4143 | 0 | 32100.251 | 19:00 | 16360 | 24067 | 15207 | 15075 | 25193 | 14787 | 19:00 | 2511.1 | 3126.8 | 2428.3 | 2495.4 | 3199.6 | 2307.9 | 19:00 | 10644 | 14782 | 10369 | 11597 | 15617 | 11974 | 0.9141 | 1.396 | 0.8903 | 0.9608 | 1.4126 | 0.961 | 9141 | 13960 | 8903 | 9608 | 14126 | 9610
Mar | Spring | 49:00 | 10881.0328 | 2582.2935 | 8291.4526 | 6720.9931 | 0 | 28475.7721 | 20:00 | 16225 | 22985 | 15355 | 14831 | 24023 | 15021 | 20:00 | 2516.9 | 2989.3 | 2464.1 | 2471.1 | 3061 | 2359.6 | 20:00 | 10602 | 14404 | 10372 | 11398 | 15057 | 11956 | 0.9219 | 1.3513 | 0.9032 | 0.9525 | 1.3508 | 0.9746 | 9219 | 13513 | 9032 | 9525 | 13508 | 9746
|  | 50:00 | 10603.0576 | 2550.7435 | 8078.4526 | 6513.9931 | 0 | 27746.2469 | 21:00 | 15965 | 22168 | 15298 | 14483 | 23221 | 14453 | 21:00 | 2498.1 | 2921.2 | 2453.6 | 2440.3 | 2998.7 | 2350.4 | 21:00 | 10409 | 14014 | 10305 | 11108 | 14607 | 11527 | 0.9088 | 1.3254 | 0.8981 | 0.9249 | 1.3185 | 0.9404 | 9088 | 13254 | 8981 | 9249 | 13185 | 9404
|  | 51:00 | 10511.1405 | 2548.1771 | 7959.4526 | 6407.9931 | 0 | 27426.7633 | 22:00 | 15367 | 20620 | 14911 | 13780 | 21587 | 13839 | 22:00 | 2445.3 | 2762.5 | 2440.2 | 2345.7 | 2820.1 | 2327.4 | 22:00 | 10085 | 13212 | 9959 | 10463 | 13633 | 11022 | 0.8783 | 1.2339 | 0.8755 | 0.8672 | 1.2321 | 0.8958 | 8783 | 12339 | 8755 | 8672 | 12321 | 8958
|  | 52:00 | 10566.5529 | 2560.7075 | 7965.4526 | 6374.9931 | 0 | 27467.7061 | 23:00 | 14666 | 18835 | 14202 | 12612 | 19597 | 12997 | 23:00 | 2328.9 | 2593.3 | 2346.9 | 2221.8 | 2621.5 | 2227.4 | 23:00 | 9645 | 12309 | 9454 | 9630 | 12581 | 10389 | 0.8351 | 1.1242 | 0.8261 | 0.7891 | 1.1265 | 0.8332 | 8351 | 11242 | 8261 | 7891 | 11265 | 8332
|  | 53:00 | 10887.4409 | 2601.3097 | 8094.4526 | 6440.9931 | 0 | 28024.1962 | 24:00 | 13687 | 17301 | 13193 | 11475 | 17852 | 11975 | 24:00 | 2226.7 | 2393.6 | 2245.5 | 2090.8 | 2441.7 | 2153.8 | 24:00 | 9112 | 11505 | 8815 | 8911 | 11582 | 9624 | 0.7719 | 1.0327 | 0.7581 | 0.7038 | 1.0195 | 0.7656 | 7719 | 10327 | 7581 | 7038 | 10195 | 7656
|  | 54:00 | 11850.1239 | 2721.2927 | 8595.4526 | 6856.9931 | 0 | 30023.8623
|  | 55:00 | 13114.963 | 2865.8102 | 9232.4526 | 7779.9931 | 0 | 32993.2189
|  | 56:00 | 13482.9626 | 2902.6071 | 9459.4526 | 8053.9931 | 0 | 33899.0154 | South | [6 empty] | Panhandle
|  | 57:00 | 13487.182 | 2918.1842 | 9638.4526 | 8094.9931 | 0 | 34138.812 |  | 1 | 2 | 3 | 4 | 5 | 6 |  | 1 | 2 | 3 | 4 | 5 | 6
|  | 58:00 | 13502.0014 | 2892.8445 | 9819.4526 | 8247.9931 | 0 | 34462.2916 | 1:00 | 7550 | 10359 | 8578 | 6324 | 9393 | 6663 | 1:00 | 0 | 0 | 0 | 0 | 0 | 0
|  | 59:00 | 13497.9881 | 2894.9189 | 9989.4526 | 8406.9931 | 0 | 34789.3527 | 2:00 | 7284 | 9793 | 8422 | 6073 | 8866 | 6315 | 2:00 | 0 | 0 | 0 | 0 | 0 | 0
|  | 60:00 | 13360.89 | 2872.2212 | 10031.4526 | 8477.9931 | 0 | 34742.5569 | 3:00 | 7161 | 9369 | 8402 | 5924 | 8494 | 6091 | 3:00 | 0 | 0 | 0 | 0 | 0 | 0
|  | 61:00 | 13242.7058 | 2860.6386 | 10043.4526 | 8533.9931 | 0 | 34680.7901 | 4:00 | 7148 | 9074 | 8439 | 5910 | 8286 | 6005 | 4:00 | 0 | 0 | 0 | 0 | 0 | 0
|  | 62:00 | 13183.8073 | 2854.0745 | 10169.4526 | 8598.9931 | 0 | 34806.3276 | 5:00 | 7318 | 8973 | 8632 | 6091 | 8433 | 6120 | 5:00 | 0 | 0 | 0 | 0 | 0 | 0
|  | 63:00 | 13105.7157 | 2855.6446 | 10240.4526 | 8630.9931 | 0 | 34832.806 | 6:00 | 7986 | 9027 | 8954 | 6669 | 8837 | 6636 | 6:00 | 0 | 0 | 0 | 0 | 0 | 0
|  | 64:00 | 13181.7401 | 2852.576 | 10271.4526 | 8662.9931 | 0 | 34968.7619 | 7:00 | 9262 | 9184 | 9439 | 7771 | 9246 | 7806 | 7:00 | 0 | 0 | 0 | 0 | 0 | 0
|  | 65:00 | 13091.7394 | 2856.0743 | 10270.4526 | 8663.9931 | 0 | 34882.2595 | 8:00 | 9618 | 10047 | 9818 | 7903 | 10049 | 8371 | 8:00 | 0 | 0 | 0 | 0 | 0 | 0
|  | 66:00 | 13141.3257 | 2864.8909 | 10051.4526 | 8622.9931 | 0 | 34680.6624 | 9:00 | 9362 | 11163 | 9912 | 7917 | 11017 | 8141 | 9:00 | 0 | 0 | 0 | 0 | 0 | 0
|  | 67:00 | 13406.8416 | 2881.4955 | 10089.4526 | 8697.9931 | 0 | 35075.7828 | 10:00 | 9298 | 12148 | 9577 | 8090 | 11871 | 8324 | 10:00 | 0 | 0 | 0 | 0 | 0 | 0
|  | 68:00 | 13915.4226 | 2959.3515 | 10419.4526 | 9048.9931 | 0 | 36343.2198 | 11:00 | 9194 | 13110 | 9067 | 8278 | 12703 | 8483 | 11:00 | 0 | 0 | 0 | 0 | 0 | 0
|  | 69:00 | 13664.4313 | 2915.8121 | 10257.4526 | 8943.9931 | 0 | 35781.6891 | 12:00 | 8993 | 13962 | 8456 | 8468 | 13393 | 8730 | 12:00 | 0 | 0 | 0 | 0 | 0 | 0
|  | 70:00 | 13077.2386 | 2860.5485 | 9765.4526 | 8593.9931 | 0 | 34297.2328 | 13:00 | 8768 | 14585 | 8071 | 8648 | 14167 | 8975 | 13:00 | 0 | 0 | 0 | 0 | 0 | 0
|  | 71:00 | 12199.2871 | 2761.1056 | 9123.4526 | 7951.9931 | 0 | 32035.8384 | 14:00 | 8610 | 14967 | 7733 | 8826 | 14727 | 9305 | 14:00 | 0 | 0 | 0 | 0 | 0 | 0
|  | 24:00 | 11150.9871 | 2693.45 | 8534.4526 | 7297.9931 | 0 | 29676.8828 | 15:00 | 8447 | 15194 | 7496 | 8940 | 15137 | 9643 | 15:00 | 0 | 0 | 0 | 0 | 0 | 0
Apr |  | 73:00 | 10641.5553 | 2578.0905 | 8563.4145 | 6979.3953 | 0 | 28762.4557 | 16:00 | 8343 | 15224 | 7452 | 8975 | 15314 | 9923 | 16:00 | 0 | 0 | 0 | 0 | 0 | 0
|  | 74:00 | 10411.423 | 2553.6299 | 8277.9275 | 6710.8276 | 0 | 27953.8081 | 17:00 | 8412 | 15029 | 7466 | 8932 | 15179 | 10062 | 17:00 | 0 | 0 | 0 | 0 | 0 | 0
|  | 75:00 | 9932.036 | 2530.6257 | 8122.7511 | 6578.1019 | 0 | 27163.5147 | 18:00 | 8607 | 14562 | 7967 | 9022 | 14845 | 9921 | 18:00 | 0 | 0 | 0 | 0 | 0 | 0
|  | 76:00 | 9228.6865 | 2522.5756 | 8052.4592 | 6516.1246 | 0 | 26319.8458 | 19:00 | 9141 | 13960 | 8903 | 9608 | 14126 | 9610 | 19:00 | 0 | 0 | 0 | 0 | 0 | 0
|  | 77:00 | 9908.9964 | 2577.9411 | 8223.3047 | 6616.9312 | 0 | 27327.1734 | 20:00 | 9219 | 13513 | 9032 | 9525 | 13508 | 9746 | 20:00 | 0 | 0 | 0 | 0 | 0 | 0
|  | 78:00 | 11372.3974 | 2706.3454 | 8567.6135 | 7164.274 | 0 | 29810.6303 | 21:00 | 9088 | 13254 | 8981 | 9249 | 13185 | 9404 | 21:00 | 0 | 0 | 0 | 0 | 0 | 0
|  | 79:00 | 12356.8711 | 2780.518 | 8798.0401 | 7803.0175 | 0 | 31738.4468 | 22:00 | 8783 | 12339 | 8755 | 8672 | 12321 | 8958 | 22:00 | 0 | 0 | 0 | 0 | 0 | 0
|  | 80:00 | 12486.5087 | 2772.7353 | 9129.551 | 8035.4317 | 0 | 32424.2268 | 23:00 | 8351 | 11242 | 8261 | 7891 | 11265 | 8332 | 23:00 | 0 | 0 | 0 | 0 | 0 | 0
|  | 81:00 | 12810.9908 | 2816.3807 | 9599.2142 | 8232.6224 | 0 | 33459.2081 | 24:00 | 7719 | 10327 | 7581 | 7038 | 10195 | 7656 | 24:00 | 0 | 0 | 0 | 0 | 0 | 0
|  | 82:00 | 13130.3838 | 2856.336 | 10003.432 | 8480.68 | 0 | 34470.8318
|  | 83:00 | 13316.2912 | 2870.937 | 10381.5235 | 8758.6911 | 0 | 35327.4428
|  | 84:00 | 13592.1134 | 2888.7573 | 10637.9197 | 9023.1459 | 0 | 36141.9363
|  | 85:00 | 13780.3475 | 2951.8324 | 10946.4915 | 9302.0169 | 0 | 36980.6883
|  | 86:00 | 14082.1909 | 3006.7442 | 11161.4626 | 9592.8711 | 0 | 37843.2688
|  | 87:00 | 14406.8637 | 3040.1182 | 11385.528 | 9797.9301 | 0 | 38630.4401
|  | 88:00 | 14649.561 | 3067.3718 | 11376.8065 | 10055.5026 | 0 | 39149.2419
|  | 89:00 | 14727.0142 | 3055.2891 | 11228.9515 | 10022.9802 | 0 | 39034.235
|  | 90:00 | 14534.2144 | 3032.6822 | 11010.8455 | 9865.7913 | 0 | 38443.5334
|  | 91:00 | 14121.2156 | 2993.6874 | 10771.4887 | 9665.3118 | 0 | 37551.7035
|  | 92:00 | 14558.032 | 3026.2702 | 10992.9454 | 9927.5241 | 0 | 38504.7718
|  | 93:00 | 14184.3216 | 2995.9532 | 10725.1299 | 9771.6357 | 0 | 37677.0405
|  | 94:00 | 13022.3648 | 2878.9159 | 10178.2302 | 9246.3723 | 0 | 35325.8832
|  | 95:00 | 11825.3735 | 2741.1233 | 9576.1709 | 8508.4447 | 0 | 32651.1124
|  | 24:00 | 10801.3948 | 2615.7617 | 8933.7366 | 7730.1595 | 0 | 30081.0526
May |  | 97:00 | 11283.4737 | 2722.3534 | 9129.6639 | 8101.6366 | 0 | 31237.1276
|  | 98:00 | 10823.6921 | 2658.1608 | 8855.6639 | 7778.6735 | 0 | 30116.1903
|  | 99:00 | 10480.8815 | 2624.4656 | 8719.6639 | 7588.2331 | 0 | 29413.2442
|  | 100:00 | 10462.105 | 2605.8752 | 8776.6639 | 7476.1624 | 0 | 29320.8066
|  | 101:00 | 11050.1985 | 2627.5055 | 9214.6639 | 7607.5781 | 0 | 30499.9461
|  | 102:00 | 12297.2273 | 2743.3702 | 9931.6639 | 7878.7053 | 0 | 32850.9668
|  | 103:00 | 12871.8819 | 2783.4238 | 10133.6639 | 7972.3851 | 0 | 33761.3548
|  | 104:00 | 13348.7059 | 2852.0711 | 10471.6639 | 8452.583 | 0 | 35125.0239
|  | 105:00 | 13975.284 | 2936.6675 | 10927.6639 | 9068.4363 | 0 | 36908.0517
|  | 106:00 | 14703.7776 | 3029.15 | 11490.6639 | 9712.4061 | 0 | 38935.9977
|  | 107:00 | 15432.1801 | 3093.5921 | 12035.6639 | 10310.7518 | 0 | 40872.1879
|  | 108:00 | 16079.0645 | 3143.5714 | 12504.6639 | 10833.0235 | 0 | 42560.3233
|  | 109:00 | 16738.1777 | 3211.5731 | 13018.6639 | 11182.9645 | 0 | 44151.3791
|  | 110:00 | 17327.9592 | 3273.5284 | 13496.6639 | 11500.8527 | 0 | 45599.0042
|  | 111:00 | 17855.7236 | 3316.7427 | 13825.6639 | 11807.0251 | 0 | 46805.1553
|  | 112:00 | 18238.5044 | 3375.9578 | 13956.6639 | 12070.6056 | 0 | 47641.7316
|  | 113:00 | 18299.1827 | 3389.0505 | 13851.6639 | 12148.7443 | 0 | 47688.6415
|  | 114:00 | 18041.5681 | 3386.5449 | 13355.6639 | 11980.1624 | 0 | 46763.9393
|  | 115:00 | 17276.3599 | 3347.5612 | 12775.6639 | 11583.7185 | 0 | 44983.3035
|  | 116:00 | 17031.7738 | 3279.3289 | 12671.6639 | 11448.38 | 0 | 44431.1466
|  | 117:00 | 16753.8966 | 3229.3506 | 12283.6639 | 11189.713 | 0 | 43456.6241
|  | 118:00 | 15366.2922 | 3085.727 | 11419.6639 | 10449.4923 | 0 | 40321.1755
|  | 119:00 | 13746.0451 | 2906.9949 | 10456.6639 | 9506.8078 | 0 | 36616.5117
|  | 24:00 | 12516.757 | 2783.5863 | 9768.6639 | 8779.9402 | 0 | 33848.9474
Jun | Summer | 121:00 | 14241.4644 | 2973.2088 | 11074.6639 | 9541.8956 | 0 | 37831.2327
|  | 122:00 | 13702.5619 | 2914.234 | 10652.6639 | 9113.692 | 0 | 36383.1519
|  | 123:00 | 13285.9228 | 2866.0575 | 10399.6639 | 8799.7235 | 0 | 35351.3677
|  | 124:00 | 13152.6182 | 2828.9112 | 10247.6639 | 8592.9973 | 0 | 34822.1906
|  | 125:00 | 13599.3229 | 2840.3714 | 10263.6639 | 8583.1431 | 0 | 35286.5013
|  | 126:00 | 14471.1447 | 2874.2248 | 10372.6639 | 8637.7273 | 0 | 36355.7607
|  | 127:00 | 15173.7313 | 2906.1828 | 10768.6639 | 8763.9839 | 0 | 37612.5619
|  | 128:00 | 15729.1428 | 3020.1088 | 11605.6639 | 9400.6256 | 0 | 39755.5411
|  | 129:00 | 16519.8848 | 3144.4571 | 12415.6639 | 10191.6843 | 0 | 42271.6901
|  | 130:00 | 17619.6709 | 3279.379 | 13366.6639 | 11020.8115 | 0 | 45286.5253
|  | 131:00 | 18753.5749 | 3434.0109 | 14172.6639 | 11797.0179 | 0 | 48157.2677
|  | 132:00 | 19833.4053 | 3538.027 | 14749.6639 | 12445.5689 | 0 | 50566.6651
|  | 133:00 | 20974.1284 | 3622.2626 | 15164.6639 | 13011.0419 | 0 | 52772.0968
|  | 134:00 | 21890.2962 | 3713.9063 | 15485.6639 | 13491.7712 | 0 | 54581.6376
|  | 135:00 | 22490.5986 | 3760.7946 | 15661.6639 | 13875.3398 | 0 | 55788.3969
|  | 136:00 | 22830.0064 | 3805.1174 | 15662.6639 | 14139.1705 | 0 | 56436.9583
|  | 137:00 | 22721.7614 | 3823.1576 | 15484.6639 | 14184.2615 | 0 | 56213.8445
|  | 138:00 | 22110.9573 | 3791.3062 | 15233.6639 | 13985.3725 | 0 | 55121.2999
|  | 139:00 | 21104.8618 | 3705.5995 | 14745.6639 | 13527.5754 | 0 | 53083.7007
|  | 140:00 | 20286.1686 | 3604.9145 | 14376.6639 | 13019.2695 | 0 | 51287.0166
|  | 141:00 | 19740.1202 | 3561.8168 | 14011.6639 | 12758.9751 | 0 | 50072.5761
|  | 142:00 | 18397.3079 | 3432.9185 | 13223.6639 | 11943.3666 | 0 | 46997.257
|  | 143:00 | 16869.1856 | 3269.4431 | 12516.6639 | 11081.5316 | 0 | 43736.8243
|  | 24:00 | 15429.862 | 3125.9343 | 11793.6639 | 10164.2737 | 0 | 40513.734
Jul |  | 145:00 | 15289.9275 | 2993.7719 | 11471.736 | 9513.949 | 0 | 39269.3844
|  | 146:00 | 14595.5531 | 2899.4387 | 11041.9995 | 9068.7775 | 0 | 37605.7689
|  | 147:00 | 13936.9116 | 2839.0904 | 10784.9061 | 8796.7091 | 0 | 36357.6173
|  | 148:00 | 13705.3801 | 2811.4555 | 10603.8883 | 8685.4349 | 0 | 35806.1588
|  | 149:00 | 13990.0748 | 2816.7246 | 10599.9936 | 8726.9353 | 0 | 36133.7284
|  | 150:00 | 14400.8798 | 2882.337 | 10605.9386 | 8797.0816 | 0 | 36686.237
|  | 151:00 | 14813.5718 | 2937.3223 | 10783.2575 | 8807.4053 | 0 | 37341.5569
|  | 152:00 | 15645.8854 | 3043.5919 | 11604.7244 | 9425.9692 | 0 | 39720.1709
|  | 153:00 | 16869.0276 | 3182.507 | 12643.4073 | 10345.116 | 0 | 43040.0578
|  | 154:00 | 18216.5568 | 3324.8748 | 13685.3209 | 11307.3845 | 0 | 46534.1371
|  | 155:00 | 19488.1053 | 3445.0822 | 14586.433 | 12130.2488 | 0 | 49649.8693
|  | 156:00 | 20762.6079 | 3554.9296 | 15299.8533 | 12853.6624 | 0 | 52471.0532
|  | 157:00 | 22006.0222 | 3683.9476 | 15805.7883 | 13440.0325 | 0 | 54935.7906
|  | 158:00 | 22964.115 | 3786.891 | 16137.1049 | 13887.0667 | 0 | 56775.1777
|  | 159:00 | 23645.521 | 3863.1938 | 16276.0422 | 14209.9368 | 0 | 57994.6938
|  | 160:00 | 24104.8394 | 3927.5616 | 16103.6376 | 14393.3783 | 0 | 58529.417
|  | 161:00 | 24071.0911 | 3915.5703 | 15694.3609 | 14396.4639 | 0 | 58077.4861
|  | 162:00 | 23460.077 | 3855.2497 | 15177.6834 | 14117.961 | 0 | 56610.9711
|  | 163:00 | 22429.4999 | 3772.6554 | 14732.132 | 13562.0258 | 0 | 54496.3131
|  | 164:00 | 21499.441 | 3661.7019 | 14399.7337 | 13026.8809 | 0 | 52587.7576
|  | 165:00 | 20877.0096 | 3619.5829 | 14084.6883 | 12597.8921 | 0 | 51179.1729
|  | 166:00 | 19227.3004 | 3475.1889 | 13413.2046 | 11977.2213 | 0 | 48092.9151
|  | 167:00 | 17652.9802 | 3275.6505 | 12611.5384 | 11193.5796 | 0 | 44733.7486
|  | 24:00 | 16265.1947 | 3119.6865 | 11925.157 | 10301.5465 | 0 | 41611.5848
Aug |  | 169:00 | 16134.1814 | 3050.3787 | 11923.5047 | 10070.1398 | 0 | 41178.2046
|  | 170:00 | 15467.9579 | 2970.9162 | 11443.1299 | 9575.5631 | 0 | 39457.5671
|  | 171:00 | 14915.0505 | 2919.9823 | 11123.6278 | 9202.8858 | 0 | 38161.5463
|  | 172:00 | 14649.8532 | 2876.7461 | 10922.1513 | 9004.7646 | 0 | 37453.5153
|  | 173:00 | 14559.2158 | 2873.6464 | 10990.4393 | 9019.2851 | 0 | 37442.5866
|  | 174:00 | 14806.0008 | 2916.4945 | 11120.0732 | 9291.8933 | 0 | 38134.4618
|  | 175:00 | 14980.3045 | 2915.8501 | 11179.1614 | 9402.5238 | 0 | 38477.8398
|  | 176:00 | 16258.9217 | 3017.2264 | 11944.3908 | 9996.0408 | 0 | 41216.5796
|  | 177:00 | 17963.2195 | 3181.4547 | 12914.2411 | 10845.2759 | 0 | 44904.1912
|  | 178:00 | 19623.1726 | 3361.3157 | 13889.2133 | 11749.2396 | 0 | 48622.9412
|  | 179:00 | 21101.6954 | 3541.7571 | 14722.8933 | 12650.9251 | 0 | 52017.271
|  | 180:00 | 22233.8427 | 3666.6887 | 15414.5794 | 13433.5361 | 0 | 54748.6468
|  | 181:00 | 23021.0618 | 3771.4311 | 15941.5624 | 14078.5952 | 0 | 56812.6505
|  | 182:00 | 23761.073 | 3847.72 | 16420.9823 | 14628.1112 | 0 | 58657.8865
|  | 183:00 | 24260.5734 | 3919.374 | 16700.1351 | 15035.2486 | 0 | 59915.3312
|  | 184:00 | 24473.018 | 3963.3852 | 16767.3679 | 15216.7983 | 0 | 60420.5694
|  | 185:00 | 24406.7824 | 3978.3251 | 16627.5348 | 15195.3418 | 0 | 60207.984
|  | 186:00 | 23823.1149 | 3921.0254 | 16201.6912 | 14852.6104 | 0 | 58798.4418
|  | 187:00 | 23016.2206 | 3816.1805 | 15578.9999 | 14264.7207 | 0 | 56676.1216
|  | 188:00 | 22361.3044 | 3749.0032 | 15304.6157 | 13945.5385 | 0 | 55360.4618
|  | 189:00 | 21462.5333 | 3638.4901 | 14757.3022 | 13558.5412 | 0 | 53416.8668
|  | 190:00 | 19827.1904 | 3453.1072 | 13954.4781 | 12676.5247 | 0 | 49911.3004
|  | 191:00 | 18272.5372 | 3257.0866 | 13106.6706 | 11698.0695 | 0 | 46334.3639
|  | 24:00 | 16902.3512 | 3097.8831 | 12335.4508 | 10844.8953 | 0 | 43180.5803
Sep | Fall | 193:00 | 12961.0292 | 2775.0419 | 10136.2421 | 8444.6557 | 0 | 34316.9689
|  | 194:00 | 12444.7576 | 2710.8522 | 9792.3276 | 8109.8927 | 0 | 33057.8301
|  | 195:00 | 12083.3482 | 2677.3015 | 9620.8368 | 7896.3404 | 0 | 32277.827
|  | 196:00 | 12074.2525 | 2669.1797 | 9680.9277 | 7860.2231 | 0 | 32284.5831
|  | 197:00 | 12724.5217 | 2704.1736 | 10195.2595 | 8249.3049 | 0 | 33873.2597
|  | 198:00 | 14125.8927 | 2802.2669 | 10855.7363 | 9123.331 | 0 | 36907.2269
|  | 199:00 | 14691.2996 | 2842.6074 | 10937.3565 | 9301.78 | 0 | 37773.0435
|  | 200:00 | 14841.9007 | 2880.7469 | 11053.7543 | 9462.677 | 0 | 38239.0789
|  | 201:00 | 15615.0363 | 2975.6815 | 11634.5232 | 9926.5533 | 0 | 40151.7944
|  | 202:00 | 16711.1664 | 3093.9486 | 12244.7941 | 10545.846 | 0 | 42595.755
|  | 203:00 | 17653.9863 | 3207.4717 | 12910.8556 | 11094.5822 | 0 | 44866.8958
|  | 204:00 | 18648.9989 | 3290.5087 | 13337.9023 | 11699.8944 | 0 | 46977.3043
|  | 205:00 | 19650.7833 | 3371.8419 | 13817.2922 | 12261.4561 | 0 | 49101.3734
|  | 206:00 | 20285.6379 | 3450.6569 | 14093.5408 | 12797.7185 | 0 | 50627.554
|  | 207:00 | 20797.8906 | 3529.0045 | 14384.4215 | 13118.9766 | 0 | 51830.2932
|  | 208:00 | 21094.5731 | 3583.7911 | 14622.5906 | 13409.9216 | 0 | 52710.8764
|  | 209:00 | 20873.5169 | 3552.0382 | 14506.6113 | 13343.9002 | 0 | 52276.0667
|  | 210:00 | 20158.4818 | 3499.6562 | 13907.7103 | 12992.4413 | 0 | 50558.2896
|  | 211:00 | 19485.4882 | 3410.7529 | 13601.0141 | 12567.8094 | 0 | 49065.0646
|  | 212:00 | 19257.8711 | 3375.9543 | 13399.5776 | 12472.3452 | 0 | 48505.7482
|  | 213:00 | 18172.0786 | 3278.1109 | 12862.5515 | 11829.0746 | 0 | 46141.8156
|  | 214:00 | 16596.4935 | 3168.257 | 12102.8475 | 10909.5027 | 0 | 42777.1007
|  | 215:00 | 14873.3385 | 3034.6214 | 11417.8682 | 9894.2398 | 0 | 39220.0678
|  | 24:00 | 13679.3647 | 2887.0224 | 10736.9937 | 9141.2704 | 0 | 36444.6511
Oct |  | 217:00 | 10389.389 | 2605.4647 | 8449.1019 | 7186.3677 | 0 | 28630.3234
|  | 218:00 | 10153.0593 | 2568.1824 | 8298.0521 | 6901.5895 | 0 | 27920.8833
|  | 219:00 | 10065.9997 | 2547.5395 | 8261.9212 | 6732.3134 | 0 | 27607.7738
|  | 220:00 | 10264.0865 | 2553.4004 | 8389.2637 | 6732.229 | 0 | 27938.9796
|  | 221:00 | 10892.2517 | 2616.7361 | 8904.7376 | 7138.6 | 0 | 29552.3255
|  | 222:00 | 12081.8907 | 2746.4789 | 9726.0969 | 8041.7243 | 0 | 32596.1907
|  | 223:00 | 12878.3446 | 2827.4721 | 9968.9477 | 8422.388 | 0 | 34097.1525
|  | 224:00 | 12970.557 | 2819.637 | 9994.4914 | 8353.7798 | 0 | 34138.4652
|  | 225:00 | 13319.6038 | 2847.3705 | 10389.7175 | 8678.0803 | 0 | 35234.772
|  | 226:00 | 13751.1726 | 2915.2786 | 10849.338 | 9064.0628 | 0 | 36579.852
|  | 227:00 | 14050.3862 | 2969.9374 | 11222.3096 | 9534.7101 | 0 | 37777.3433
|  | 228:00 | 14290.8968 | 2982.7373 | 11545.0273 | 9801.1295 | 0 | 38619.7908
|  | 229:00 | 14571.9761 | 3034.2835 | 12003.2712 | 10091.9369 | 0 | 39701.4677
|  | 230:00 | 14814.7167 | 3070.1542 | 12380.2824 | 10472.0191 | 0 | 40737.1724
|  | 231:00 | 15022.7134 | 3109.3246 | 12684.4633 | 10852.6901 | 0 | 41669.1914
|  | 232:00 | 15197.9974 | 3155.5679 | 12888.8837 | 11133.0111 | 0 | 42375.4602
|  | 233:00 | 15058.7592 | 3143.3021 | 12697.7209 | 11171.6858 | 0 | 42071.468
|  | 234:00 | 14978.396 | 3099.6094 | 12216.8972 | 10876.0888 | 0 | 41170.9914
|  | 235:00 | 15353.2767 | 3122.8467 | 12261.0294 | 11100.9053 | 0 | 41838.058
|  | 236:00 | 15106.521 | 3117.1095 | 11950.9793 | 10799.0431 | 0 | 40973.6528
|  | 237:00 | 14443.1632 | 3017.5517 | 11371.073 | 10187.8441 | 0 | 39019.632
|  | 238:00 | 13338.2401 | 2902.1041 | 10487.2514 | 9408.797 | 0 | 36136.3927
|  | 239:00 | 12177.1409 | 2757.4173 | 9651.3589 | 8440.8507 | 0 | 33026.7678
|  | 24:00 | 11338.8508 | 2679.4151 | 9040.505 | 7763.7009 | 0 | 30822.4718
Nov |  | 241:00 | 10836.0138 | 2714.9547 | 8301.647 | 7137.3825 | 0 | 28989.998
|  | 242:00 | 10615.624 | 2679.9547 | 8088.5988 | 6825.0456 | 0 | 28209.2232
|  | 243:00 | 10563.277 | 2676.9547 | 7945.4967 | 6644.2717 | 0 | 27830.0001
|  | 244:00 | 10613.3942 | 2732.9547 | 7928.3101 | 6528.8597 | 0 | 27803.5187
|  | 245:00 | 10884.6397 | 2700.9547 | 8113.054 | 6584.0348 | 0 | 28282.6833
|  | 246:00 | 11942.6459 | 2773.9547 | 8674.4249 | 7040.6748 | 0 | 30431.7004
|  | 247:00 | 13695.9 | 2942.9547 | 9494.3146 | 7962.4614 | 0 | 34095.6308
|  | 248:00 | 14050.225 | 3021.9547 | 9525.7351 | 8215.7229 | 0 | 34813.6377
|  | 249:00 | 13706.4947 | 3024.9547 | 9551.7132 | 8273.7819 | 0 | 34556.9446
|  | 250:00 | 13621.7283 | 3018.9547 | 9699.982 | 8440.6772 | 0 | 34781.3423
|  | 251:00 | 13575.6232 | 3008.9547 | 9863.9907 | 8636.0655 | 0 | 35084.6342
|  | 252:00 | 13470.9942 | 2995.9547 | 10016.0694 | 8801.8424 | 0 | 35284.8607
|  | 253:00 | 13441.2677 | 2955.9547 | 10115.7564 | 8824.7416 | 0 | 35337.7205
|  | 254:00 | 13451.5789 | 2952.9547 | 10284.2785 | 8834.3877 | 0 | 35523.1999
|  | 255:00 | 13448.8417 | 2948.9547 | 10390.3119 | 8822.5794 | 0 | 35610.6877
|  | 256:00 | 13434.4922 | 2946.9547 | 10381.6847 | 8859.9675 | 0 | 35623.0991
|  | 257:00 | 13423.7031 | 2949.9547 | 10325.8171 | 8830.1444 | 0 | 35529.6193
|  | 258:00 | 13680.7813 | 2960.9547 | 10457.6786 | 8946.5882 | 0 | 36046.0029
|  | 259:00 | 14395.8366 | 3061.9547 | 10590.6148 | 9388.096 | 0 | 37436.5021
|  | 260:00 | 14234.8283 | 3034.9547 | 10389.6132 | 9296.526 | 0 | 36955.9223
|  | 261:00 | 13910.847 | 3010.9547 | 10118.0202 | 9076.0524 | 0 | 36115.8744
|  | 262:00 | 13201.7314 | 2964.9547 | 9813.1046 | 8593.1452 | 0 | 34572.9359
|  | 263:00 | 12263.6209 | 2894.9547 | 9403.3262 | 7901.3614 | 0 | 32463.2633
|  | 24:00 | 11331.1783 | 2792.9547 | 8869.7961 | 7221.5465 | 0 | 30215.4756
Dec | Winter | 265:00 | 12817.3575 | 2927.5897 | 8644.4526 | 7671.7295 | 0 | 32061.1294
|  | 266:00 | 12763.9366 | 2899.5897 | 8485.4526 | 7422.2327 | 0 | 31571.2116
|  | 267:00 | 12888.7553 | 2899.5897 | 8401.4526 | 7298.5012 | 0 | 31488.2989
|  | 268:00 | 13095.4829 | 2911.5897 | 8478.4526 | 7298.0641 | 0 | 31783.5893
|  | 269:00 | 13601.8069 | 2944.5897 | 8609.4526 | 7482.3527 | 0 | 32638.2019
|  | 270:00 | 14613.7264 | 3042.5897 | 9074.4526 | 7977.0625 | 0 | 34707.8312
|  | 271:00 | 15902.2469 | 3266.5897 | 9879.4526 | 8700.0502 | 0 | 37748.3395
|  | 272:00 | 16565.7124 | 3326.5897 | 10119.4526 | 9061.886 | 0 | 39073.6407
|  | 273:00 | 16519.712 | 3295.5897 | 9999.4526 | 9101.0623 | 0 | 38915.8166
|  | 274:00 | 16110.3802 | 3235.5897 | 10109.4526 | 9165.086 | 0 | 38620.5086
|  | 275:00 | 15681.7651 | 3174.5897 | 10068.4526 | 9111.9648 | 0 | 38036.7722
|  | 276:00 | 15143.5934 | 3125.5897 | 10068.4526 | 8943.2833 | 0 | 37280.9189
|  | 277:00 | 14601.4058 | 3055.5897 | 10029.4526 | 8783.2356 | 0 | 36469.6837
|  | 278:00 | 14188.1745 | 3020.5897 | 10054.4526 | 8624.1754 | 0 | 35887.3922
|  | 279:00 | 13709.4596 | 2999.5897 | 10041.4526 | 8533.0362 | 0 | 35283.5381
|  | 280:00 | 13478.3214 | 2976.5897 | 9976.4526 | 8538.8676 | 0 | 34970.2313
|  | 281:00 | 13758.5999 | 2979.5897 | 9959.4526 | 8680.4027 | 0 | 35378.0449
|  | 282:00 | 14867.8231 | 3026.5897 | 10373.4526 | 9237.8107 | 0 | 37505.6761
|  | 283:00 | 15868.8033 | 3206.5897 | 10739.4526 | 9738.0825 | 0 | 39552.9281
|  | 284:00 | 15869.6623 | 3250.5897 | 10524.4526 | 9656.6835 | 0 | 39301.3881
|  | 285:00 | 15788.8492 | 3252.5897 | 10487.4526 | 9565.759 | 0 | 39094.6505
|  | 286:00 | 15439.0167 | 3220.5897 | 10289.4526 | 9305.6516 | 0 | 38254.7106
|  | 287:00 | 14722.5733 | 3152.5897 | 9930.4526 | 8817.2767 | 0 | 36622.8923
|  | 24:00 | 13779.3348 | 3056.5897 | 9382.4526 | 8199.3324 | 0 | 34417.7095

## LoadData_hour_5daysyear
06/30/2016 - modified load data to match with chronological model for April, July, October, January
Month | Season | Hour | Northeast | West | Coastal | South | Panhandle | ERCOT total | ERCOT total
Jan | Winter | 1:00 | 13580.9326 | 2833.5897 | 8512.6639 | 7733.2715 | 0 | 32660.4577 |  | Spring | Summer | Fall | Winter
|  | 2:00 | 13362.3111 | 2817.5897 | 8321.6639 | 7541.1833 | 0 | 32042.748 | 1:00 | 28762.4557 | 39269.3844 | 28630.3234 | 32660.4577
|  | 3:00 | 13246.4001 | 2814.5897 | 8248.6639 | 7446.5133 | 0 | 31756.167 | 2:00 | 27953.8081 | 37605.7689 | 27920.8833 | 32042.748
|  | 4:00 | 13208.4494 | 2826.5897 | 8269.6639 | 7458.6252 | 0 | 31763.3282 | 3:00 | 27163.5147 | 36357.6173 | 27607.7738 | 31756.167
|  | 5:00 | 13494.5502 | 2844.5897 | 8435.6639 | 7619.088 | 0 | 32393.8919 | 4:00 | 26319.8458 | 35806.1588 | 27938.9796 | 31763.3282
|  | 6:00 | 14525.133 | 2945.5897 | 9012.6639 | 8254.6974 | 0 | 34738.084 | 5:00 | 27327.1734 | 36133.7284 | 29552.3255 | 32393.8919
|  | 7:00 | 16197.484 | 3167.5897 | 9890.6639 | 9174.1434 | 0 | 38429.881 | 6:00 | 29810.6303 | 36686.237 | 32596.1907 | 34738.084
|  | 8:00 | 16859.8061 | 3258.5897 | 10054.6639 | 9476.6227 | 0 | 39649.6824 | 7:00 | 31738.4468 | 37341.5569 | 34097.1525 | 38429.881
|  | 9:00 | 16265.0889 | 3208.5897 | 9932.6639 | 9294.231 | 0 | 38700.5735 | 8:00 | 32424.2268 | 39720.1709 | 34138.4652 | 39649.6824
|  | 10:00 | 16028.9928 | 3158.5897 | 10127.6639 | 9208.985 | 0 | 38524.2314 | 9:00 | 33459.2081 | 43040.0578 | 35234.772 | 38700.5735
|  | 11:00 | 15773.3558 | 3113.5897 | 10249.6639 | 9051.2888 | 0 | 38187.8982 | 10:00 | 34470.8318 | 46534.1371 | 36579.852 | 38524.2314
|  | 12:00 | 15533.9863 | 3039.5897 | 10232.6639 | 8859.3423 | 0 | 37665.5822 | 11:00 | 35327.4428 | 49649.8693 | 37777.3433 | 38187.8982
|  | 13:00 | 15237.4425 | 2966.5897 | 10215.6639 | 8659.971 | 0 | 37079.6671 | 12:00 | 36141.9363 | 52471.0532 | 38619.7908 | 37665.5822
|  | 14:00 | 14951.7202 | 2934.5897 | 10253.6639 | 8438.0304 | 0 | 36578.0042 | 13:00 | 36980.6883 | 54935.7906 | 39701.4677 | 37079.6671
|  | 15:00 | 14548.0984 | 2874.5897 | 10284.6639 | 8371.3119 | 0 | 36078.6639 | 14:00 | 37843.2688 | 56775.1777 | 40737.1724 | 36578.0042
|  | 16:00 | 14241.0936 | 2860.5897 | 10291.6639 | 8278.084 | 0 | 35671.4312 | 15:00 | 38630.4401 | 57994.6938 | 41669.1914 | 36078.6639
|  | 17:00 | 14156.0636 | 2886.5897 | 10271.6639 | 8418.0855 | 0 | 35732.4027 | 16:00 | 39149.2419 | 58529.417 | 42375.4602 | 35671.4312
|  | 18:00 | 14565.0441 | 2914.5897 | 10369.6639 | 8706.2578 | 0 | 36555.5555 | 17:00 | 39034.235 | 58077.4861 | 42071.468 | 35732.4027
|  | 19:00 | 15607.9155 | 3041.5897 | 10752.6639 | 9350.2252 | 0 | 38752.3944 | 18:00 | 38443.5334 | 56610.9711 | 41170.9914 | 36555.5555
|  | 20:00 | 15691.9738 | 3073.5897 | 10693.6639 | 9402.2522 | 0 | 38861.4796 | 19:00 | 37551.7035 | 54496.3131 | 41838.058 | 38752.3944
|  | 21:00 | 15577.4498 | 3053.5897 | 10450.6639 | 9313.1133 | 0 | 38394.8167 | 20:00 | 38504.7718 | 52587.7576 | 40973.6528 | 38861.4796
|  | 22:00 | 15185.4372 | 3005.5897 | 10005.6639 | 9006.8632 | 0 | 37203.554 | 21:00 | 37677.0405 | 51179.1729 | 39019.632 | 38394.8167
|  | 23:00 | 14387.4182 | 2896.5897 | 9400.6639 | 8509.3769 | 0 | 35194.0487 | 22:00 | 35325.8832 | 48092.9151 | 36136.3927 | 37203.554
|  | 24:00 | 13536.6004 | 2776.5897 | 8788.6639 | 7970.9723 | 0 | 33072.8264 | 23:00 | 32651.1124 | 44733.7486 | 33026.7678 | 35194.0487
Feb |  | 25:00 | 12579.9356 | 2766.5945 | 8829.6639 | 7185.9909 | 0 | 31362.1849 | 24:00 | 30081.0526 | 41611.5848 | 30822.4718 | 33072.8264
|  | 26:00 | 12387.5431 | 2730.0774 | 8648.6639 | 6964.4666 | 0 | 30730.751
|  | 27:00 | 12251.4248 | 2713.6438 | 8494.6639 | 6868.555 | 0 | 30328.2875
|  | 28:00 | 12223.958 | 2719.3517 | 8418.6639 | 6855.4604 | 0 | 30217.4341 | Northeast | [5 empty] | West | [5 empty] | Coastal | [5 empty] | 10000 | *
|  | 29:00 | 12499.9777 | 2760.0204 | 8519.6639 | 7015.6154 | 0 | 30795.2774 |  | 1 | 2 | 3 | 4 | 5 |  | 1 | 2 | 3 | 4 | 5 |  | 1 | 2 | 3 | 4 | 5 | [5 empty] | 1 | 2 | 3 | 4 | 5
|  | 30:00 | 13576.7105 | 2866.5811 | 9024.6639 | 7622.8965 | 0 | 33090.8521 | 1:00 | 10682 | 16044 | 11533 | 13555 | 16558 | 1:00 | 1960.6 | 2439.6 | 1936 | 2162.4 | 2311 | 1:00 | 8281 | 11339 | 8293 | 9137 | 11169 | 0.6302 | 1.04 | 0.6475 | 0.758 | 0.943 | 0 | 0 | 0 | 0 | 0
|  | 31:00 | 15410.1696 | 3043.0841 | 9717.6639 | 8736.7255 | 0 | 36907.6432 | 2:00 | 10342 | 15168 | 11150 | 13335 | 15669 | 2:00 | 1915.8 | 2334.6 | 1906 | 2125.8 | 2237.9 | 2:00 | 8051 | 10940 | 8111 | 8951 | 10676 | 0.5969 | 0.9832 | 0.619 | 0.7313 | 0.8901 | 0 | 0 | 0 | 0 | 0
|  | 32:00 | 16027.7351 | 3142.8208 | 9968.6639 | 9081.4867 | 0 | 38220.7065 | 3:00 | 10119 | 14536 | 11022 | 13201 | 15111 | 3:00 | 1901.7 | 2250.8 | 1953.3 | 2110.5 | 2189.5 | 3:00 | 7933 | 10648 | 8055 | 8902 | 10347 | 0.5831 | 0.9406 | 0.6032 | 0.7189 | 0.8528 | 0 | 0 | 0 | 0 | 0
|  | 33:00 | 15660.5274 | 3094.9736 | 10003.6639 | 8830.0678 | 0 | 37589.2328 | 4:00 | 10233 | 14209 | 11066 | 13211 | 14907 | 4:00 | 1905.2 | 2201.3 | 1977.6 | 2116.4 | 2145.9 | 4:00 | 7950 | 10510 | 8123 | 8890 | 10300 | 0.5801 | 0.911 | 0.6031 | 0.7176 | 0.8319 | 0 | 0 | 0 | 0 | 0
|  | 34:00 | 15485.3934 | 3075.4593 | 10097.6639 | 8873.6842 | 0 | 37532.2008 | 5:00 | 10456 | 14122 | 11468 | 13557 | 15259 | 5:00 | 1928.8 | 2211.9 | 1988 | 2152.9 | 2187.1 | 5:00 | 8135 | 10594 | 8331 | 9081 | 10653 | 0.5871 | 0.9008 | 0.6195 | 0.7347 | 0.8467 | 0 | 0 | 0 | 0 | 0
|  | 35:00 | 15298.6913 | 3051.6236 | 10103.6639 | 8854.307 | 0 | 37308.2858 | 6:00 | 11510 | 14119 | 12576 | 14793 | 16104 | 6:00 | 2018.5 | 2245 | 2053.8 | 2281.5 | 2305.1 | 6:00 | 8765 | 10766 | 8858 | 9803 | 11095 | 0.6377 | 0.9062 | 0.6829 | 0.8017 | 0.8872 | 0 | 0 | 0 | 0 | 0
|  | 36:00 | 14986.7055 | 3005.4652 | 10057.6639 | 8742.7514 | 0 | 36792.5861 | 7:00 | 13523 | 14692 | 14630 | 16976 | 16995 | 7:00 | 2228.4 | 2241.4 | 2265.1 | 2517.5 | 2368.8 | 7:00 | 9784 | 10949 | 9936 | 10935 | 11661 | 0.74 | 0.922 | 0.8094 | 0.9298 | 0.9283 | 0 | 0 | 0 | 0 | 0
|  | 37:00 | 14688.7934 | 2956.2789 | 10012.6639 | 8667.8291 | 0 | 36325.5653 | 8:00 | 14655 | 16386 | 15613 | 17753 | 18272 | 8:00 | 2387.7 | 2430.2 | 2397.8 | 2659 | 2499.8 | 8:00 | 10242 | 11644 | 10211 | 11139 | 12486 | 0.791 | 1.0086 | 0.8667 | 0.9656 | 1.0089 | 0 | 0 | 0 | 0 | 0
|  | 38:00 | 14385.9809 | 2919.6402 | 10000.6639 | 8539.3347 | 0 | 35845.6197 | 9:00 | 14451 | 18209 | 15153 | 17274 | 19934 | 9:00 | 2355.8 | 2646 | 2397.8 | 2637.8 | 2668.5 | 9:00 | 10214 | 12377 | 10097 | 10976 | 13430 | 0.7774 | 1.1207 | 0.84 | 0.9399 | 1.1061 | 0 | 0 | 0 | 0 | 0
|  | 39:00 | 14128.2745 | 2890.8609 | 9936.6639 | 8388.1532 | 0 | 35343.9525 | 10:00 | 14562 | 20012 | 14981 | 17019 | 21699 | 10:00 | 2357 | 2762.8 | 2366.6 | 2623.6 | 2805.3 | 10:00 | 10479 | 13098 | 10150 | 10856 | 14575 | 0.789 | 1.2196 | 0.8351 | 0.9335 | 1.1918 | 0 | 0 | 0 | 0 | 0
|  | 40:00 | 14009.9816 | 2889.2062 | 9960.6639 | 8330.8787 | 0 | 35190.7304 | 11:00 | 14651 | 21614 | 14838 | 16767 | 23345 | 11:00 | 2360.6 | 2872.5 | 2338.9 | 2587.1 | 2928 | 11:00 | 10738 | 13806 | 10250 | 10771 | 15559 | 0.8099 | 1.3162 | 0.837 | 0.923 | 1.2754 | 0 | 0 | 0 | 0 | 0
|  | 41:00 | 14104.3078 | 2884.8247 | 10053.6639 | 8485.8821 | 0 | 35528.6785 | 12:00 | 14732 | 22871 | 14592 | 16374 | 24770 | 12:00 | 2358.2 | 2995.2 | 2343.6 | 2541.1 | 3048.3 | 12:00 | 10896 | 14654 | 10307 | 10445 | 16327 | 0.8254 | 1.4017 | 0.8369 | 0.9028 | 1.3446 | 0 | 0 | 0 | 0 | 0
|  | 42:00 | 14484.2526 | 2875.0193 | 10111.6639 | 8853.3691 | 0 | 36324.3049 | 13:00 | 14671 | 23995 | 14381 | 16038 | 25993 | 13:00 | 2334.6 | 3126.2 | 2318.2 | 2482.1 | 3162.7 | 13:00 | 10931 | 15302 | 10257 | 10267 | 16996 | 0.8344 | 1.4642 | 0.8389 | 0.8803 | 1.4224 | 0 | 0 | 0 | 0 | 0
|  | 43:00 | 15078.2131 | 2950.3976 | 10465.6639 | 9395.4106 | 0 | 37889.6852 | 14:00 | 14615 | 25008 | 14338 | 15699 | 26811 | 14:00 | 2322.8 | 3234.7 | 2344.7 | 2432.5 | 3261.8 | 14:00 | 11062 | 15867 | 10345 | 10195 | 17313 | 0.8416 | 1.5026 | 0.8565 | 0.8644 | 1.4785 | 0 | 0 | 0 | 0 | 0
|  | 44:00 | 14985.4686 | 3018.0763 | 10459.6639 | 9476.0014 | 0 | 37939.2102 | 15:00 | 14398 | 25615 | 14276 | 15380 | 27348 | 15:00 | 2314.6 | 3320.8 | 2382.8 | 2405.4 | 3357.4 | 15:00 | 11107 | 16277 | 10398 | 10102 | 17494 | 0.8384 | 1.5255 | 0.8709 | 0.8481 | 1.5197 | 0 | 0 | 0 | 0 | 0
|  | 45:00 | 14788.5456 | 3004.73 | 10298.6639 | 9342.5305 | 0 | 37434.47 | 16:00 | 14251 | 25898 | 14149 | 15198 | 27546 | 16:00 | 2299.2 | 3372.7 | 2418.6 | 2399.5 | 3396.3 | 16:00 | 11108 | 16467 | 10457 | 10045 | 17357 | 0.8335 | 1.5284 | 0.8863 | 0.8376 | 1.5375 | 0 | 0 | 0 | 0 | 0
|  | 46:00 | 14321.1963 | 2983.8696 | 9962.6639 | 8962.4712 | 0 | 36230.2011 | 17:00 | 14307 | 25861 | 14166 | 15276 | 27223 | 17:00 | 2296.9 | 3357.4 | 2435.9 | 2431.3 | 3376.3 | 17:00 | 11090 | 16113 | 10414 | 10060 | 17097 | 0.8304 | 1.5088 | 0.9007 | 0.8445 | 1.5239 | 0 | 0 | 0 | 0 | 0
|  | 47:00 | 13684.9299 | 2905.6742 | 9419.6639 | 8335.6306 | 0 | 34345.8986 | 18:00 | 14940 | 25182 | 14021 | 15710 | 26325 | 18:00 | 2278 | 3293.7 | 2405.9 | 2445.5 | 3379.8 | 18:00 | 11333 | 15384 | 10267 | 10226 | 16448 | 0.8415 | 1.462 | 0.8903 | 0.8641 | 1.4904 | 0 | 0 | 0 | 0 | 0
|  | 24:00 | 12836.9071 | 2800.2656 | 8849.6639 | 7613.4143 | 0 | 32100.251 | 19:00 | 15847 | 24162 | 13957 | 16425 | 25293 | 19:00 | 2417.2 | 3139.2 | 2349.3 | 2521 | 3212.3 | 19:00 | 11675 | 14841 | 10067 | 10686 | 15679 | 0.9055 | 1.4015 | 0.8608 | 0.9177 | 1.4182 | 0 | 0 | 0 | 0 | 0
Mar | Spring | 49:00 | 10881.0328 | 2582.2935 | 8291.4526 | 6720.9931 | 0 | 28475.7721 | 20:00 | 15616 | 23076 | 14401 | 16289 | 24118 | 20:00 | 2450.2 | 3001.1 | 2385.1 | 2526.9 | 3073.1 | 20:00 | 11506 | 14461 | 10314 | 10644 | 15117 | 0.9067 | 1.3566 | 0.8776 | 0.9256 | 1.3562 | 0 | 0 | 0 | 0 | 0
|  | 50:00 | 10603.0576 | 2550.7435 | 8078.4526 | 6513.9931 | 0 | 27746.2469 | 21:00 | 15210 | 22256 | 14061 | 16028 | 23313 | 21:00 | 2420.7 | 2932.7 | 2429 | 2508 | 3010.6 | 21:00 | 11268 | 14069 | 10147 | 10450 | 14665 | 0.8897 | 1.3307 | 0.861 | 0.9124 | 1.3237 | 0 | 0 | 0 | 0 | 0
|  | 51:00 | 10511.1405 | 2548.1771 | 7959.4526 | 6407.9931 | 0 | 27426.7633 | 22:00 | 14421 | 20701 | 13499 | 15428 | 21672 | 22:00 | 2342.9 | 2773.5 | 2409.4 | 2454.9 | 2831.3 | 22:00 | 10798 | 13264 | 9890 | 10125 | 13687 | 0.8441 | 1.2388 | 0.8249 | 0.8818 | 1.237 | 0 | 0 | 0 | 0 | 0
|  | 52:00 | 10566.5529 | 2560.7075 | 7965.4526 | 6374.9931 | 0 | 27467.7061 | 23:00 | 13151 | 18909 | 12812 | 14724 | 19675 | 23:00 | 2208.4 | 2603.6 | 2356.3 | 2338.1 | 2631.9 | 23:00 | 10137 | 12357 | 9431 | 9683 | 12631 | 0.7712 | 1.1286 | 0.774 | 0.8384 | 1.131 | 0 | 0 | 0 | 0 | 0
|  | 53:00 | 10887.4409 | 2601.3097 | 8094.4526 | 6440.9931 | 0 | 28024.1962 | 24:00 | 11856 | 17370 | 11860 | 13741 | 17923 | 24:00 | 2066.8 | 2403 | 2283.5 | 2235.5 | 2451.4 | 24:00 | 9330 | 11550 | 8933 | 9148 | 11628 | 0.6826 | 1.0368 | 0.715 | 0.7749 | 1.0235 | 0 | 0 | 0 | 0 | 0
|  | 54:00 | 11850.1239 | 2721.2927 | 8595.4526 | 6856.9931 | 0 | 30023.8623
|  | 55:00 | 13114.963 | 2865.8102 | 9232.4526 | 7779.9931 | 0 | 32993.2189
|  | 56:00 | 13482.9626 | 2902.6071 | 9459.4526 | 8053.9931 | 0 | 33899.0154 | South | [5 empty] | Panhandle
|  | 57:00 | 13487.182 | 2918.1842 | 9638.4526 | 8094.9931 | 0 | 34138.812 |  | 1 | 2 | 3 | 4 | 5 |  | 1 | 2 | 3 | 4 | 5
|  | 58:00 | 13502.0014 | 2892.8445 | 9819.4526 | 8247.9931 | 0 | 34462.2916 | 1:00 | 6302 | 10400 | 6475 | 7580 | 9430 | 1:00 | 0 | 0 | 0 | 0 | 0
|  | 59:00 | 13497.9881 | 2894.9189 | 9989.4526 | 8406.9931 | 0 | 34789.3527 | 2:00 | 5969 | 9832 | 6190 | 7313 | 8901 | 2:00 | 0 | 0 | 0 | 0 | 0
|  | 60:00 | 13360.89 | 2872.2212 | 10031.4526 | 8477.9931 | 0 | 34742.5569 | 3:00 | 5831 | 9406 | 6032 | 7189 | 8528 | 3:00 | 0 | 0 | 0 | 0 | 0
|  | 61:00 | 13242.7058 | 2860.6386 | 10043.4526 | 8533.9931 | 0 | 34680.7901 | 4:00 | 5801 | 9110 | 6031 | 7176 | 8319 | 4:00 | 0 | 0 | 0 | 0 | 0
|  | 62:00 | 13183.8073 | 2854.0745 | 10169.4526 | 8598.9931 | 0 | 34806.3276 | 5:00 | 5871 | 9008 | 6195 | 7347 | 8467 | 5:00 | 0 | 0 | 0 | 0 | 0
|  | 63:00 | 13105.7157 | 2855.6446 | 10240.4526 | 8630.9931 | 0 | 34832.806 | 6:00 | 6377 | 9062 | 6829 | 8017 | 8872 | 6:00 | 0 | 0 | 0 | 0 | 0
|  | 64:00 | 13181.7401 | 2852.576 | 10271.4526 | 8662.9931 | 0 | 34968.7619 | 7:00 | 7400 | 9220 | 8094 | 9298 | 9283 | 7:00 | 0 | 0 | 0 | 0 | 0
|  | 65:00 | 13091.7394 | 2856.0743 | 10270.4526 | 8663.9931 | 0 | 34882.2595 | 8:00 | 7910 | 10086 | 8667 | 9656 | 10089 | 8:00 | 0 | 0 | 0 | 0 | 0
|  | 66:00 | 13141.3257 | 2864.8909 | 10051.4526 | 8622.9931 | 0 | 34680.6624 | 9:00 | 7774 | 11207 | 8400 | 9399 | 11061 | 9:00 | 0 | 0 | 0 | 0 | 0
|  | 67:00 | 13406.8416 | 2881.4955 | 10089.4526 | 8697.9931 | 0 | 35075.7828 | 10:00 | 7890 | 12196 | 8351 | 9335 | 11918 | 10:00 | 0 | 0 | 0 | 0 | 0
|  | 68:00 | 13915.4226 | 2959.3515 | 10419.4526 | 9048.9931 | 0 | 36343.2198 | 11:00 | 8099 | 13162 | 8370 | 9230 | 12754 | 11:00 | 0 | 0 | 0 | 0 | 0
|  | 69:00 | 13664.4313 | 2915.8121 | 10257.4526 | 8943.9931 | 0 | 35781.6891 | 12:00 | 8254 | 14017 | 8369 | 9028 | 13446 | 12:00 | 0 | 0 | 0 | 0 | 0
|  | 70:00 | 13077.2386 | 2860.5485 | 9765.4526 | 8593.9931 | 0 | 34297.2328 | 13:00 | 8344 | 14642 | 8389 | 8803 | 14224 | 13:00 | 0 | 0 | 0 | 0 | 0
|  | 71:00 | 12199.2871 | 2761.1056 | 9123.4526 | 7951.9931 | 0 | 32035.8384 | 14:00 | 8416 | 15026 | 8565 | 8644 | 14785 | 14:00 | 0 | 0 | 0 | 0 | 0
|  | 24:00 | 11150.9871 | 2693.45 | 8534.4526 | 7297.9931 | 0 | 29676.8828 | 15:00 | 8384 | 15255 | 8709 | 8481 | 15197 | 15:00 | 0 | 0 | 0 | 0 | 0
Apr |  | 73:00 | 10641.5553 | 2578.0905 | 8563.4145 | 6979.3953 | 0 | 28762.4557 | 16:00 | 8335 | 15284 | 8863 | 8376 | 15375 | 16:00 | 0 | 0 | 0 | 0 | 0
|  | 74:00 | 10411.423 | 2553.6299 | 8277.9275 | 6710.8276 | 0 | 27953.8081 | 17:00 | 8304 | 15088 | 9007 | 8445 | 15239 | 17:00 | 0 | 0 | 0 | 0 | 0
|  | 75:00 | 9932.036 | 2530.6257 | 8122.7511 | 6578.1019 | 0 | 27163.5147 | 18:00 | 8415 | 14620 | 8903 | 8641 | 14904 | 18:00 | 0 | 0 | 0 | 0 | 0
|  | 76:00 | 9228.6865 | 2522.5756 | 8052.4592 | 6516.1246 | 0 | 26319.8458 | 19:00 | 9055 | 14015 | 8608 | 9177 | 14182 | 19:00 | 0 | 0 | 0 | 0 | 0
|  | 77:00 | 9908.9964 | 2577.9411 | 8223.3047 | 6616.9312 | 0 | 27327.1734 | 20:00 | 9067 | 13566 | 8776 | 9256 | 13562 | 20:00 | 0 | 0 | 0 | 0 | 0
|  | 78:00 | 11372.3974 | 2706.3454 | 8567.6135 | 7164.274 | 0 | 29810.6303 | 21:00 | 8897 | 13307 | 8610 | 9124 | 13237 | 21:00 | 0 | 0 | 0 | 0 | 0
|  | 79:00 | 12356.8711 | 2780.518 | 8798.0401 | 7803.0175 | 0 | 31738.4468 | 22:00 | 8441 | 12388 | 8249 | 8818 | 12370 | 22:00 | 0 | 0 | 0 | 0 | 0
|  | 80:00 | 12486.5087 | 2772.7353 | 9129.551 | 8035.4317 | 0 | 32424.2268 | 23:00 | 7712 | 11286 | 7740 | 8384 | 11310 | 23:00 | 0 | 0 | 0 | 0 | 0
|  | 81:00 | 12810.9908 | 2816.3807 | 9599.2142 | 8232.6224 | 0 | 33459.2081 | 24:00 | 6826 | 10368 | 7150 | 7749 | 10235 | 24:00 | 0 | 0 | 0 | 0 | 0
|  | 82:00 | 13130.3838 | 2856.336 | 10003.432 | 8480.68 | 0 | 34470.8318
|  | 83:00 | 13316.2912 | 2870.937 | 10381.5235 | 8758.6911 | 0 | 35327.4428
|  | 84:00 | 13592.1134 | 2888.7573 | 10637.9197 | 9023.1459 | 0 | 36141.9363
|  | 85:00 | 13780.3475 | 2951.8324 | 10946.4915 | 9302.0169 | 0 | 36980.6883
|  | 86:00 | 14082.1909 | 3006.7442 | 11161.4626 | 9592.8711 | 0 | 37843.2688
|  | 87:00 | 14406.8637 | 3040.1182 | 11385.528 | 9797.9301 | 0 | 38630.4401
|  | 88:00 | 14649.561 | 3067.3718 | 11376.8065 | 10055.5026 | 0 | 39149.2419
|  | 89:00 | 14727.0142 | 3055.2891 | 11228.9515 | 10022.9802 | 0 | 39034.235
|  | 90:00 | 14534.2144 | 3032.6822 | 11010.8455 | 9865.7913 | 0 | 38443.5334
|  | 91:00 | 14121.2156 | 2993.6874 | 10771.4887 | 9665.3118 | 0 | 37551.7035
|  | 92:00 | 14558.032 | 3026.2702 | 10992.9454 | 9927.5241 | 0 | 38504.7718
|  | 93:00 | 14184.3216 | 2995.9532 | 10725.1299 | 9771.6357 | 0 | 37677.0405
|  | 94:00 | 13022.3648 | 2878.9159 | 10178.2302 | 9246.3723 | 0 | 35325.8832
|  | 95:00 | 11825.3735 | 2741.1233 | 9576.1709 | 8508.4447 | 0 | 32651.1124
|  | 24:00 | 10801.3948 | 2615.7617 | 8933.7366 | 7730.1595 | 0 | 30081.0526
May |  | 97:00 | 11283.4737 | 2722.3534 | 9129.6639 | 8101.6366 | 0 | 31237.1276
|  | 98:00 | 10823.6921 | 2658.1608 | 8855.6639 | 7778.6735 | 0 | 30116.1903
|  | 99:00 | 10480.8815 | 2624.4656 | 8719.6639 | 7588.2331 | 0 | 29413.2442
|  | 100:00 | 10462.105 | 2605.8752 | 8776.6639 | 7476.1624 | 0 | 29320.8066
|  | 101:00 | 11050.1985 | 2627.5055 | 9214.6639 | 7607.5781 | 0 | 30499.9461
|  | 102:00 | 12297.2273 | 2743.3702 | 9931.6639 | 7878.7053 | 0 | 32850.9668
|  | 103:00 | 12871.8819 | 2783.4238 | 10133.6639 | 7972.3851 | 0 | 33761.3548
|  | 104:00 | 13348.7059 | 2852.0711 | 10471.6639 | 8452.583 | 0 | 35125.0239
|  | 105:00 | 13975.284 | 2936.6675 | 10927.6639 | 9068.4363 | 0 | 36908.0517
|  | 106:00 | 14703.7776 | 3029.15 | 11490.6639 | 9712.4061 | 0 | 38935.9977
|  | 107:00 | 15432.1801 | 3093.5921 | 12035.6639 | 10310.7518 | 0 | 40872.1879
|  | 108:00 | 16079.0645 | 3143.5714 | 12504.6639 | 10833.0235 | 0 | 42560.3233
|  | 109:00 | 16738.1777 | 3211.5731 | 13018.6639 | 11182.9645 | 0 | 44151.3791
|  | 110:00 | 17327.9592 | 3273.5284 | 13496.6639 | 11500.8527 | 0 | 45599.0042
|  | 111:00 | 17855.7236 | 3316.7427 | 13825.6639 | 11807.0251 | 0 | 46805.1553
|  | 112:00 | 18238.5044 | 3375.9578 | 13956.6639 | 12070.6056 | 0 | 47641.7316
|  | 113:00 | 18299.1827 | 3389.0505 | 13851.6639 | 12148.7443 | 0 | 47688.6415
|  | 114:00 | 18041.5681 | 3386.5449 | 13355.6639 | 11980.1624 | 0 | 46763.9393
|  | 115:00 | 17276.3599 | 3347.5612 | 12775.6639 | 11583.7185 | 0 | 44983.3035
|  | 116:00 | 17031.7738 | 3279.3289 | 12671.6639 | 11448.38 | 0 | 44431.1466
|  | 117:00 | 16753.8966 | 3229.3506 | 12283.6639 | 11189.713 | 0 | 43456.6241
|  | 118:00 | 15366.2922 | 3085.727 | 11419.6639 | 10449.4923 | 0 | 40321.1755
|  | 119:00 | 13746.0451 | 2906.9949 | 10456.6639 | 9506.8078 | 0 | 36616.5117
|  | 24:00 | 12516.757 | 2783.5863 | 9768.6639 | 8779.9402 | 0 | 33848.9474
Jun | Summer | 121:00 | 14241.4644 | 2973.2088 | 11074.6639 | 9541.8956 | 0 | 37831.2327
|  | 122:00 | 13702.5619 | 2914.234 | 10652.6639 | 9113.692 | 0 | 36383.1519
|  | 123:00 | 13285.9228 | 2866.0575 | 10399.6639 | 8799.7235 | 0 | 35351.3677
|  | 124:00 | 13152.6182 | 2828.9112 | 10247.6639 | 8592.9973 | 0 | 34822.1906
|  | 125:00 | 13599.3229 | 2840.3714 | 10263.6639 | 8583.1431 | 0 | 35286.5013
|  | 126:00 | 14471.1447 | 2874.2248 | 10372.6639 | 8637.7273 | 0 | 36355.7607
|  | 127:00 | 15173.7313 | 2906.1828 | 10768.6639 | 8763.9839 | 0 | 37612.5619
|  | 128:00 | 15729.1428 | 3020.1088 | 11605.6639 | 9400.6256 | 0 | 39755.5411
|  | 129:00 | 16519.8848 | 3144.4571 | 12415.6639 | 10191.6843 | 0 | 42271.6901
|  | 130:00 | 17619.6709 | 3279.379 | 13366.6639 | 11020.8115 | 0 | 45286.5253
|  | 131:00 | 18753.5749 | 3434.0109 | 14172.6639 | 11797.0179 | 0 | 48157.2677
|  | 132:00 | 19833.4053 | 3538.027 | 14749.6639 | 12445.5689 | 0 | 50566.6651
|  | 133:00 | 20974.1284 | 3622.2626 | 15164.6639 | 13011.0419 | 0 | 52772.0968
|  | 134:00 | 21890.2962 | 3713.9063 | 15485.6639 | 13491.7712 | 0 | 54581.6376
|  | 135:00 | 22490.5986 | 3760.7946 | 15661.6639 | 13875.3398 | 0 | 55788.3969
|  | 136:00 | 22830.0064 | 3805.1174 | 15662.6639 | 14139.1705 | 0 | 56436.9583
|  | 137:00 | 22721.7614 | 3823.1576 | 15484.6639 | 14184.2615 | 0 | 56213.8445
|  | 138:00 | 22110.9573 | 3791.3062 | 15233.6639 | 13985.3725 | 0 | 55121.2999
|  | 139:00 | 21104.8618 | 3705.5995 | 14745.6639 | 13527.5754 | 0 | 53083.7007
|  | 140:00 | 20286.1686 | 3604.9145 | 14376.6639 | 13019.2695 | 0 | 51287.0166
|  | 141:00 | 19740.1202 | 3561.8168 | 14011.6639 | 12758.9751 | 0 | 50072.5761
|  | 142:00 | 18397.3079 | 3432.9185 | 13223.6639 | 11943.3666 | 0 | 46997.257
|  | 143:00 | 16869.1856 | 3269.4431 | 12516.6639 | 11081.5316 | 0 | 43736.8243
|  | 24:00 | 15429.862 | 3125.9343 | 11793.6639 | 10164.2737 | 0 | 40513.734
Jul |  | 145:00 | 15289.9275 | 2993.7719 | 11471.736 | 9513.949 | 0 | 39269.3844
|  | 146:00 | 14595.5531 | 2899.4387 | 11041.9995 | 9068.7775 | 0 | 37605.7689
|  | 147:00 | 13936.9116 | 2839.0904 | 10784.9061 | 8796.7091 | 0 | 36357.6173
|  | 148:00 | 13705.3801 | 2811.4555 | 10603.8883 | 8685.4349 | 0 | 35806.1588
|  | 149:00 | 13990.0748 | 2816.7246 | 10599.9936 | 8726.9353 | 0 | 36133.7284
|  | 150:00 | 14400.8798 | 2882.337 | 10605.9386 | 8797.0816 | 0 | 36686.237
|  | 151:00 | 14813.5718 | 2937.3223 | 10783.2575 | 8807.4053 | 0 | 37341.5569
|  | 152:00 | 15645.8854 | 3043.5919 | 11604.7244 | 9425.9692 | 0 | 39720.1709
|  | 153:00 | 16869.0276 | 3182.507 | 12643.4073 | 10345.116 | 0 | 43040.0578
|  | 154:00 | 18216.5568 | 3324.8748 | 13685.3209 | 11307.3845 | 0 | 46534.1371
|  | 155:00 | 19488.1053 | 3445.0822 | 14586.433 | 12130.2488 | 0 | 49649.8693
|  | 156:00 | 20762.6079 | 3554.9296 | 15299.8533 | 12853.6624 | 0 | 52471.0532
|  | 157:00 | 22006.0222 | 3683.9476 | 15805.7883 | 13440.0325 | 0 | 54935.7906
|  | 158:00 | 22964.115 | 3786.891 | 16137.1049 | 13887.0667 | 0 | 56775.1777
|  | 159:00 | 23645.521 | 3863.1938 | 16276.0422 | 14209.9368 | 0 | 57994.6938
|  | 160:00 | 24104.8394 | 3927.5616 | 16103.6376 | 14393.3783 | 0 | 58529.417
|  | 161:00 | 24071.0911 | 3915.5703 | 15694.3609 | 14396.4639 | 0 | 58077.4861
|  | 162:00 | 23460.077 | 3855.2497 | 15177.6834 | 14117.961 | 0 | 56610.9711
|  | 163:00 | 22429.4999 | 3772.6554 | 14732.132 | 13562.0258 | 0 | 54496.3131
|  | 164:00 | 21499.441 | 3661.7019 | 14399.7337 | 13026.8809 | 0 | 52587.7576
|  | 165:00 | 20877.0096 | 3619.5829 | 14084.6883 | 12597.8921 | 0 | 51179.1729
|  | 166:00 | 19227.3004 | 3475.1889 | 13413.2046 | 11977.2213 | 0 | 48092.9151
|  | 167:00 | 17652.9802 | 3275.6505 | 12611.5384 | 11193.5796 | 0 | 44733.7486
|  | 24:00 | 16265.1947 | 3119.6865 | 11925.157 | 10301.5465 | 0 | 41611.5848
Aug |  | 169:00 | 16134.1814 | 3050.3787 | 11923.5047 | 10070.1398 | 0 | 41178.2046
|  | 170:00 | 15467.9579 | 2970.9162 | 11443.1299 | 9575.5631 | 0 | 39457.5671
|  | 171:00 | 14915.0505 | 2919.9823 | 11123.6278 | 9202.8858 | 0 | 38161.5463
|  | 172:00 | 14649.8532 | 2876.7461 | 10922.1513 | 9004.7646 | 0 | 37453.5153
|  | 173:00 | 14559.2158 | 2873.6464 | 10990.4393 | 9019.2851 | 0 | 37442.5866
|  | 174:00 | 14806.0008 | 2916.4945 | 11120.0732 | 9291.8933 | 0 | 38134.4618
|  | 175:00 | 14980.3045 | 2915.8501 | 11179.1614 | 9402.5238 | 0 | 38477.8398
|  | 176:00 | 16258.9217 | 3017.2264 | 11944.3908 | 9996.0408 | 0 | 41216.5796
|  | 177:00 | 17963.2195 | 3181.4547 | 12914.2411 | 10845.2759 | 0 | 44904.1912
|  | 178:00 | 19623.1726 | 3361.3157 | 13889.2133 | 11749.2396 | 0 | 48622.9412
|  | 179:00 | 21101.6954 | 3541.7571 | 14722.8933 | 12650.9251 | 0 | 52017.271
|  | 180:00 | 22233.8427 | 3666.6887 | 15414.5794 | 13433.5361 | 0 | 54748.6468
|  | 181:00 | 23021.0618 | 3771.4311 | 15941.5624 | 14078.5952 | 0 | 56812.6505
|  | 182:00 | 23761.073 | 3847.72 | 16420.9823 | 14628.1112 | 0 | 58657.8865
|  | 183:00 | 24260.5734 | 3919.374 | 16700.1351 | 15035.2486 | 0 | 59915.3312
|  | 184:00 | 24473.018 | 3963.3852 | 16767.3679 | 15216.7983 | 0 | 60420.5694
|  | 185:00 | 24406.7824 | 3978.3251 | 16627.5348 | 15195.3418 | 0 | 60207.984
|  | 186:00 | 23823.1149 | 3921.0254 | 16201.6912 | 14852.6104 | 0 | 58798.4418
|  | 187:00 | 23016.2206 | 3816.1805 | 15578.9999 | 14264.7207 | 0 | 56676.1216
|  | 188:00 | 22361.3044 | 3749.0032 | 15304.6157 | 13945.5385 | 0 | 55360.4618
|  | 189:00 | 21462.5333 | 3638.4901 | 14757.3022 | 13558.5412 | 0 | 53416.8668
|  | 190:00 | 19827.1904 | 3453.1072 | 13954.4781 | 12676.5247 | 0 | 49911.3004
|  | 191:00 | 18272.5372 | 3257.0866 | 13106.6706 | 11698.0695 | 0 | 46334.3639
|  | 24:00 | 16902.3512 | 3097.8831 | 12335.4508 | 10844.8953 | 0 | 43180.5803
Sep | Fall | 193:00 | 12961.0292 | 2775.0419 | 10136.2421 | 8444.6557 | 0 | 34316.9689
|  | 194:00 | 12444.7576 | 2710.8522 | 9792.3276 | 8109.8927 | 0 | 33057.8301
|  | 195:00 | 12083.3482 | 2677.3015 | 9620.8368 | 7896.3404 | 0 | 32277.827
|  | 196:00 | 12074.2525 | 2669.1797 | 9680.9277 | 7860.2231 | 0 | 32284.5831
|  | 197:00 | 12724.5217 | 2704.1736 | 10195.2595 | 8249.3049 | 0 | 33873.2597
|  | 198:00 | 14125.8927 | 2802.2669 | 10855.7363 | 9123.331 | 0 | 36907.2269
|  | 199:00 | 14691.2996 | 2842.6074 | 10937.3565 | 9301.78 | 0 | 37773.0435
|  | 200:00 | 14841.9007 | 2880.7469 | 11053.7543 | 9462.677 | 0 | 38239.0789
|  | 201:00 | 15615.0363 | 2975.6815 | 11634.5232 | 9926.5533 | 0 | 40151.7944
|  | 202:00 | 16711.1664 | 3093.9486 | 12244.7941 | 10545.846 | 0 | 42595.755
|  | 203:00 | 17653.9863 | 3207.4717 | 12910.8556 | 11094.5822 | 0 | 44866.8958
|  | 204:00 | 18648.9989 | 3290.5087 | 13337.9023 | 11699.8944 | 0 | 46977.3043
|  | 205:00 | 19650.7833 | 3371.8419 | 13817.2922 | 12261.4561 | 0 | 49101.3734
|  | 206:00 | 20285.6379 | 3450.6569 | 14093.5408 | 12797.7185 | 0 | 50627.554
|  | 207:00 | 20797.8906 | 3529.0045 | 14384.4215 | 13118.9766 | 0 | 51830.2932
|  | 208:00 | 21094.5731 | 3583.7911 | 14622.5906 | 13409.9216 | 0 | 52710.8764
|  | 209:00 | 20873.5169 | 3552.0382 | 14506.6113 | 13343.9002 | 0 | 52276.0667
|  | 210:00 | 20158.4818 | 3499.6562 | 13907.7103 | 12992.4413 | 0 | 50558.2896
|  | 211:00 | 19485.4882 | 3410.7529 | 13601.0141 | 12567.8094 | 0 | 49065.0646
|  | 212:00 | 19257.8711 | 3375.9543 | 13399.5776 | 12472.3452 | 0 | 48505.7482
|  | 213:00 | 18172.0786 | 3278.1109 | 12862.5515 | 11829.0746 | 0 | 46141.8156
|  | 214:00 | 16596.4935 | 3168.257 | 12102.8475 | 10909.5027 | 0 | 42777.1007
|  | 215:00 | 14873.3385 | 3034.6214 | 11417.8682 | 9894.2398 | 0 | 39220.0678
|  | 24:00 | 13679.3647 | 2887.0224 | 10736.9937 | 9141.2704 | 0 | 36444.6511
Oct |  | 217:00 | 10389.389 | 2605.4647 | 8449.1019 | 7186.3677 | 0 | 28630.3234
|  | 218:00 | 10153.0593 | 2568.1824 | 8298.0521 | 6901.5895 | 0 | 27920.8833
|  | 219:00 | 10065.9997 | 2547.5395 | 8261.9212 | 6732.3134 | 0 | 27607.7738
|  | 220:00 | 10264.0865 | 2553.4004 | 8389.2637 | 6732.229 | 0 | 27938.9796
|  | 221:00 | 10892.2517 | 2616.7361 | 8904.7376 | 7138.6 | 0 | 29552.3255
|  | 222:00 | 12081.8907 | 2746.4789 | 9726.0969 | 8041.7243 | 0 | 32596.1907
|  | 223:00 | 12878.3446 | 2827.4721 | 9968.9477 | 8422.388 | 0 | 34097.1525
|  | 224:00 | 12970.557 | 2819.637 | 9994.4914 | 8353.7798 | 0 | 34138.4652
|  | 225:00 | 13319.6038 | 2847.3705 | 10389.7175 | 8678.0803 | 0 | 35234.772
|  | 226:00 | 13751.1726 | 2915.2786 | 10849.338 | 9064.0628 | 0 | 36579.852
|  | 227:00 | 14050.3862 | 2969.9374 | 11222.3096 | 9534.7101 | 0 | 37777.3433
|  | 228:00 | 14290.8968 | 2982.7373 | 11545.0273 | 9801.1295 | 0 | 38619.7908
|  | 229:00 | 14571.9761 | 3034.2835 | 12003.2712 | 10091.9369 | 0 | 39701.4677
|  | 230:00 | 14814.7167 | 3070.1542 | 12380.2824 | 10472.0191 | 0 | 40737.1724
|  | 231:00 | 15022.7134 | 3109.3246 | 12684.4633 | 10852.6901 | 0 | 41669.1914
|  | 232:00 | 15197.9974 | 3155.5679 | 12888.8837 | 11133.0111 | 0 | 42375.4602
|  | 233:00 | 15058.7592 | 3143.3021 | 12697.7209 | 11171.6858 | 0 | 42071.468
|  | 234:00 | 14978.396 | 3099.6094 | 12216.8972 | 10876.0888 | 0 | 41170.9914
|  | 235:00 | 15353.2767 | 3122.8467 | 12261.0294 | 11100.9053 | 0 | 41838.058
|  | 236:00 | 15106.521 | 3117.1095 | 11950.9793 | 10799.0431 | 0 | 40973.6528
|  | 237:00 | 14443.1632 | 3017.5517 | 11371.073 | 10187.8441 | 0 | 39019.632
|  | 238:00 | 13338.2401 | 2902.1041 | 10487.2514 | 9408.797 | 0 | 36136.3927
|  | 239:00 | 12177.1409 | 2757.4173 | 9651.3589 | 8440.8507 | 0 | 33026.7678
|  | 24:00 | 11338.8508 | 2679.4151 | 9040.505 | 7763.7009 | 0 | 30822.4718
Nov |  | 241:00 | 10836.0138 | 2714.9547 | 8301.647 | 7137.3825 | 0 | 28989.998
|  | 242:00 | 10615.624 | 2679.9547 | 8088.5988 | 6825.0456 | 0 | 28209.2232
|  | 243:00 | 10563.277 | 2676.9547 | 7945.4967 | 6644.2717 | 0 | 27830.0001
|  | 244:00 | 10613.3942 | 2732.9547 | 7928.3101 | 6528.8597 | 0 | 27803.5187
|  | 245:00 | 10884.6397 | 2700.9547 | 8113.054 | 6584.0348 | 0 | 28282.6833
|  | 246:00 | 11942.6459 | 2773.9547 | 8674.4249 | 7040.6748 | 0 | 30431.7004
|  | 247:00 | 13695.9 | 2942.9547 | 9494.3146 | 7962.4614 | 0 | 34095.6308
|  | 248:00 | 14050.225 | 3021.9547 | 9525.7351 | 8215.7229 | 0 | 34813.6377
|  | 249:00 | 13706.4947 | 3024.9547 | 9551.7132 | 8273.7819 | 0 | 34556.9446
|  | 250:00 | 13621.7283 | 3018.9547 | 9699.982 | 8440.6772 | 0 | 34781.3423
|  | 251:00 | 13575.6232 | 3008.9547 | 9863.9907 | 8636.0655 | 0 | 35084.6342
|  | 252:00 | 13470.9942 | 2995.9547 | 10016.0694 | 8801.8424 | 0 | 35284.8607
|  | 253:00 | 13441.2677 | 2955.9547 | 10115.7564 | 8824.7416 | 0 | 35337.7205
|  | 254:00 | 13451.5789 | 2952.9547 | 10284.2785 | 8834.3877 | 0 | 35523.1999
|  | 255:00 | 13448.8417 | 2948.9547 | 10390.3119 | 8822.5794 | 0 | 35610.6877
|  | 256:00 | 13434.4922 | 2946.9547 | 10381.6847 | 8859.9675 | 0 | 35623.0991
|  | 257:00 | 13423.7031 | 2949.9547 | 10325.8171 | 8830.1444 | 0 | 35529.6193
|  | 258:00 | 13680.7813 | 2960.9547 | 10457.6786 | 8946.5882 | 0 | 36046.0029
|  | 259:00 | 14395.8366 | 3061.9547 | 10590.6148 | 9388.096 | 0 | 37436.5021
|  | 260:00 | 14234.8283 | 3034.9547 | 10389.6132 | 9296.526 | 0 | 36955.9223
|  | 261:00 | 13910.847 | 3010.9547 | 10118.0202 | 9076.0524 | 0 | 36115.8744
|  | 262:00 | 13201.7314 | 2964.9547 | 9813.1046 | 8593.1452 | 0 | 34572.9359
|  | 263:00 | 12263.6209 | 2894.9547 | 9403.3262 | 7901.3614 | 0 | 32463.2633
|  | 24:00 | 11331.1783 | 2792.9547 | 8869.7961 | 7221.5465 | 0 | 30215.4756
Dec | Winter | 265:00 | 12817.3575 | 2927.5897 | 8644.4526 | 7671.7295 | 0 | 32061.1294
|  | 266:00 | 12763.9366 | 2899.5897 | 8485.4526 | 7422.2327 | 0 | 31571.2116
|  | 267:00 | 12888.7553 | 2899.5897 | 8401.4526 | 7298.5012 | 0 | 31488.2989
|  | 268:00 | 13095.4829 | 2911.5897 | 8478.4526 | 7298.0641 | 0 | 31783.5893
|  | 269:00 | 13601.8069 | 2944.5897 | 8609.4526 | 7482.3527 | 0 | 32638.2019
|  | 270:00 | 14613.7264 | 3042.5897 | 9074.4526 | 7977.0625 | 0 | 34707.8312
|  | 271:00 | 15902.2469 | 3266.5897 | 9879.4526 | 8700.0502 | 0 | 37748.3395
|  | 272:00 | 16565.7124 | 3326.5897 | 10119.4526 | 9061.886 | 0 | 39073.6407
|  | 273:00 | 16519.712 | 3295.5897 | 9999.4526 | 9101.0623 | 0 | 38915.8166
|  | 274:00 | 16110.3802 | 3235.5897 | 10109.4526 | 9165.086 | 0 | 38620.5086
|  | 275:00 | 15681.7651 | 3174.5897 | 10068.4526 | 9111.9648 | 0 | 38036.7722
|  | 276:00 | 15143.5934 | 3125.5897 | 10068.4526 | 8943.2833 | 0 | 37280.9189
|  | 277:00 | 14601.4058 | 3055.5897 | 10029.4526 | 8783.2356 | 0 | 36469.6837
|  | 278:00 | 14188.1745 | 3020.5897 | 10054.4526 | 8624.1754 | 0 | 35887.3922
|  | 279:00 | 13709.4596 | 2999.5897 | 10041.4526 | 8533.0362 | 0 | 35283.5381
|  | 280:00 | 13478.3214 | 2976.5897 | 9976.4526 | 8538.8676 | 0 | 34970.2313
|  | 281:00 | 13758.5999 | 2979.5897 | 9959.4526 | 8680.4027 | 0 | 35378.0449
|  | 282:00 | 14867.8231 | 3026.5897 | 10373.4526 | 9237.8107 | 0 | 37505.6761
|  | 283:00 | 15868.8033 | 3206.5897 | 10739.4526 | 9738.0825 | 0 | 39552.9281
|  | 284:00 | 15869.6623 | 3250.5897 | 10524.4526 | 9656.6835 | 0 | 39301.3881
|  | 285:00 | 15788.8492 | 3252.5897 | 10487.4526 | 9565.759 | 0 | 39094.6505
|  | 286:00 | 15439.0167 | 3220.5897 | 10289.4526 | 9305.6516 | 0 | 38254.7106
|  | 287:00 | 14722.5733 | 3152.5897 | 9930.4526 | 8817.2767 | 0 | 36622.8923
|  | 24:00 | 13779.3348 | 3056.5897 | 9382.4526 | 8199.3324 | 0 | 34417.7095

## LoadData_hour_3daysyear
06/30/2016 - modified load data to match with chronological model for April, July, October, January
Month | Season | Hour | Northeast | West | Coastal | South | Panhandle | ERCOT total | ERCOT total
Jan | Winter | 1:00 | 13580.9326 | 2833.5897 | 8512.6639 | 7733.2715 | 0 | 32660.4577 |  | Spring | Summer | Fall | Winter
|  | 2:00 | 13362.3111 | 2817.5897 | 8321.6639 | 7541.1833 | 0 | 32042.748 | 1:00 | 28762.4557 | 39269.3844 | 28630.3234 | 32660.4577
|  | 3:00 | 13246.4001 | 2814.5897 | 8248.6639 | 7446.5133 | 0 | 31756.167 | 2:00 | 27953.8081 | 37605.7689 | 27920.8833 | 32042.748
|  | 4:00 | 13208.4494 | 2826.5897 | 8269.6639 | 7458.6252 | 0 | 31763.3282 | 3:00 | 27163.5147 | 36357.6173 | 27607.7738 | 31756.167
|  | 5:00 | 13494.5502 | 2844.5897 | 8435.6639 | 7619.088 | 0 | 32393.8919 | 4:00 | 26319.8458 | 35806.1588 | 27938.9796 | 31763.3282
|  | 6:00 | 14525.133 | 2945.5897 | 9012.6639 | 8254.6974 | 0 | 34738.084 | 5:00 | 27327.1734 | 36133.7284 | 29552.3255 | 32393.8919
|  | 7:00 | 16197.484 | 3167.5897 | 9890.6639 | 9174.1434 | 0 | 38429.881 | 6:00 | 29810.6303 | 36686.237 | 32596.1907 | 34738.084
|  | 8:00 | 16859.8061 | 3258.5897 | 10054.6639 | 9476.6227 | 0 | 39649.6824 | 7:00 | 31738.4468 | 37341.5569 | 34097.1525 | 38429.881
|  | 9:00 | 16265.0889 | 3208.5897 | 9932.6639 | 9294.231 | 0 | 38700.5735 | 8:00 | 32424.2268 | 39720.1709 | 34138.4652 | 39649.6824
|  | 10:00 | 16028.9928 | 3158.5897 | 10127.6639 | 9208.985 | 0 | 38524.2314 | 9:00 | 33459.2081 | 43040.0578 | 35234.772 | 38700.5735
|  | 11:00 | 15773.3558 | 3113.5897 | 10249.6639 | 9051.2888 | 0 | 38187.8982 | 10:00 | 34470.8318 | 46534.1371 | 36579.852 | 38524.2314
|  | 12:00 | 15533.9863 | 3039.5897 | 10232.6639 | 8859.3423 | 0 | 37665.5822 | 11:00 | 35327.4428 | 49649.8693 | 37777.3433 | 38187.8982
|  | 13:00 | 15237.4425 | 2966.5897 | 10215.6639 | 8659.971 | 0 | 37079.6671 | 12:00 | 36141.9363 | 52471.0532 | 38619.7908 | 37665.5822
|  | 14:00 | 14951.7202 | 2934.5897 | 10253.6639 | 8438.0304 | 0 | 36578.0042 | 13:00 | 36980.6883 | 54935.7906 | 39701.4677 | 37079.6671
|  | 15:00 | 14548.0984 | 2874.5897 | 10284.6639 | 8371.3119 | 0 | 36078.6639 | 14:00 | 37843.2688 | 56775.1777 | 40737.1724 | 36578.0042
|  | 16:00 | 14241.0936 | 2860.5897 | 10291.6639 | 8278.084 | 0 | 35671.4312 | 15:00 | 38630.4401 | 57994.6938 | 41669.1914 | 36078.6639
|  | 17:00 | 14156.0636 | 2886.5897 | 10271.6639 | 8418.0855 | 0 | 35732.4027 | 16:00 | 39149.2419 | 58529.417 | 42375.4602 | 35671.4312
|  | 18:00 | 14565.0441 | 2914.5897 | 10369.6639 | 8706.2578 | 0 | 36555.5555 | 17:00 | 39034.235 | 58077.4861 | 42071.468 | 35732.4027
|  | 19:00 | 15607.9155 | 3041.5897 | 10752.6639 | 9350.2252 | 0 | 38752.3944 | 18:00 | 38443.5334 | 56610.9711 | 41170.9914 | 36555.5555
|  | 20:00 | 15691.9738 | 3073.5897 | 10693.6639 | 9402.2522 | 0 | 38861.4796 | 19:00 | 37551.7035 | 54496.3131 | 41838.058 | 38752.3944
|  | 21:00 | 15577.4498 | 3053.5897 | 10450.6639 | 9313.1133 | 0 | 38394.8167 | 20:00 | 38504.7718 | 52587.7576 | 40973.6528 | 38861.4796
|  | 22:00 | 15185.4372 | 3005.5897 | 10005.6639 | 9006.8632 | 0 | 37203.554 | 21:00 | 37677.0405 | 51179.1729 | 39019.632 | 38394.8167
|  | 23:00 | 14387.4182 | 2896.5897 | 9400.6639 | 8509.3769 | 0 | 35194.0487 | 22:00 | 35325.8832 | 48092.9151 | 36136.3927 | 37203.554
|  | 24:00 | 13536.6004 | 2776.5897 | 8788.6639 | 7970.9723 | 0 | 33072.8264 | 23:00 | 32651.1124 | 44733.7486 | 33026.7678 | 35194.0487
Feb |  | 25:00 | 12579.9356 | 2766.5945 | 8829.6639 | 7185.9909 | 0 | 31362.1849 | 24:00 | 30081.0526 | 41611.5848 | 30822.4718 | 33072.8264
|  | 26:00 | 12387.5431 | 2730.0774 | 8648.6639 | 6964.4666 | 0 | 30730.751
|  | 27:00 | 12251.4248 | 2713.6438 | 8494.6639 | 6868.555 | 0 | 30328.2875
|  | 28:00 | 12223.958 | 2719.3517 | 8418.6639 | 6855.4604 | 0 | 30217.4341 | Northeast |  |  |  |  | West |  |  |  | Coastal |  |  |  | 10000 | *
|  | 29:00 | 12499.9777 | 2760.0204 | 8519.6639 | 7015.6154 | 0 | 30795.2774 |  | 1 | 2 | 3 |  |  | 1 | 2 | 3 |  | 1 | 2 | 3 |  |  |  | 1 | 2 | 3
|  | 30:00 | 13576.7105 | 2866.5811 | 9024.6639 | 7622.8965 | 0 | 33090.8521 | 1:00 | 18367 | 10610 | 10599 |  | 1:00 | 2635.1 | 1947.5 | 1951.4 | 1:00 | 12335 | 8226 | 8525 | 1.0255 | 0.626 | 0.6475 | 10255 | 6260 | 6475
|  | 31:00 | 15410.1696 | 3043.0841 | 9717.6639 | 8736.7255 | 0 | 36907.6432 | 2:00 | 17111 | 10273 | 10218 |  | 2:00 | 2513.5 | 1902.9 | 1927.1 | 2:00 | 11690 | 7997 | 8307 | 0.9531 | 0.5929 | 0.6212 | 9531 | 5929 | 6212
|  | 32:00 | 16027.7351 | 3142.8208 | 9968.6639 | 9081.4867 | 0 | 38220.7065 | 3:00 | 16291 | 10051 | 10005 |  | 3:00 | 2432 | 1888.9 | 1913.7 | 3:00 | 11232 | 7880 | 8231 | 0.9005 | 0.5792 | 0.61 | 9005 | 5792 | 6100
|  | 33:00 | 15660.5274 | 3094.9736 | 10003.6639 | 8830.0678 | 0 | 37589.2328 | 4:00 | 15647 | 10164 | 10077 |  | 4:00 | 2357.8 | 1892.4 | 1927.1 | 4:00 | 10954 | 7897 | 8239 | 0.8661 | 0.5762 | 0.6028 | 8661 | 5762 | 6028
|  | 34:00 | 15485.3934 | 3075.4593 | 10097.6639 | 8873.6842 | 0 | 37532.2008 | 5:00 | 15432 | 10385 | 10347 |  | 5:00 | 2340.7 | 1915.8 | 1979.4 | 5:00 | 10979 | 8080 | 8425 | 0.8512 | 0.5832 | 0.6119 | 8512 | 5832 | 6119
|  | 35:00 | 15298.6913 | 3051.6236 | 10103.6639 | 8854.307 | 0 | 37308.2858 | 6:00 | 15946 | 11433 | 11434 |  | 6:00 | 2371.1 | 2004.9 | 2147.3 | 6:00 | 11385 | 8706 | 9107 | 0.8747 | 0.6335 | 0.6658 | 8747 | 6335 | 6658
|  | 36:00 | 14986.7055 | 3005.4652 | 10057.6639 | 8742.7514 | 0 | 36792.5861 | 7:00 | 16696 | 13432 | 13487 |  | 7:00 | 2444.1 | 2213.5 | 2311.5 | 7:00 | 11921 | 9719 | 10032 | 0.9309 | 0.735 | 0.7864 | 9309 | 7350 | 7864
|  | 37:00 | 14688.7934 | 2956.2789 | 10012.6639 | 8667.8291 | 0 | 36325.5653 | 8:00 | 17340 | 14557 | 14245 |  | 8:00 | 2503.7 | 2371.7 | 2413.7 | 8:00 | 12235 | 10173 | 10279 | 0.964 | 0.7857 | 0.8149 | 9640 | 7857 | 8149
|  | 38:00 | 14385.9809 | 2919.6402 | 10000.6639 | 8539.3347 | 0 | 35845.6197 | 9:00 | 18424 | 14354 | 14246 |  | 9:00 | 2619.3 | 2340 | 2391.8 | 9:00 | 13000 | 10145 | 10570 | 1.0167 | 0.7722 | 0.8184 | 10167 | 7722 | 8184
|  | 39:00 | 14128.2745 | 2890.8609 | 9936.6639 | 8388.1532 | 0 | 35343.9525 | 10:00 | 19725 | 14464 | 14508 |  | 10:00 | 2732.5 | 2341.2 | 2396.7 | 10:00 | 13918 | 10409 | 10834 | 1.085 | 0.7837 | 0.8472 | 10850 | 7837 | 8472
|  | 40:00 | 14009.9816 | 2889.2062 | 9960.6639 | 8330.8787 | 0 | 35190.7304 | 11:00 | 21722 | 14552 | 14958 |  | 11:00 | 2883.3 | 2344.7 | 2397.9 | 11:00 | 15167 | 10665 | 11269 | 1.1856 | 0.8044 | 0.886 | 11856 | 8044 | 8860
|  | 41:00 | 14104.3078 | 2884.8247 | 10053.6639 | 8485.8821 | 0 | 35528.6785 | 12:00 | 23078 | 14633 | 15239 |  | 12:00 | 3070.7 | 2342.4 | 2410.1 | 12:00 | 15971 | 10822 | 11489 | 1.2642 | 0.8199 | 0.9179 | 12642 | 8199 | 9179
|  | 42:00 | 14484.2526 | 2875.0193 | 10111.6639 | 8853.3691 | 0 | 36324.3049 | 13:00 | 24537 | 14572 | 15520 |  | 13:00 | 3222.7 | 2318.9 | 2411.3 | 13:00 | 16864 | 10858 | 11663 | 1.3556 | 0.8288 | 0.9308 | 13556 | 8288 | 9308
|  | 43:00 | 15078.2131 | 2950.3976 | 10465.6639 | 9395.4106 | 0 | 37889.6852 | 14:00 | 25671 | 14517 | 15789 |  | 14:00 | 3350.5 | 2307.2 | 2425.9 | 14:00 | 17581 | 10988 | 11977 | 1.4245 | 0.8359 | 0.9583 | 14245 | 8359 | 9583
|  | 44:00 | 14985.4686 | 3018.0763 | 10459.6639 | 9476.0014 | 0 | 37939.2102 | 15:00 | 26709 | 14301 | 15943 |  | 15:00 | 3501.3 | 2299 | 2434.4 | 15:00 | 18086 | 11032 | 12179 | 1.483 | 0.8328 | 0.9732 | 14830 | 8328 | 9732
|  | 45:00 | 14788.5456 | 3004.73 | 10298.6639 | 9342.5305 | 0 | 37434.47 | 16:00 | 27311 | 14155 | 16063 |  | 16:00 | 3590.2 | 2283.8 | 2450.2 | 16:00 | 18193 | 11033 | 12288 | 1.5238 | 0.8279 | 0.9891 | 15238 | 8279 | 9891
|  | 46:00 | 14321.1963 | 2983.8696 | 9962.6639 | 8962.4712 | 0 | 36230.2011 | 17:00 | 27641 | 14211 | 16015 |  | 17:00 | 3627.9 | 2281.4 | 2451.4 | 17:00 | 18229 | 11016 | 12184 | 1.54 | 0.8248 | 0.9942 | 15400 | 8248 | 9942
|  | 47:00 | 13684.9299 | 2905.6742 | 9419.6639 | 8335.6306 | 0 | 34345.8986 | 18:00 | 27435 | 14839 | 16109 |  | 18:00 | 3593.8 | 2262.7 | 2444.1 | 18:00 | 17828 | 11257 | 12086 | 1.5342 | 0.8358 | 0.9871 | 15342 | 8358 | 9871
|  | 24:00 | 12836.9071 | 2800.2656 | 8849.6639 | 7613.4143 | 0 | 32100.251 | 19:00 | 26756 | 15740 | 16790 |  | 19:00 | 3539.1 | 2400.9 | 2536.6 | 19:00 | 17124 | 11597 | 12218 | 1.4999 | 0.8994 | 1.03 | 14999 | 8994 | 10300
Mar | Spring | 49:00 | 10881.0328 | 2582.2935 | 8291.4526 | 6720.9931 | 0 | 28475.7721 | 20:00 | 25418 | 15511 | 16283 |  | 20:00 | 3439.3 | 2433.8 | 2526.9 | 20:00 | 16499 | 11428 | 11861 | 1.438 | 0.9006 | 1.0066 | 14380 | 9006 | 10066
|  | 50:00 | 10603.0576 | 2550.7435 | 8078.4526 | 6513.9931 | 0 | 27746.2469 | 21:00 | 24473 | 15108 | 15671 |  | 21:00 | 3288.4 | 2404.5 | 2469.7 | 21:00 | 16188 | 11193 | 11410 | 1.3874 | 0.8837 | 0.9638 | 13874 | 8837 | 9638
|  | 51:00 | 10511.1405 | 2548.1771 | 7959.4526 | 6407.9931 | 0 | 27426.7633 | 22:00 | 23685 | 14324 | 14622 |  | 22:00 | 3206.9 | 2327.1 | 2372.4 | 22:00 | 15805 | 10725 | 10745 | 1.3591 | 0.8384 | 0.8983 | 13591 | 8384 | 8983
|  | 52:00 | 10566.5529 | 2560.7075 | 7965.4526 | 6374.9931 | 0 | 27467.7061 | 23:00 | 21710 | 13063 | 13269 |  | 23:00 | 3020.8 | 2193.5 | 2223.9 | 23:00 | 14790 | 10069 | 10071 | 1.2589 | 0.766 | 0.82 | 12589 | 7660 | 8200
|  | 53:00 | 10887.4409 | 2601.3097 | 8094.4526 | 6440.9931 | 0 | 28024.1962 | 24:00 | 19618 | 11776 | 11902 |  | 24:00 | 2759.2 | 2052.9 | 2074.3 | 24:00 | 13681 | 9267 | 9402 | 1.1384 | 0.678 | 0.7349 | 11384 | 6780 | 7349
|  | 54:00 | 11850.1239 | 2721.2927 | 8595.4526 | 6856.9931 | 0 | 30023.8623
|  | 55:00 | 13114.963 | 2865.8102 | 9232.4526 | 7779.9931 | 0 | 32993.2189
|  | 56:00 | 13482.9626 | 2902.6071 | 9459.4526 | 8053.9931 | 0 | 33899.0154 | South |  |  |  |  | Panhandle
|  | 57:00 | 13487.182 | 2918.1842 | 9638.4526 | 8094.9931 | 0 | 34138.812 |  | 1 | 2 | 3 |  |  | 1 | 2 | 3
|  | 58:00 | 13502.0014 | 2892.8445 | 9819.4526 | 8247.9931 | 0 | 34462.2916 | 1:00 | 10255 | 6260 | 6475 |  | 1:00 | 0 | 0 | 0
|  | 59:00 | 13497.9881 | 2894.9189 | 9989.4526 | 8406.9931 | 0 | 34789.3527 | 2:00 | 9531 | 5929 | 6212 |  | 2:00 | 0 | 0 | 0
|  | 60:00 | 13360.89 | 2872.2212 | 10031.4526 | 8477.9931 | 0 | 34742.5569 | 3:00 | 9005 | 5792 | 6100 |  | 3:00 | 0 | 0 | 0
|  | 61:00 | 13242.7058 | 2860.6386 | 10043.4526 | 8533.9931 | 0 | 34680.7901 | 4:00 | 8661 | 5762 | 6028 |  | 4:00 | 0 | 0 | 0
|  | 62:00 | 13183.8073 | 2854.0745 | 10169.4526 | 8598.9931 | 0 | 34806.3276 | 5:00 | 8512 | 5832 | 6119 |  | 5:00 | 0 | 0 | 0
|  | 63:00 | 13105.7157 | 2855.6446 | 10240.4526 | 8630.9931 | 0 | 34832.806 | 6:00 | 8747 | 6335 | 6658 |  | 6:00 | 0 | 0 | 0
|  | 64:00 | 13181.7401 | 2852.576 | 10271.4526 | 8662.9931 | 0 | 34968.7619 | 7:00 | 9309 | 7350 | 7864 |  | 7:00 | 0 | 0 | 0
|  | 65:00 | 13091.7394 | 2856.0743 | 10270.4526 | 8663.9931 | 0 | 34882.2595 | 8:00 | 9640 | 7857 | 8149 |  | 8:00 | 0 | 0 | 0
|  | 66:00 | 13141.3257 | 2864.8909 | 10051.4526 | 8622.9931 | 0 | 34680.6624 | 9:00 | 10167 | 7722 | 8184 |  | 9:00 | 0 | 0 | 0
|  | 67:00 | 13406.8416 | 2881.4955 | 10089.4526 | 8697.9931 | 0 | 35075.7828 | 10:00 | 10850 | 7837 | 8472 |  | 10:00 | 0 | 0 | 0
|  | 68:00 | 13915.4226 | 2959.3515 | 10419.4526 | 9048.9931 | 0 | 36343.2198 | 11:00 | 11856 | 8044 | 8860 |  | 11:00 | 0 | 0 | 0
|  | 69:00 | 13664.4313 | 2915.8121 | 10257.4526 | 8943.9931 | 0 | 35781.6891 | 12:00 | 12642 | 8199 | 9179 |  | 12:00 | 0 | 0 | 0
|  | 70:00 | 13077.2386 | 2860.5485 | 9765.4526 | 8593.9931 | 0 | 34297.2328 | 13:00 | 13556 | 8288 | 9308 |  | 13:00 | 0 | 0 | 0
|  | 71:00 | 12199.2871 | 2761.1056 | 9123.4526 | 7951.9931 | 0 | 32035.8384 | 14:00 | 14245 | 8359 | 9583 |  | 14:00 | 0 | 0 | 0
|  | 24:00 | 11150.9871 | 2693.45 | 8534.4526 | 7297.9931 | 0 | 29676.8828 | 15:00 | 14830 | 8328 | 9732 |  | 15:00 | 0 | 0 | 0
Apr |  | 73:00 | 10641.5553 | 2578.0905 | 8563.4145 | 6979.3953 | 0 | 28762.4557 | 16:00 | 15238 | 8279 | 9891 |  | 16:00 | 0 | 0 | 0
|  | 74:00 | 10411.423 | 2553.6299 | 8277.9275 | 6710.8276 | 0 | 27953.8081 | 17:00 | 15400 | 8248 | 9942 |  | 17:00 | 0 | 0 | 0
|  | 75:00 | 9932.036 | 2530.6257 | 8122.7511 | 6578.1019 | 0 | 27163.5147 | 18:00 | 15342 | 8358 | 9871 |  | 18:00 | 0 | 0 | 0
|  | 76:00 | 9228.6865 | 2522.5756 | 8052.4592 | 6516.1246 | 0 | 26319.8458 | 19:00 | 14999 | 8994 | 10300 |  | 19:00 | 0 | 0 | 0
|  | 77:00 | 9908.9964 | 2577.9411 | 8223.3047 | 6616.9312 | 0 | 27327.1734 | 20:00 | 14380 | 9006 | 10066 |  | 20:00 | 0 | 0 | 0
|  | 78:00 | 11372.3974 | 2706.3454 | 8567.6135 | 7164.274 | 0 | 29810.6303 | 21:00 | 13874 | 8837 | 9638 |  | 21:00 | 0 | 0 | 0
|  | 79:00 | 12356.8711 | 2780.518 | 8798.0401 | 7803.0175 | 0 | 31738.4468 | 22:00 | 13591 | 8384 | 8983 |  | 22:00 | 0 | 0 | 0
|  | 80:00 | 12486.5087 | 2772.7353 | 9129.551 | 8035.4317 | 0 | 32424.2268 | 23:00 | 12589 | 7660 | 8200 |  | 23:00 | 0 | 0 | 0
|  | 81:00 | 12810.9908 | 2816.3807 | 9599.2142 | 8232.6224 | 0 | 33459.2081 | 24:00 | 11384 | 6780 | 7349 |  | 24:00 | 0 | 0 | 0
|  | 82:00 | 13130.3838 | 2856.336 | 10003.432 | 8480.68 | 0 | 34470.8318
|  | 83:00 | 13316.2912 | 2870.937 | 10381.5235 | 8758.6911 | 0 | 35327.4428
|  | 84:00 | 13592.1134 | 2888.7573 | 10637.9197 | 9023.1459 | 0 | 36141.9363
|  | 85:00 | 13780.3475 | 2951.8324 | 10946.4915 | 9302.0169 | 0 | 36980.6883
|  | 86:00 | 14082.1909 | 3006.7442 | 11161.4626 | 9592.8711 | 0 | 37843.2688
|  | 87:00 | 14406.8637 | 3040.1182 | 11385.528 | 9797.9301 | 0 | 38630.4401
|  | 88:00 | 14649.561 | 3067.3718 | 11376.8065 | 10055.5026 | 0 | 39149.2419
|  | 89:00 | 14727.0142 | 3055.2891 | 11228.9515 | 10022.9802 | 0 | 39034.235
|  | 90:00 | 14534.2144 | 3032.6822 | 11010.8455 | 9865.7913 | 0 | 38443.5334
|  | 91:00 | 14121.2156 | 2993.6874 | 10771.4887 | 9665.3118 | 0 | 37551.7035
|  | 92:00 | 14558.032 | 3026.2702 | 10992.9454 | 9927.5241 | 0 | 38504.7718
|  | 93:00 | 14184.3216 | 2995.9532 | 10725.1299 | 9771.6357 | 0 | 37677.0405
|  | 94:00 | 13022.3648 | 2878.9159 | 10178.2302 | 9246.3723 | 0 | 35325.8832
|  | 95:00 | 11825.3735 | 2741.1233 | 9576.1709 | 8508.4447 | 0 | 32651.1124
|  | 24:00 | 10801.3948 | 2615.7617 | 8933.7366 | 7730.1595 | 0 | 30081.0526
May |  | 97:00 | 11283.4737 | 2722.3534 | 9129.6639 | 8101.6366 | 0 | 31237.1276
|  | 98:00 | 10823.6921 | 2658.1608 | 8855.6639 | 7778.6735 | 0 | 30116.1903
|  | 99:00 | 10480.8815 | 2624.4656 | 8719.6639 | 7588.2331 | 0 | 29413.2442
|  | 100:00 | 10462.105 | 2605.8752 | 8776.6639 | 7476.1624 | 0 | 29320.8066
|  | 101:00 | 11050.1985 | 2627.5055 | 9214.6639 | 7607.5781 | 0 | 30499.9461
|  | 102:00 | 12297.2273 | 2743.3702 | 9931.6639 | 7878.7053 | 0 | 32850.9668
|  | 103:00 | 12871.8819 | 2783.4238 | 10133.6639 | 7972.3851 | 0 | 33761.3548
|  | 104:00 | 13348.7059 | 2852.0711 | 10471.6639 | 8452.583 | 0 | 35125.0239
|  | 105:00 | 13975.284 | 2936.6675 | 10927.6639 | 9068.4363 | 0 | 36908.0517
|  | 106:00 | 14703.7776 | 3029.15 | 11490.6639 | 9712.4061 | 0 | 38935.9977
|  | 107:00 | 15432.1801 | 3093.5921 | 12035.6639 | 10310.7518 | 0 | 40872.1879
|  | 108:00 | 16079.0645 | 3143.5714 | 12504.6639 | 10833.0235 | 0 | 42560.3233
|  | 109:00 | 16738.1777 | 3211.5731 | 13018.6639 | 11182.9645 | 0 | 44151.3791
|  | 110:00 | 17327.9592 | 3273.5284 | 13496.6639 | 11500.8527 | 0 | 45599.0042
|  | 111:00 | 17855.7236 | 3316.7427 | 13825.6639 | 11807.0251 | 0 | 46805.1553
|  | 112:00 | 18238.5044 | 3375.9578 | 13956.6639 | 12070.6056 | 0 | 47641.7316
|  | 113:00 | 18299.1827 | 3389.0505 | 13851.6639 | 12148.7443 | 0 | 47688.6415
|  | 114:00 | 18041.5681 | 3386.5449 | 13355.6639 | 11980.1624 | 0 | 46763.9393
|  | 115:00 | 17276.3599 | 3347.5612 | 12775.6639 | 11583.7185 | 0 | 44983.3035
|  | 116:00 | 17031.7738 | 3279.3289 | 12671.6639 | 11448.38 | 0 | 44431.1466
|  | 117:00 | 16753.8966 | 3229.3506 | 12283.6639 | 11189.713 | 0 | 43456.6241
|  | 118:00 | 15366.2922 | 3085.727 | 11419.6639 | 10449.4923 | 0 | 40321.1755
|  | 119:00 | 13746.0451 | 2906.9949 | 10456.6639 | 9506.8078 | 0 | 36616.5117
|  | 24:00 | 12516.757 | 2783.5863 | 9768.6639 | 8779.9402 | 0 | 33848.9474
Jun | Summer | 121:00 | 14241.4644 | 2973.2088 | 11074.6639 | 9541.8956 | 0 | 37831.2327
|  | 122:00 | 13702.5619 | 2914.234 | 10652.6639 | 9113.692 | 0 | 36383.1519
|  | 123:00 | 13285.9228 | 2866.0575 | 10399.6639 | 8799.7235 | 0 | 35351.3677
|  | 124:00 | 13152.6182 | 2828.9112 | 10247.6639 | 8592.9973 | 0 | 34822.1906
|  | 125:00 | 13599.3229 | 2840.3714 | 10263.6639 | 8583.1431 | 0 | 35286.5013
|  | 126:00 | 14471.1447 | 2874.2248 | 10372.6639 | 8637.7273 | 0 | 36355.7607
|  | 127:00 | 15173.7313 | 2906.1828 | 10768.6639 | 8763.9839 | 0 | 37612.5619
|  | 128:00 | 15729.1428 | 3020.1088 | 11605.6639 | 9400.6256 | 0 | 39755.5411
|  | 129:00 | 16519.8848 | 3144.4571 | 12415.6639 | 10191.6843 | 0 | 42271.6901
|  | 130:00 | 17619.6709 | 3279.379 | 13366.6639 | 11020.8115 | 0 | 45286.5253
|  | 131:00 | 18753.5749 | 3434.0109 | 14172.6639 | 11797.0179 | 0 | 48157.2677
|  | 132:00 | 19833.4053 | 3538.027 | 14749.6639 | 12445.5689 | 0 | 50566.6651
|  | 133:00 | 20974.1284 | 3622.2626 | 15164.6639 | 13011.0419 | 0 | 52772.0968
|  | 134:00 | 21890.2962 | 3713.9063 | 15485.6639 | 13491.7712 | 0 | 54581.6376
|  | 135:00 | 22490.5986 | 3760.7946 | 15661.6639 | 13875.3398 | 0 | 55788.3969
|  | 136:00 | 22830.0064 | 3805.1174 | 15662.6639 | 14139.1705 | 0 | 56436.9583
|  | 137:00 | 22721.7614 | 3823.1576 | 15484.6639 | 14184.2615 | 0 | 56213.8445
|  | 138:00 | 22110.9573 | 3791.3062 | 15233.6639 | 13985.3725 | 0 | 55121.2999
|  | 139:00 | 21104.8618 | 3705.5995 | 14745.6639 | 13527.5754 | 0 | 53083.7007
|  | 140:00 | 20286.1686 | 3604.9145 | 14376.6639 | 13019.2695 | 0 | 51287.0166
|  | 141:00 | 19740.1202 | 3561.8168 | 14011.6639 | 12758.9751 | 0 | 50072.5761
|  | 142:00 | 18397.3079 | 3432.9185 | 13223.6639 | 11943.3666 | 0 | 46997.257
|  | 143:00 | 16869.1856 | 3269.4431 | 12516.6639 | 11081.5316 | 0 | 43736.8243
|  | 24:00 | 15429.862 | 3125.9343 | 11793.6639 | 10164.2737 | 0 | 40513.734
Jul |  | 145:00 | 15289.9275 | 2993.7719 | 11471.736 | 9513.949 | 0 | 39269.3844
|  | 146:00 | 14595.5531 | 2899.4387 | 11041.9995 | 9068.7775 | 0 | 37605.7689
|  | 147:00 | 13936.9116 | 2839.0904 | 10784.9061 | 8796.7091 | 0 | 36357.6173
|  | 148:00 | 13705.3801 | 2811.4555 | 10603.8883 | 8685.4349 | 0 | 35806.1588
|  | 149:00 | 13990.0748 | 2816.7246 | 10599.9936 | 8726.9353 | 0 | 36133.7284
|  | 150:00 | 14400.8798 | 2882.337 | 10605.9386 | 8797.0816 | 0 | 36686.237
|  | 151:00 | 14813.5718 | 2937.3223 | 10783.2575 | 8807.4053 | 0 | 37341.5569
|  | 152:00 | 15645.8854 | 3043.5919 | 11604.7244 | 9425.9692 | 0 | 39720.1709
|  | 153:00 | 16869.0276 | 3182.507 | 12643.4073 | 10345.116 | 0 | 43040.0578
|  | 154:00 | 18216.5568 | 3324.8748 | 13685.3209 | 11307.3845 | 0 | 46534.1371
|  | 155:00 | 19488.1053 | 3445.0822 | 14586.433 | 12130.2488 | 0 | 49649.8693
|  | 156:00 | 20762.6079 | 3554.9296 | 15299.8533 | 12853.6624 | 0 | 52471.0532
|  | 157:00 | 22006.0222 | 3683.9476 | 15805.7883 | 13440.0325 | 0 | 54935.7906
|  | 158:00 | 22964.115 | 3786.891 | 16137.1049 | 13887.0667 | 0 | 56775.1777
|  | 159:00 | 23645.521 | 3863.1938 | 16276.0422 | 14209.9368 | 0 | 57994.6938
|  | 160:00 | 24104.8394 | 3927.5616 | 16103.6376 | 14393.3783 | 0 | 58529.417
|  | 161:00 | 24071.0911 | 3915.5703 | 15694.3609 | 14396.4639 | 0 | 58077.4861
|  | 162:00 | 23460.077 | 3855.2497 | 15177.6834 | 14117.961 | 0 | 56610.9711
|  | 163:00 | 22429.4999 | 3772.6554 | 14732.132 | 13562.0258 | 0 | 54496.3131
|  | 164:00 | 21499.441 | 3661.7019 | 14399.7337 | 13026.8809 | 0 | 52587.7576
|  | 165:00 | 20877.0096 | 3619.5829 | 14084.6883 | 12597.8921 | 0 | 51179.1729
|  | 166:00 | 19227.3004 | 3475.1889 | 13413.2046 | 11977.2213 | 0 | 48092.9151
|  | 167:00 | 17652.9802 | 3275.6505 | 12611.5384 | 11193.5796 | 0 | 44733.7486
|  | 24:00 | 16265.1947 | 3119.6865 | 11925.157 | 10301.5465 | 0 | 41611.5848
Aug |  | 169:00 | 16134.1814 | 3050.3787 | 11923.5047 | 10070.1398 | 0 | 41178.2046
|  | 170:00 | 15467.9579 | 2970.9162 | 11443.1299 | 9575.5631 | 0 | 39457.5671
|  | 171:00 | 14915.0505 | 2919.9823 | 11123.6278 | 9202.8858 | 0 | 38161.5463
|  | 172:00 | 14649.8532 | 2876.7461 | 10922.1513 | 9004.7646 | 0 | 37453.5153
|  | 173:00 | 14559.2158 | 2873.6464 | 10990.4393 | 9019.2851 | 0 | 37442.5866
|  | 174:00 | 14806.0008 | 2916.4945 | 11120.0732 | 9291.8933 | 0 | 38134.4618
|  | 175:00 | 14980.3045 | 2915.8501 | 11179.1614 | 9402.5238 | 0 | 38477.8398
|  | 176:00 | 16258.9217 | 3017.2264 | 11944.3908 | 9996.0408 | 0 | 41216.5796
|  | 177:00 | 17963.2195 | 3181.4547 | 12914.2411 | 10845.2759 | 0 | 44904.1912
|  | 178:00 | 19623.1726 | 3361.3157 | 13889.2133 | 11749.2396 | 0 | 48622.9412
|  | 179:00 | 21101.6954 | 3541.7571 | 14722.8933 | 12650.9251 | 0 | 52017.271
|  | 180:00 | 22233.8427 | 3666.6887 | 15414.5794 | 13433.5361 | 0 | 54748.6468
|  | 181:00 | 23021.0618 | 3771.4311 | 15941.5624 | 14078.5952 | 0 | 56812.6505
|  | 182:00 | 23761.073 | 3847.72 | 16420.9823 | 14628.1112 | 0 | 58657.8865
|  | 183:00 | 24260.5734 | 3919.374 | 16700.1351 | 15035.2486 | 0 | 59915.3312
|  | 184:00 | 24473.018 | 3963.3852 | 16767.3679 | 15216.7983 | 0 | 60420.5694
|  | 185:00 | 24406.7824 | 3978.3251 | 16627.5348 | 15195.3418 | 0 | 60207.984
|  | 186:00 | 23823.1149 | 3921.0254 | 16201.6912 | 14852.6104 | 0 | 58798.4418
|  | 187:00 | 23016.2206 | 3816.1805 | 15578.9999 | 14264.7207 | 0 | 56676.1216
|  | 188:00 | 22361.3044 | 3749.0032 | 15304.6157 | 13945.5385 | 0 | 55360.4618
|  | 189:00 | 21462.5333 | 3638.4901 | 14757.3022 | 13558.5412 | 0 | 53416.8668
|  | 190:00 | 19827.1904 | 3453.1072 | 13954.4781 | 12676.5247 | 0 | 49911.3004
|  | 191:00 | 18272.5372 | 3257.0866 | 13106.6706 | 11698.0695 | 0 | 46334.3639
|  | 24:00 | 16902.3512 | 3097.8831 | 12335.4508 | 10844.8953 | 0 | 43180.5803
Sep | Fall | 193:00 | 12961.0292 | 2775.0419 | 10136.2421 | 8444.6557 | 0 | 34316.9689
|  | 194:00 | 12444.7576 | 2710.8522 | 9792.3276 | 8109.8927 | 0 | 33057.8301
|  | 195:00 | 12083.3482 | 2677.3015 | 9620.8368 | 7896.3404 | 0 | 32277.827
|  | 196:00 | 12074.2525 | 2669.1797 | 9680.9277 | 7860.2231 | 0 | 32284.5831
|  | 197:00 | 12724.5217 | 2704.1736 | 10195.2595 | 8249.3049 | 0 | 33873.2597
|  | 198:00 | 14125.8927 | 2802.2669 | 10855.7363 | 9123.331 | 0 | 36907.2269
|  | 199:00 | 14691.2996 | 2842.6074 | 10937.3565 | 9301.78 | 0 | 37773.0435
|  | 200:00 | 14841.9007 | 2880.7469 | 11053.7543 | 9462.677 | 0 | 38239.0789
|  | 201:00 | 15615.0363 | 2975.6815 | 11634.5232 | 9926.5533 | 0 | 40151.7944
|  | 202:00 | 16711.1664 | 3093.9486 | 12244.7941 | 10545.846 | 0 | 42595.755
|  | 203:00 | 17653.9863 | 3207.4717 | 12910.8556 | 11094.5822 | 0 | 44866.8958
|  | 204:00 | 18648.9989 | 3290.5087 | 13337.9023 | 11699.8944 | 0 | 46977.3043
|  | 205:00 | 19650.7833 | 3371.8419 | 13817.2922 | 12261.4561 | 0 | 49101.3734
|  | 206:00 | 20285.6379 | 3450.6569 | 14093.5408 | 12797.7185 | 0 | 50627.554
|  | 207:00 | 20797.8906 | 3529.0045 | 14384.4215 | 13118.9766 | 0 | 51830.2932
|  | 208:00 | 21094.5731 | 3583.7911 | 14622.5906 | 13409.9216 | 0 | 52710.8764
|  | 209:00 | 20873.5169 | 3552.0382 | 14506.6113 | 13343.9002 | 0 | 52276.0667
|  | 210:00 | 20158.4818 | 3499.6562 | 13907.7103 | 12992.4413 | 0 | 50558.2896
|  | 211:00 | 19485.4882 | 3410.7529 | 13601.0141 | 12567.8094 | 0 | 49065.0646
|  | 212:00 | 19257.8711 | 3375.9543 | 13399.5776 | 12472.3452 | 0 | 48505.7482
|  | 213:00 | 18172.0786 | 3278.1109 | 12862.5515 | 11829.0746 | 0 | 46141.8156
|  | 214:00 | 16596.4935 | 3168.257 | 12102.8475 | 10909.5027 | 0 | 42777.1007
|  | 215:00 | 14873.3385 | 3034.6214 | 11417.8682 | 9894.2398 | 0 | 39220.0678
|  | 24:00 | 13679.3647 | 2887.0224 | 10736.9937 | 9141.2704 | 0 | 36444.6511
Oct |  | 217:00 | 10389.389 | 2605.4647 | 8449.1019 | 7186.3677 | 0 | 28630.3234
|  | 218:00 | 10153.0593 | 2568.1824 | 8298.0521 | 6901.5895 | 0 | 27920.8833
|  | 219:00 | 10065.9997 | 2547.5395 | 8261.9212 | 6732.3134 | 0 | 27607.7738
|  | 220:00 | 10264.0865 | 2553.4004 | 8389.2637 | 6732.229 | 0 | 27938.9796
|  | 221:00 | 10892.2517 | 2616.7361 | 8904.7376 | 7138.6 | 0 | 29552.3255
|  | 222:00 | 12081.8907 | 2746.4789 | 9726.0969 | 8041.7243 | 0 | 32596.1907
|  | 223:00 | 12878.3446 | 2827.4721 | 9968.9477 | 8422.388 | 0 | 34097.1525
|  | 224:00 | 12970.557 | 2819.637 | 9994.4914 | 8353.7798 | 0 | 34138.4652
|  | 225:00 | 13319.6038 | 2847.3705 | 10389.7175 | 8678.0803 | 0 | 35234.772
|  | 226:00 | 13751.1726 | 2915.2786 | 10849.338 | 9064.0628 | 0 | 36579.852
|  | 227:00 | 14050.3862 | 2969.9374 | 11222.3096 | 9534.7101 | 0 | 37777.3433
|  | 228:00 | 14290.8968 | 2982.7373 | 11545.0273 | 9801.1295 | 0 | 38619.7908
|  | 229:00 | 14571.9761 | 3034.2835 | 12003.2712 | 10091.9369 | 0 | 39701.4677
|  | 230:00 | 14814.7167 | 3070.1542 | 12380.2824 | 10472.0191 | 0 | 40737.1724
|  | 231:00 | 15022.7134 | 3109.3246 | 12684.4633 | 10852.6901 | 0 | 41669.1914
|  | 232:00 | 15197.9974 | 3155.5679 | 12888.8837 | 11133.0111 | 0 | 42375.4602
|  | 233:00 | 15058.7592 | 3143.3021 | 12697.7209 | 11171.6858 | 0 | 42071.468
|  | 234:00 | 14978.396 | 3099.6094 | 12216.8972 | 10876.0888 | 0 | 41170.9914
|  | 235:00 | 15353.2767 | 3122.8467 | 12261.0294 | 11100.9053 | 0 | 41838.058
|  | 236:00 | 15106.521 | 3117.1095 | 11950.9793 | 10799.0431 | 0 | 40973.6528
|  | 237:00 | 14443.1632 | 3017.5517 | 11371.073 | 10187.8441 | 0 | 39019.632
|  | 238:00 | 13338.2401 | 2902.1041 | 10487.2514 | 9408.797 | 0 | 36136.3927
|  | 239:00 | 12177.1409 | 2757.4173 | 9651.3589 | 8440.8507 | 0 | 33026.7678
|  | 24:00 | 11338.8508 | 2679.4151 | 9040.505 | 7763.7009 | 0 | 30822.4718
Nov |  | 241:00 | 10836.0138 | 2714.9547 | 8301.647 | 7137.3825 | 0 | 28989.998
|  | 242:00 | 10615.624 | 2679.9547 | 8088.5988 | 6825.0456 | 0 | 28209.2232
|  | 243:00 | 10563.277 | 2676.9547 | 7945.4967 | 6644.2717 | 0 | 27830.0001
|  | 244:00 | 10613.3942 | 2732.9547 | 7928.3101 | 6528.8597 | 0 | 27803.5187
|  | 245:00 | 10884.6397 | 2700.9547 | 8113.054 | 6584.0348 | 0 | 28282.6833
|  | 246:00 | 11942.6459 | 2773.9547 | 8674.4249 | 7040.6748 | 0 | 30431.7004
|  | 247:00 | 13695.9 | 2942.9547 | 9494.3146 | 7962.4614 | 0 | 34095.6308
|  | 248:00 | 14050.225 | 3021.9547 | 9525.7351 | 8215.7229 | 0 | 34813.6377
|  | 249:00 | 13706.4947 | 3024.9547 | 9551.7132 | 8273.7819 | 0 | 34556.9446
|  | 250:00 | 13621.7283 | 3018.9547 | 9699.982 | 8440.6772 | 0 | 34781.3423
|  | 251:00 | 13575.6232 | 3008.9547 | 9863.9907 | 8636.0655 | 0 | 35084.6342
|  | 252:00 | 13470.9942 | 2995.9547 | 10016.0694 | 8801.8424 | 0 | 35284.8607
|  | 253:00 | 13441.2677 | 2955.9547 | 10115.7564 | 8824.7416 | 0 | 35337.7205
|  | 254:00 | 13451.5789 | 2952.9547 | 10284.2785 | 8834.3877 | 0 | 35523.1999
|  | 255:00 | 13448.8417 | 2948.9547 | 10390.3119 | 8822.5794 | 0 | 35610.6877
|  | 256:00 | 13434.4922 | 2946.9547 | 10381.6847 | 8859.9675 | 0 | 35623.0991
|  | 257:00 | 13423.7031 | 2949.9547 | 10325.8171 | 8830.1444 | 0 | 35529.6193
|  | 258:00 | 13680.7813 | 2960.9547 | 10457.6786 | 8946.5882 | 0 | 36046.0029
|  | 259:00 | 14395.8366 | 3061.9547 | 10590.6148 | 9388.096 | 0 | 37436.5021
|  | 260:00 | 14234.8283 | 3034.9547 | 10389.6132 | 9296.526 | 0 | 36955.9223
|  | 261:00 | 13910.847 | 3010.9547 | 10118.0202 | 9076.0524 | 0 | 36115.8744
|  | 262:00 | 13201.7314 | 2964.9547 | 9813.1046 | 8593.1452 | 0 | 34572.9359
|  | 263:00 | 12263.6209 | 2894.9547 | 9403.3262 | 7901.3614 | 0 | 32463.2633
|  | 24:00 | 11331.1783 | 2792.9547 | 8869.7961 | 7221.5465 | 0 | 30215.4756
Dec | Winter | 265:00 | 12817.3575 | 2927.5897 | 8644.4526 | 7671.7295 | 0 | 32061.1294
|  | 266:00 | 12763.9366 | 2899.5897 | 8485.4526 | 7422.2327 | 0 | 31571.2116
|  | 267:00 | 12888.7553 | 2899.5897 | 8401.4526 | 7298.5012 | 0 | 31488.2989
|  | 268:00 | 13095.4829 | 2911.5897 | 8478.4526 | 7298.0641 | 0 | 31783.5893
|  | 269:00 | 13601.8069 | 2944.5897 | 8609.4526 | 7482.3527 | 0 | 32638.2019
|  | 270:00 | 14613.7264 | 3042.5897 | 9074.4526 | 7977.0625 | 0 | 34707.8312
|  | 271:00 | 15902.2469 | 3266.5897 | 9879.4526 | 8700.0502 | 0 | 37748.3395
|  | 272:00 | 16565.7124 | 3326.5897 | 10119.4526 | 9061.886 | 0 | 39073.6407
|  | 273:00 | 16519.712 | 3295.5897 | 9999.4526 | 9101.0623 | 0 | 38915.8166
|  | 274:00 | 16110.3802 | 3235.5897 | 10109.4526 | 9165.086 | 0 | 38620.5086
|  | 275:00 | 15681.7651 | 3174.5897 | 10068.4526 | 9111.9648 | 0 | 38036.7722
|  | 276:00 | 15143.5934 | 3125.5897 | 10068.4526 | 8943.2833 | 0 | 37280.9189
|  | 277:00 | 14601.4058 | 3055.5897 | 10029.4526 | 8783.2356 | 0 | 36469.6837
|  | 278:00 | 14188.1745 | 3020.5897 | 10054.4526 | 8624.1754 | 0 | 35887.3922
|  | 279:00 | 13709.4596 | 2999.5897 | 10041.4526 | 8533.0362 | 0 | 35283.5381
|  | 280:00 | 13478.3214 | 2976.5897 | 9976.4526 | 8538.8676 | 0 | 34970.2313
|  | 281:00 | 13758.5999 | 2979.5897 | 9959.4526 | 8680.4027 | 0 | 35378.0449
|  | 282:00 | 14867.8231 | 3026.5897 | 10373.4526 | 9237.8107 | 0 | 37505.6761
|  | 283:00 | 15868.8033 | 3206.5897 | 10739.4526 | 9738.0825 | 0 | 39552.9281
|  | 284:00 | 15869.6623 | 3250.5897 | 10524.4526 | 9656.6835 | 0 | 39301.3881
|  | 285:00 | 15788.8492 | 3252.5897 | 10487.4526 | 9565.759 | 0 | 39094.6505
|  | 286:00 | 15439.0167 | 3220.5897 | 10289.4526 | 9305.6516 | 0 | 38254.7106
|  | 287:00 | 14722.5733 | 3152.5897 | 9930.4526 | 8817.2767 | 0 | 36622.8923
|  | 24:00 | 13779.3348 | 3056.5897 | 9382.4526 | 8199.3324 | 0 | 34417.7095

## LoadData_hour_2daysyear
06/30/2016 - modified load data to match with chronological model for April, July, October, January
Month | Season | Hour | Northeast | West | Coastal | South | Panhandle | ERCOT total | ERCOT total
Jan | Winter | 1:00 | 13580.9326 | 2833.5897 | 8512.6639 | 7733.2715 | 0 | 32660.4577 |  | Spring | Summer | Fall | Winter
|  | 2:00 | 13362.3111 | 2817.5897 | 8321.6639 | 7541.1833 | 0 | 32042.748 | 1:00 | 28762.4557 | 39269.3844 | 28630.3234 | 32660.4577
|  | 3:00 | 13246.4001 | 2814.5897 | 8248.6639 | 7446.5133 | 0 | 31756.167 | 2:00 | 27953.8081 | 37605.7689 | 27920.8833 | 32042.748
|  | 4:00 | 13208.4494 | 2826.5897 | 8269.6639 | 7458.6252 | 0 | 31763.3282 | 3:00 | 27163.5147 | 36357.6173 | 27607.7738 | 31756.167
|  | 5:00 | 13494.5502 | 2844.5897 | 8435.6639 | 7619.088 | 0 | 32393.8919 | 4:00 | 26319.8458 | 35806.1588 | 27938.9796 | 31763.3282
|  | 6:00 | 14525.133 | 2945.5897 | 9012.6639 | 8254.6974 | 0 | 34738.084 | 5:00 | 27327.1734 | 36133.7284 | 29552.3255 | 32393.8919
|  | 7:00 | 16197.484 | 3167.5897 | 9890.6639 | 9174.1434 | 0 | 38429.881 | 6:00 | 29810.6303 | 36686.237 | 32596.1907 | 34738.084
|  | 8:00 | 16859.8061 | 3258.5897 | 10054.6639 | 9476.6227 | 0 | 39649.6824 | 7:00 | 31738.4468 | 37341.5569 | 34097.1525 | 38429.881
|  | 9:00 | 16265.0889 | 3208.5897 | 9932.6639 | 9294.231 | 0 | 38700.5735 | 8:00 | 32424.2268 | 39720.1709 | 34138.4652 | 39649.6824
|  | 10:00 | 16028.9928 | 3158.5897 | 10127.6639 | 9208.985 | 0 | 38524.2314 | 9:00 | 33459.2081 | 43040.0578 | 35234.772 | 38700.5735
|  | 11:00 | 15773.3558 | 3113.5897 | 10249.6639 | 9051.2888 | 0 | 38187.8982 | 10:00 | 34470.8318 | 46534.1371 | 36579.852 | 38524.2314
|  | 12:00 | 15533.9863 | 3039.5897 | 10232.6639 | 8859.3423 | 0 | 37665.5822 | 11:00 | 35327.4428 | 49649.8693 | 37777.3433 | 38187.8982
|  | 13:00 | 15237.4425 | 2966.5897 | 10215.6639 | 8659.971 | 0 | 37079.6671 | 12:00 | 36141.9363 | 52471.0532 | 38619.7908 | 37665.5822
|  | 14:00 | 14951.7202 | 2934.5897 | 10253.6639 | 8438.0304 | 0 | 36578.0042 | 13:00 | 36980.6883 | 54935.7906 | 39701.4677 | 37079.6671
|  | 15:00 | 14548.0984 | 2874.5897 | 10284.6639 | 8371.3119 | 0 | 36078.6639 | 14:00 | 37843.2688 | 56775.1777 | 40737.1724 | 36578.0042
|  | 16:00 | 14241.0936 | 2860.5897 | 10291.6639 | 8278.084 | 0 | 35671.4312 | 15:00 | 38630.4401 | 57994.6938 | 41669.1914 | 36078.6639
|  | 17:00 | 14156.0636 | 2886.5897 | 10271.6639 | 8418.0855 | 0 | 35732.4027 | 16:00 | 39149.2419 | 58529.417 | 42375.4602 | 35671.4312
|  | 18:00 | 14565.0441 | 2914.5897 | 10369.6639 | 8706.2578 | 0 | 36555.5555 | 17:00 | 39034.235 | 58077.4861 | 42071.468 | 35732.4027
|  | 19:00 | 15607.9155 | 3041.5897 | 10752.6639 | 9350.2252 | 0 | 38752.3944 | 18:00 | 38443.5334 | 56610.9711 | 41170.9914 | 36555.5555
|  | 20:00 | 15691.9738 | 3073.5897 | 10693.6639 | 9402.2522 | 0 | 38861.4796 | 19:00 | 37551.7035 | 54496.3131 | 41838.058 | 38752.3944
|  | 21:00 | 15577.4498 | 3053.5897 | 10450.6639 | 9313.1133 | 0 | 38394.8167 | 20:00 | 38504.7718 | 52587.7576 | 40973.6528 | 38861.4796
|  | 22:00 | 15185.4372 | 3005.5897 | 10005.6639 | 9006.8632 | 0 | 37203.554 | 21:00 | 37677.0405 | 51179.1729 | 39019.632 | 38394.8167
|  | 23:00 | 14387.4182 | 2896.5897 | 9400.6639 | 8509.3769 | 0 | 35194.0487 | 22:00 | 35325.8832 | 48092.9151 | 36136.3927 | 37203.554
|  | 24:00 | 13536.6004 | 2776.5897 | 8788.6639 | 7970.9723 | 0 | 33072.8264 | 23:00 | 32651.1124 | 44733.7486 | 33026.7678 | 35194.0487
Feb |  | 25:00 | 12579.9356 | 2766.5945 | 8829.6639 | 7185.9909 | 0 | 31362.1849 | 24:00 | 30081.0526 | 41611.5848 | 30822.4718 | 33072.8264
|  | 26:00 | 12387.5431 | 2730.0774 | 8648.6639 | 6964.4666 | 0 | 30730.751
|  | 27:00 | 12251.4248 | 2713.6438 | 8494.6639 | 6868.555 | 0 | 30328.2875
|  | 28:00 | 12223.958 | 2719.3517 | 8418.6639 | 6855.4604 | 0 | 30217.4341 | Northeast |  |  |  |  | West |  |  | Coastal |  |  | 10000 | *
|  | 29:00 | 12499.9777 | 2760.0204 | 8519.6639 | 7015.6154 | 0 | 30795.2774 |  | 1 | 2 |  |  |  | 1 | 2 |  | 1 | 2 |  |  | 1 | 2
|  | 30:00 | 13576.7105 | 2866.5811 | 9024.6639 | 7622.8965 | 0 | 33090.8521 | 1:00 | 10555 | 14950 |  |  | 1:00 | 1937.3 | 2209.6 | 1:00 | 8183 | 10925 | 0 | 0 | 0 | 0
|  | 31:00 | 15410.1696 | 3043.0841 | 9717.6639 | 8736.7255 | 0 | 36907.6432 | 2:00 | 10219 | 13962 |  |  | 2:00 | 1893 | 2132 | 2:00 | 7955 | 10403 | 0 | 0 | 0 | 0
|  | 32:00 | 16027.7351 | 3142.8208 | 9968.6639 | 9081.4867 | 0 | 38220.7065 | 3:00 | 9999 | 13417 |  |  | 3:00 | 1879 | 2078.4 | 3:00 | 7839 | 10058 | 0 | 0 | 0 | 0
|  | 33:00 | 15660.5274 | 3094.9736 | 10003.6639 | 8830.0678 | 0 | 37589.2328 | 4:00 | 10111 | 13135 |  |  | 4:00 | 1882.5 | 2045.3 | 4:00 | 7855 | 9869 | 0 | 0 | 0 | 0
|  | 34:00 | 15485.3934 | 3075.4593 | 10097.6639 | 8873.6842 | 0 | 37532.2008 | 5:00 | 10331 | 13117 |  |  | 5:00 | 1905.8 | 2040.7 | 5:00 | 8038 | 9968 | 0 | 0 | 0 | 0
|  | 35:00 | 15298.6913 | 3051.6236 | 10103.6639 | 8854.307 | 0 | 37308.2858 | 6:00 | 11373 | 13836 |  |  | 6:00 | 1994.4 | 2080.7 | 6:00 | 8661 | 10593 | 0 | 0 | 0 | 0
|  | 36:00 | 14986.7055 | 3005.4652 | 10057.6639 | 8742.7514 | 0 | 36792.5861 | 7:00 | 13362 | 15387 |  |  | 7:00 | 2201.9 | 2236.9 | 7:00 | 9668 | 11534 | 0 | 0 | 0 | 0
|  | 37:00 | 14688.7934 | 2956.2789 | 10012.6639 | 8667.8291 | 0 | 36325.5653 | 8:00 | 14481 | 16152 |  |  | 8:00 | 2359.3 | 2316.8 | 8:00 | 10120 | 11708 | 0 | 0 | 0 | 0
|  | 38:00 | 14385.9809 | 2919.6402 | 10000.6639 | 8539.3347 | 0 | 35845.6197 | 9:00 | 14279 | 16129 |  |  | 9:00 | 2327.8 | 2320.2 | 9:00 | 10092 | 11932 | 0 | 0 | 0 | 0
|  | 39:00 | 14128.2745 | 2890.8609 | 9936.6639 | 8388.1532 | 0 | 35343.9525 | 10:00 | 14389 | 16760 |  |  | 10:00 | 2329 | 2367 | 10:00 | 10354 | 12759 | 0 | 0 | 0 | 0
|  | 40:00 | 14009.9816 | 2889.2062 | 9960.6639 | 8330.8787 | 0 | 35190.7304 | 11:00 | 14476 | 17617 |  |  | 11:00 | 2332.4 | 2427.4 | 11:00 | 10610 | 13728 | 0 | 0 | 0 | 0
|  | 41:00 | 14104.3078 | 2884.8247 | 10053.6639 | 8485.8821 | 0 | 35528.6785 | 12:00 | 14557 | 18527 |  |  | 12:00 | 2330.1 | 2479.9 | 12:00 | 10766 | 14603 | 0 | 0 | 0 | 0
|  | 42:00 | 14484.2526 | 2875.0193 | 10111.6639 | 8853.3691 | 0 | 36324.3049 | 13:00 | 14496 | 19470 |  |  | 13:00 | 2306.8 | 2524.4 | 13:00 | 10801 | 15517 | 0 | 0 | 0 | 0
|  | 43:00 | 15078.2131 | 2950.3976 | 10465.6639 | 9395.4106 | 0 | 37889.6852 | 14:00 | 14441 | 20550 |  |  | 14:00 | 2295.1 | 2578 | 14:00 | 10930 | 16249 | 0 | 0 | 0 | 0
|  | 44:00 | 14985.4686 | 3018.0763 | 10459.6639 | 9476.0014 | 0 | 37939.2102 | 15:00 | 14227 | 21332 |  |  | 15:00 | 2287 | 2681.8 | 15:00 | 10975 | 16743 | 0 | 0 | 0 | 0
|  | 45:00 | 14788.5456 | 3004.73 | 10298.6639 | 9342.5305 | 0 | 37434.47 | 16:00 | 14081 | 21837 |  |  | 16:00 | 2271.8 | 2773.1 | 16:00 | 10976 | 17098 | 0 | 0 | 0 | 0
|  | 46:00 | 14321.1963 | 2983.8696 | 9962.6639 | 8962.4712 | 0 | 36230.2011 | 17:00 | 14137 | 22091 |  |  | 17:00 | 2269.5 | 2814.1 | 17:00 | 10958 | 17181 | 0 | 0 | 0 | 0
|  | 47:00 | 13684.9299 | 2905.6742 | 9419.6639 | 8335.6306 | 0 | 34345.8986 | 18:00 | 14762 | 21646 |  |  | 18:00 | 2250.9 | 2790.2 | 18:00 | 11198 | 16768 | 0 | 0 | 0 | 0
|  | 24:00 | 12836.9071 | 2800.2656 | 8849.6639 | 7613.4143 | 0 | 32100.251 | 19:00 | 15658 | 20612 |  |  | 19:00 | 2388.4 | 2746.8 | 19:00 | 11536 | 15913 | 0 | 0 | 0 | 0
Mar | Spring | 49:00 | 10881.0328 | 2582.2935 | 8291.4526 | 6720.9931 | 0 | 28475.7721 | 20:00 | 15430 | 20151 |  |  | 20:00 | 2421 | 2684.1 | 20:00 | 11368 | 15773 | 0 | 0 | 0 | 0
|  | 50:00 | 10603.0576 | 2550.7435 | 8078.4526 | 6513.9931 | 0 | 27746.2469 | 21:00 | 15029 | 19406 |  |  | 21:00 | 2391.9 | 2654.4 | 21:00 | 11134 | 15299 | 0 | 0 | 0 | 0
|  | 51:00 | 10511.1405 | 2548.1771 | 7959.4526 | 6407.9931 | 0 | 27426.7633 | 22:00 | 14249 | 18076 |  |  | 22:00 | 2315 | 2540.4 | 22:00 | 10669 | 14406 | 0 | 0 | 0 | 0
|  | 52:00 | 10566.5529 | 2560.7075 | 7965.4526 | 6374.9931 | 0 | 27467.7061 | 23:00 | 12995 | 16241 |  |  | 23:00 | 2182.1 | 2387.5 | 23:00 | 10016 | 13281 | 0 | 0 | 0 | 0
|  | 53:00 | 10887.4409 | 2601.3097 | 8094.4526 | 6440.9931 | 0 | 28024.1962 | 24:00 | 11715 | 14350 |  |  | 24:00 | 2042.2 | 2178.8 | 24:00 | 9219 | 12149 | 0 | 0 | 0 | 0
|  | 54:00 | 11850.1239 | 2721.2927 | 8595.4526 | 6856.9931 | 0 | 30023.8623
|  | 55:00 | 13114.963 | 2865.8102 | 9232.4526 | 7779.9931 | 0 | 32993.2189
|  | 56:00 | 13482.9626 | 2902.6071 | 9459.4526 | 8053.9931 | 0 | 33899.0154 | South |  |  |  |  | Panhandle
|  | 57:00 | 13487.182 | 2918.1842 | 9638.4526 | 8094.9931 | 0 | 34138.812 |  | 1 | 2 |  |  |  | 1 | 2
|  | 58:00 | 13502.0014 | 2892.8445 | 9819.4526 | 8247.9931 | 0 | 34462.2916 | 1:00 | 6227 | 9190 |  |  | 1:00 | 0 | 0
|  | 59:00 | 13497.9881 | 2894.9189 | 9989.4526 | 8406.9931 | 0 | 34789.3527 | 2:00 | 5898 | 8592 |  |  | 2:00 | 0 | 0
|  | 60:00 | 13360.89 | 2872.2212 | 10031.4526 | 8477.9931 | 0 | 34742.5569 | 3:00 | 5762 | 8251 |  |  | 3:00 | 0 | 0
|  | 61:00 | 13242.7058 | 2860.6386 | 10043.4526 | 8533.9931 | 0 | 34680.7901 | 4:00 | 5731 | 8001 |  |  | 4:00 | 0 | 0
|  | 62:00 | 13183.8073 | 2854.0745 | 10169.4526 | 8598.9931 | 0 | 34806.3276 | 5:00 | 5801 | 8004 |  |  | 5:00 | 0 | 0
|  | 63:00 | 13105.7157 | 2855.6446 | 10240.4526 | 8630.9931 | 0 | 34832.806 | 6:00 | 6301 | 8531 |  |  | 6:00 | 0 | 0
|  | 64:00 | 13181.7401 | 2852.576 | 10271.4526 | 8662.9931 | 0 | 34968.7619 | 7:00 | 7312 | 9581 |  |  | 7:00 | 0 | 0
|  | 65:00 | 13091.7394 | 2856.0743 | 10270.4526 | 8663.9931 | 0 | 34882.2595 | 8:00 | 7816 | 10029 |  |  | 8:00 | 0 | 0
|  | 66:00 | 13141.3257 | 2864.8909 | 10051.4526 | 8622.9931 | 0 | 34680.6624 | 9:00 | 7682 | 10074 |  |  | 9:00 | 0 | 0
|  | 67:00 | 13406.8416 | 2881.4955 | 10089.4526 | 8697.9931 | 0 | 35075.7828 | 10:00 | 7796 | 10562 |  |  | 10:00 | 0 | 0
|  | 68:00 | 13915.4226 | 2959.3515 | 10419.4526 | 9048.9931 | 0 | 36343.2198 | 11:00 | 8002 | 11082 |  |  | 11:00 | 0 | 0
|  | 69:00 | 13664.4313 | 2915.8121 | 10257.4526 | 8943.9931 | 0 | 35781.6891 | 12:00 | 8156 | 11604 |  |  | 12:00 | 0 | 0
|  | 70:00 | 13077.2386 | 2860.5485 | 9765.4526 | 8593.9931 | 0 | 34297.2328 | 13:00 | 8245 | 12031 |  |  | 13:00 | 0 | 0
|  | 71:00 | 12199.2871 | 2761.1056 | 9123.4526 | 7951.9931 | 0 | 32035.8384 | 14:00 | 8316 | 12414 |  |  | 14:00 | 0 | 0
|  | 24:00 | 11150.9871 | 2693.45 | 8534.4526 | 7297.9931 | 0 | 29676.8828 | 15:00 | 8284 | 12763 |  |  | 15:00 | 0 | 0
Apr |  | 73:00 | 10641.5553 | 2578.0905 | 8563.4145 | 6979.3953 | 0 | 28762.4557 | 16:00 | 8235 | 13131 |  |  | 16:00 | 0 | 0
|  | 74:00 | 10411.423 | 2553.6299 | 8277.9275 | 6710.8276 | 0 | 27953.8081 | 17:00 | 8205 | 13374 |  |  | 17:00 | 0 | 0
|  | 75:00 | 9932.036 | 2530.6257 | 8122.7511 | 6578.1019 | 0 | 27163.5147 | 18:00 | 8315 | 13330 |  |  | 18:00 | 0 | 0
|  | 76:00 | 9228.6865 | 2522.5756 | 8052.4592 | 6516.1246 | 0 | 26319.8458 | 19:00 | 8947 | 12895 |  |  | 19:00 | 0 | 0
|  | 77:00 | 9908.9964 | 2577.9411 | 8223.3047 | 6616.9312 | 0 | 27327.1734 | 20:00 | 8959 | 12890 |  |  | 20:00 | 0 | 0
|  | 78:00 | 11372.3974 | 2706.3454 | 8567.6135 | 7164.274 | 0 | 29810.6303 | 21:00 | 8791 | 12747 |  |  | 21:00 | 0 | 0
|  | 79:00 | 12356.8711 | 2780.518 | 8798.0401 | 7803.0175 | 0 | 31738.4468 | 22:00 | 8340 | 11902 |  |  | 22:00 | 0 | 0
|  | 80:00 | 12486.5087 | 2772.7353 | 9129.551 | 8035.4317 | 0 | 32424.2268 | 23:00 | 7620 | 10803 |  |  | 23:00 | 0 | 0
|  | 81:00 | 12810.9908 | 2816.3807 | 9599.2142 | 8232.6224 | 0 | 33459.2081 | 24:00 | 6744 | 9720 |  |  | 24:00 | 0 | 0
|  | 82:00 | 13130.3838 | 2856.336 | 10003.432 | 8480.68 | 0 | 34470.8318
|  | 83:00 | 13316.2912 | 2870.937 | 10381.5235 | 8758.6911 | 0 | 35327.4428
|  | 84:00 | 13592.1134 | 2888.7573 | 10637.9197 | 9023.1459 | 0 | 36141.9363
|  | 85:00 | 13780.3475 | 2951.8324 | 10946.4915 | 9302.0169 | 0 | 36980.6883
|  | 86:00 | 14082.1909 | 3006.7442 | 11161.4626 | 9592.8711 | 0 | 37843.2688
|  | 87:00 | 14406.8637 | 3040.1182 | 11385.528 | 9797.9301 | 0 | 38630.4401
|  | 88:00 | 14649.561 | 3067.3718 | 11376.8065 | 10055.5026 | 0 | 39149.2419 |  | 793552.2 | 1062797.5
|  | 89:00 | 14727.0142 | 3055.2891 | 11228.9515 | 10022.9802 | 0 | 39034.235
|  | 90:00 | 14534.2144 | 3032.6822 | 11010.8455 | 9865.7913 | 0 | 38443.5334
|  | 91:00 | 14121.2156 | 2993.6874 | 10771.4887 | 9665.3118 | 0 | 37551.7035
|  | 92:00 | 14558.032 | 3026.2702 | 10992.9454 | 9927.5241 | 0 | 38504.7718
|  | 93:00 | 14184.3216 | 2995.9532 | 10725.1299 | 9771.6357 | 0 | 37677.0405
|  | 94:00 | 13022.3648 | 2878.9159 | 10178.2302 | 9246.3723 | 0 | 35325.8832
|  | 95:00 | 11825.3735 | 2741.1233 | 9576.1709 | 8508.4447 | 0 | 32651.1124
|  | 24:00 | 10801.3948 | 2615.7617 | 8933.7366 | 7730.1595 | 0 | 30081.0526
May |  | 97:00 | 11283.4737 | 2722.3534 | 9129.6639 | 8101.6366 | 0 | 31237.1276
|  | 98:00 | 10823.6921 | 2658.1608 | 8855.6639 | 7778.6735 | 0 | 30116.1903
|  | 99:00 | 10480.8815 | 2624.4656 | 8719.6639 | 7588.2331 | 0 | 29413.2442
|  | 100:00 | 10462.105 | 2605.8752 | 8776.6639 | 7476.1624 | 0 | 29320.8066
|  | 101:00 | 11050.1985 | 2627.5055 | 9214.6639 | 7607.5781 | 0 | 30499.9461
|  | 102:00 | 12297.2273 | 2743.3702 | 9931.6639 | 7878.7053 | 0 | 32850.9668
|  | 103:00 | 12871.8819 | 2783.4238 | 10133.6639 | 7972.3851 | 0 | 33761.3548
|  | 104:00 | 13348.7059 | 2852.0711 | 10471.6639 | 8452.583 | 0 | 35125.0239
|  | 105:00 | 13975.284 | 2936.6675 | 10927.6639 | 9068.4363 | 0 | 36908.0517
|  | 106:00 | 14703.7776 | 3029.15 | 11490.6639 | 9712.4061 | 0 | 38935.9977
|  | 107:00 | 15432.1801 | 3093.5921 | 12035.6639 | 10310.7518 | 0 | 40872.1879
|  | 108:00 | 16079.0645 | 3143.5714 | 12504.6639 | 10833.0235 | 0 | 42560.3233
|  | 109:00 | 16738.1777 | 3211.5731 | 13018.6639 | 11182.9645 | 0 | 44151.3791
|  | 110:00 | 17327.9592 | 3273.5284 | 13496.6639 | 11500.8527 | 0 | 45599.0042
|  | 111:00 | 17855.7236 | 3316.7427 | 13825.6639 | 11807.0251 | 0 | 46805.1553
|  | 112:00 | 18238.5044 | 3375.9578 | 13956.6639 | 12070.6056 | 0 | 47641.7316
|  | 113:00 | 18299.1827 | 3389.0505 | 13851.6639 | 12148.7443 | 0 | 47688.6415
|  | 114:00 | 18041.5681 | 3386.5449 | 13355.6639 | 11980.1624 | 0 | 46763.9393
|  | 115:00 | 17276.3599 | 3347.5612 | 12775.6639 | 11583.7185 | 0 | 44983.3035
|  | 116:00 | 17031.7738 | 3279.3289 | 12671.6639 | 11448.38 | 0 | 44431.1466
|  | 117:00 | 16753.8966 | 3229.3506 | 12283.6639 | 11189.713 | 0 | 43456.6241
|  | 118:00 | 15366.2922 | 3085.727 | 11419.6639 | 10449.4923 | 0 | 40321.1755
|  | 119:00 | 13746.0451 | 2906.9949 | 10456.6639 | 9506.8078 | 0 | 36616.5117
|  | 24:00 | 12516.757 | 2783.5863 | 9768.6639 | 8779.9402 | 0 | 33848.9474
Jun | Summer | 121:00 | 14241.4644 | 2973.2088 | 11074.6639 | 9541.8956 | 0 | 37831.2327
|  | 122:00 | 13702.5619 | 2914.234 | 10652.6639 | 9113.692 | 0 | 36383.1519
|  | 123:00 | 13285.9228 | 2866.0575 | 10399.6639 | 8799.7235 | 0 | 35351.3677
|  | 124:00 | 13152.6182 | 2828.9112 | 10247.6639 | 8592.9973 | 0 | 34822.1906
|  | 125:00 | 13599.3229 | 2840.3714 | 10263.6639 | 8583.1431 | 0 | 35286.5013
|  | 126:00 | 14471.1447 | 2874.2248 | 10372.6639 | 8637.7273 | 0 | 36355.7607
|  | 127:00 | 15173.7313 | 2906.1828 | 10768.6639 | 8763.9839 | 0 | 37612.5619
|  | 128:00 | 15729.1428 | 3020.1088 | 11605.6639 | 9400.6256 | 0 | 39755.5411
|  | 129:00 | 16519.8848 | 3144.4571 | 12415.6639 | 10191.6843 | 0 | 42271.6901
|  | 130:00 | 17619.6709 | 3279.379 | 13366.6639 | 11020.8115 | 0 | 45286.5253
|  | 131:00 | 18753.5749 | 3434.0109 | 14172.6639 | 11797.0179 | 0 | 48157.2677
|  | 132:00 | 19833.4053 | 3538.027 | 14749.6639 | 12445.5689 | 0 | 50566.6651
|  | 133:00 | 20974.1284 | 3622.2626 | 15164.6639 | 13011.0419 | 0 | 52772.0968
|  | 134:00 | 21890.2962 | 3713.9063 | 15485.6639 | 13491.7712 | 0 | 54581.6376
|  | 135:00 | 22490.5986 | 3760.7946 | 15661.6639 | 13875.3398 | 0 | 55788.3969
|  | 136:00 | 22830.0064 | 3805.1174 | 15662.6639 | 14139.1705 | 0 | 56436.9583
|  | 137:00 | 22721.7614 | 3823.1576 | 15484.6639 | 14184.2615 | 0 | 56213.8445
|  | 138:00 | 22110.9573 | 3791.3062 | 15233.6639 | 13985.3725 | 0 | 55121.2999
|  | 139:00 | 21104.8618 | 3705.5995 | 14745.6639 | 13527.5754 | 0 | 53083.7007
|  | 140:00 | 20286.1686 | 3604.9145 | 14376.6639 | 13019.2695 | 0 | 51287.0166
|  | 141:00 | 19740.1202 | 3561.8168 | 14011.6639 | 12758.9751 | 0 | 50072.5761
|  | 142:00 | 18397.3079 | 3432.9185 | 13223.6639 | 11943.3666 | 0 | 46997.257
|  | 143:00 | 16869.1856 | 3269.4431 | 12516.6639 | 11081.5316 | 0 | 43736.8243
|  | 24:00 | 15429.862 | 3125.9343 | 11793.6639 | 10164.2737 | 0 | 40513.734
Jul |  | 145:00 | 15289.9275 | 2993.7719 | 11471.736 | 9513.949 | 0 | 39269.3844
|  | 146:00 | 14595.5531 | 2899.4387 | 11041.9995 | 9068.7775 | 0 | 37605.7689
|  | 147:00 | 13936.9116 | 2839.0904 | 10784.9061 | 8796.7091 | 0 | 36357.6173
|  | 148:00 | 13705.3801 | 2811.4555 | 10603.8883 | 8685.4349 | 0 | 35806.1588
|  | 149:00 | 13990.0748 | 2816.7246 | 10599.9936 | 8726.9353 | 0 | 36133.7284
|  | 150:00 | 14400.8798 | 2882.337 | 10605.9386 | 8797.0816 | 0 | 36686.237
|  | 151:00 | 14813.5718 | 2937.3223 | 10783.2575 | 8807.4053 | 0 | 37341.5569
|  | 152:00 | 15645.8854 | 3043.5919 | 11604.7244 | 9425.9692 | 0 | 39720.1709
|  | 153:00 | 16869.0276 | 3182.507 | 12643.4073 | 10345.116 | 0 | 43040.0578
|  | 154:00 | 18216.5568 | 3324.8748 | 13685.3209 | 11307.3845 | 0 | 46534.1371
|  | 155:00 | 19488.1053 | 3445.0822 | 14586.433 | 12130.2488 | 0 | 49649.8693
|  | 156:00 | 20762.6079 | 3554.9296 | 15299.8533 | 12853.6624 | 0 | 52471.0532
|  | 157:00 | 22006.0222 | 3683.9476 | 15805.7883 | 13440.0325 | 0 | 54935.7906
|  | 158:00 | 22964.115 | 3786.891 | 16137.1049 | 13887.0667 | 0 | 56775.1777
|  | 159:00 | 23645.521 | 3863.1938 | 16276.0422 | 14209.9368 | 0 | 57994.6938
|  | 160:00 | 24104.8394 | 3927.5616 | 16103.6376 | 14393.3783 | 0 | 58529.417
|  | 161:00 | 24071.0911 | 3915.5703 | 15694.3609 | 14396.4639 | 0 | 58077.4861
|  | 162:00 | 23460.077 | 3855.2497 | 15177.6834 | 14117.961 | 0 | 56610.9711
|  | 163:00 | 22429.4999 | 3772.6554 | 14732.132 | 13562.0258 | 0 | 54496.3131
|  | 164:00 | 21499.441 | 3661.7019 | 14399.7337 | 13026.8809 | 0 | 52587.7576
|  | 165:00 | 20877.0096 | 3619.5829 | 14084.6883 | 12597.8921 | 0 | 51179.1729
|  | 166:00 | 19227.3004 | 3475.1889 | 13413.2046 | 11977.2213 | 0 | 48092.9151
|  | 167:00 | 17652.9802 | 3275.6505 | 12611.5384 | 11193.5796 | 0 | 44733.7486
|  | 24:00 | 16265.1947 | 3119.6865 | 11925.157 | 10301.5465 | 0 | 41611.5848
Aug |  | 169:00 | 16134.1814 | 3050.3787 | 11923.5047 | 10070.1398 | 0 | 41178.2046
|  | 170:00 | 15467.9579 | 2970.9162 | 11443.1299 | 9575.5631 | 0 | 39457.5671
|  | 171:00 | 14915.0505 | 2919.9823 | 11123.6278 | 9202.8858 | 0 | 38161.5463
|  | 172:00 | 14649.8532 | 2876.7461 | 10922.1513 | 9004.7646 | 0 | 37453.5153
|  | 173:00 | 14559.2158 | 2873.6464 | 10990.4393 | 9019.2851 | 0 | 37442.5866
|  | 174:00 | 14806.0008 | 2916.4945 | 11120.0732 | 9291.8933 | 0 | 38134.4618
|  | 175:00 | 14980.3045 | 2915.8501 | 11179.1614 | 9402.5238 | 0 | 38477.8398
|  | 176:00 | 16258.9217 | 3017.2264 | 11944.3908 | 9996.0408 | 0 | 41216.5796
|  | 177:00 | 17963.2195 | 3181.4547 | 12914.2411 | 10845.2759 | 0 | 44904.1912
|  | 178:00 | 19623.1726 | 3361.3157 | 13889.2133 | 11749.2396 | 0 | 48622.9412
|  | 179:00 | 21101.6954 | 3541.7571 | 14722.8933 | 12650.9251 | 0 | 52017.271
|  | 180:00 | 22233.8427 | 3666.6887 | 15414.5794 | 13433.5361 | 0 | 54748.6468
|  | 181:00 | 23021.0618 | 3771.4311 | 15941.5624 | 14078.5952 | 0 | 56812.6505
|  | 182:00 | 23761.073 | 3847.72 | 16420.9823 | 14628.1112 | 0 | 58657.8865
|  | 183:00 | 24260.5734 | 3919.374 | 16700.1351 | 15035.2486 | 0 | 59915.3312
|  | 184:00 | 24473.018 | 3963.3852 | 16767.3679 | 15216.7983 | 0 | 60420.5694
|  | 185:00 | 24406.7824 | 3978.3251 | 16627.5348 | 15195.3418 | 0 | 60207.984
|  | 186:00 | 23823.1149 | 3921.0254 | 16201.6912 | 14852.6104 | 0 | 58798.4418
|  | 187:00 | 23016.2206 | 3816.1805 | 15578.9999 | 14264.7207 | 0 | 56676.1216
|  | 188:00 | 22361.3044 | 3749.0032 | 15304.6157 | 13945.5385 | 0 | 55360.4618
|  | 189:00 | 21462.5333 | 3638.4901 | 14757.3022 | 13558.5412 | 0 | 53416.8668
|  | 190:00 | 19827.1904 | 3453.1072 | 13954.4781 | 12676.5247 | 0 | 49911.3004
|  | 191:00 | 18272.5372 | 3257.0866 | 13106.6706 | 11698.0695 | 0 | 46334.3639
|  | 24:00 | 16902.3512 | 3097.8831 | 12335.4508 | 10844.8953 | 0 | 43180.5803
Sep | Fall | 193:00 | 12961.0292 | 2775.0419 | 10136.2421 | 8444.6557 | 0 | 34316.9689
|  | 194:00 | 12444.7576 | 2710.8522 | 9792.3276 | 8109.8927 | 0 | 33057.8301
|  | 195:00 | 12083.3482 | 2677.3015 | 9620.8368 | 7896.3404 | 0 | 32277.827
|  | 196:00 | 12074.2525 | 2669.1797 | 9680.9277 | 7860.2231 | 0 | 32284.5831
|  | 197:00 | 12724.5217 | 2704.1736 | 10195.2595 | 8249.3049 | 0 | 33873.2597
|  | 198:00 | 14125.8927 | 2802.2669 | 10855.7363 | 9123.331 | 0 | 36907.2269
|  | 199:00 | 14691.2996 | 2842.6074 | 10937.3565 | 9301.78 | 0 | 37773.0435
|  | 200:00 | 14841.9007 | 2880.7469 | 11053.7543 | 9462.677 | 0 | 38239.0789
|  | 201:00 | 15615.0363 | 2975.6815 | 11634.5232 | 9926.5533 | 0 | 40151.7944
|  | 202:00 | 16711.1664 | 3093.9486 | 12244.7941 | 10545.846 | 0 | 42595.755
|  | 203:00 | 17653.9863 | 3207.4717 | 12910.8556 | 11094.5822 | 0 | 44866.8958
|  | 204:00 | 18648.9989 | 3290.5087 | 13337.9023 | 11699.8944 | 0 | 46977.3043
|  | 205:00 | 19650.7833 | 3371.8419 | 13817.2922 | 12261.4561 | 0 | 49101.3734
|  | 206:00 | 20285.6379 | 3450.6569 | 14093.5408 | 12797.7185 | 0 | 50627.554
|  | 207:00 | 20797.8906 | 3529.0045 | 14384.4215 | 13118.9766 | 0 | 51830.2932
|  | 208:00 | 21094.5731 | 3583.7911 | 14622.5906 | 13409.9216 | 0 | 52710.8764
|  | 209:00 | 20873.5169 | 3552.0382 | 14506.6113 | 13343.9002 | 0 | 52276.0667
|  | 210:00 | 20158.4818 | 3499.6562 | 13907.7103 | 12992.4413 | 0 | 50558.2896
|  | 211:00 | 19485.4882 | 3410.7529 | 13601.0141 | 12567.8094 | 0 | 49065.0646
|  | 212:00 | 19257.8711 | 3375.9543 | 13399.5776 | 12472.3452 | 0 | 48505.7482
|  | 213:00 | 18172.0786 | 3278.1109 | 12862.5515 | 11829.0746 | 0 | 46141.8156
|  | 214:00 | 16596.4935 | 3168.257 | 12102.8475 | 10909.5027 | 0 | 42777.1007
|  | 215:00 | 14873.3385 | 3034.6214 | 11417.8682 | 9894.2398 | 0 | 39220.0678
|  | 24:00 | 13679.3647 | 2887.0224 | 10736.9937 | 9141.2704 | 0 | 36444.6511
Oct |  | 217:00 | 10389.389 | 2605.4647 | 8449.1019 | 7186.3677 | 0 | 28630.3234
|  | 218:00 | 10153.0593 | 2568.1824 | 8298.0521 | 6901.5895 | 0 | 27920.8833
|  | 219:00 | 10065.9997 | 2547.5395 | 8261.9212 | 6732.3134 | 0 | 27607.7738
|  | 220:00 | 10264.0865 | 2553.4004 | 8389.2637 | 6732.229 | 0 | 27938.9796
|  | 221:00 | 10892.2517 | 2616.7361 | 8904.7376 | 7138.6 | 0 | 29552.3255
|  | 222:00 | 12081.8907 | 2746.4789 | 9726.0969 | 8041.7243 | 0 | 32596.1907
|  | 223:00 | 12878.3446 | 2827.4721 | 9968.9477 | 8422.388 | 0 | 34097.1525
|  | 224:00 | 12970.557 | 2819.637 | 9994.4914 | 8353.7798 | 0 | 34138.4652
|  | 225:00 | 13319.6038 | 2847.3705 | 10389.7175 | 8678.0803 | 0 | 35234.772
|  | 226:00 | 13751.1726 | 2915.2786 | 10849.338 | 9064.0628 | 0 | 36579.852
|  | 227:00 | 14050.3862 | 2969.9374 | 11222.3096 | 9534.7101 | 0 | 37777.3433
|  | 228:00 | 14290.8968 | 2982.7373 | 11545.0273 | 9801.1295 | 0 | 38619.7908
|  | 229:00 | 14571.9761 | 3034.2835 | 12003.2712 | 10091.9369 | 0 | 39701.4677
|  | 230:00 | 14814.7167 | 3070.1542 | 12380.2824 | 10472.0191 | 0 | 40737.1724
|  | 231:00 | 15022.7134 | 3109.3246 | 12684.4633 | 10852.6901 | 0 | 41669.1914
|  | 232:00 | 15197.9974 | 3155.5679 | 12888.8837 | 11133.0111 | 0 | 42375.4602
|  | 233:00 | 15058.7592 | 3143.3021 | 12697.7209 | 11171.6858 | 0 | 42071.468
|  | 234:00 | 14978.396 | 3099.6094 | 12216.8972 | 10876.0888 | 0 | 41170.9914
|  | 235:00 | 15353.2767 | 3122.8467 | 12261.0294 | 11100.9053 | 0 | 41838.058
|  | 236:00 | 15106.521 | 3117.1095 | 11950.9793 | 10799.0431 | 0 | 40973.6528
|  | 237:00 | 14443.1632 | 3017.5517 | 11371.073 | 10187.8441 | 0 | 39019.632
|  | 238:00 | 13338.2401 | 2902.1041 | 10487.2514 | 9408.797 | 0 | 36136.3927
|  | 239:00 | 12177.1409 | 2757.4173 | 9651.3589 | 8440.8507 | 0 | 33026.7678
|  | 24:00 | 11338.8508 | 2679.4151 | 9040.505 | 7763.7009 | 0 | 30822.4718
Nov |  | 241:00 | 10836.0138 | 2714.9547 | 8301.647 | 7137.3825 | 0 | 28989.998
|  | 242:00 | 10615.624 | 2679.9547 | 8088.5988 | 6825.0456 | 0 | 28209.2232
|  | 243:00 | 10563.277 | 2676.9547 | 7945.4967 | 6644.2717 | 0 | 27830.0001
|  | 244:00 | 10613.3942 | 2732.9547 | 7928.3101 | 6528.8597 | 0 | 27803.5187
|  | 245:00 | 10884.6397 | 2700.9547 | 8113.054 | 6584.0348 | 0 | 28282.6833
|  | 246:00 | 11942.6459 | 2773.9547 | 8674.4249 | 7040.6748 | 0 | 30431.7004
|  | 247:00 | 13695.9 | 2942.9547 | 9494.3146 | 7962.4614 | 0 | 34095.6308
|  | 248:00 | 14050.225 | 3021.9547 | 9525.7351 | 8215.7229 | 0 | 34813.6377
|  | 249:00 | 13706.4947 | 3024.9547 | 9551.7132 | 8273.7819 | 0 | 34556.9446
|  | 250:00 | 13621.7283 | 3018.9547 | 9699.982 | 8440.6772 | 0 | 34781.3423
|  | 251:00 | 13575.6232 | 3008.9547 | 9863.9907 | 8636.0655 | 0 | 35084.6342
|  | 252:00 | 13470.9942 | 2995.9547 | 10016.0694 | 8801.8424 | 0 | 35284.8607
|  | 253:00 | 13441.2677 | 2955.9547 | 10115.7564 | 8824.7416 | 0 | 35337.7205
|  | 254:00 | 13451.5789 | 2952.9547 | 10284.2785 | 8834.3877 | 0 | 35523.1999
|  | 255:00 | 13448.8417 | 2948.9547 | 10390.3119 | 8822.5794 | 0 | 35610.6877
|  | 256:00 | 13434.4922 | 2946.9547 | 10381.6847 | 8859.9675 | 0 | 35623.0991
|  | 257:00 | 13423.7031 | 2949.9547 | 10325.8171 | 8830.1444 | 0 | 35529.6193
|  | 258:00 | 13680.7813 | 2960.9547 | 10457.6786 | 8946.5882 | 0 | 36046.0029
|  | 259:00 | 14395.8366 | 3061.9547 | 10590.6148 | 9388.096 | 0 | 37436.5021
|  | 260:00 | 14234.8283 | 3034.9547 | 10389.6132 | 9296.526 | 0 | 36955.9223
|  | 261:00 | 13910.847 | 3010.9547 | 10118.0202 | 9076.0524 | 0 | 36115.8744
|  | 262:00 | 13201.7314 | 2964.9547 | 9813.1046 | 8593.1452 | 0 | 34572.9359
|  | 263:00 | 12263.6209 | 2894.9547 | 9403.3262 | 7901.3614 | 0 | 32463.2633
|  | 24:00 | 11331.1783 | 2792.9547 | 8869.7961 | 7221.5465 | 0 | 30215.4756
Dec | Winter | 265:00 | 12817.3575 | 2927.5897 | 8644.4526 | 7671.7295 | 0 | 32061.1294
|  | 266:00 | 12763.9366 | 2899.5897 | 8485.4526 | 7422.2327 | 0 | 31571.2116
|  | 267:00 | 12888.7553 | 2899.5897 | 8401.4526 | 7298.5012 | 0 | 31488.2989
|  | 268:00 | 13095.4829 | 2911.5897 | 8478.4526 | 7298.0641 | 0 | 31783.5893
|  | 269:00 | 13601.8069 | 2944.5897 | 8609.4526 | 7482.3527 | 0 | 32638.2019
|  | 270:00 | 14613.7264 | 3042.5897 | 9074.4526 | 7977.0625 | 0 | 34707.8312
|  | 271:00 | 15902.2469 | 3266.5897 | 9879.4526 | 8700.0502 | 0 | 37748.3395
|  | 272:00 | 16565.7124 | 3326.5897 | 10119.4526 | 9061.886 | 0 | 39073.6407
|  | 273:00 | 16519.712 | 3295.5897 | 9999.4526 | 9101.0623 | 0 | 38915.8166
|  | 274:00 | 16110.3802 | 3235.5897 | 10109.4526 | 9165.086 | 0 | 38620.5086
|  | 275:00 | 15681.7651 | 3174.5897 | 10068.4526 | 9111.9648 | 0 | 38036.7722
|  | 276:00 | 15143.5934 | 3125.5897 | 10068.4526 | 8943.2833 | 0 | 37280.9189
|  | 277:00 | 14601.4058 | 3055.5897 | 10029.4526 | 8783.2356 | 0 | 36469.6837
|  | 278:00 | 14188.1745 | 3020.5897 | 10054.4526 | 8624.1754 | 0 | 35887.3922
|  | 279:00 | 13709.4596 | 2999.5897 | 10041.4526 | 8533.0362 | 0 | 35283.5381
|  | 280:00 | 13478.3214 | 2976.5897 | 9976.4526 | 8538.8676 | 0 | 34970.2313
|  | 281:00 | 13758.5999 | 2979.5897 | 9959.4526 | 8680.4027 | 0 | 35378.0449
|  | 282:00 | 14867.8231 | 3026.5897 | 10373.4526 | 9237.8107 | 0 | 37505.6761
|  | 283:00 | 15868.8033 | 3206.5897 | 10739.4526 | 9738.0825 | 0 | 39552.9281
|  | 284:00 | 15869.6623 | 3250.5897 | 10524.4526 | 9656.6835 | 0 | 39301.3881
|  | 285:00 | 15788.8492 | 3252.5897 | 10487.4526 | 9565.759 | 0 | 39094.6505
|  | 286:00 | 15439.0167 | 3220.5897 | 10289.4526 | 9305.6516 | 0 | 38254.7106
|  | 287:00 | 14722.5733 | 3152.5897 | 9930.4526 | 8817.2767 | 0 | 36622.8923
|  | 24:00 | 13779.3348 | 3056.5897 | 9382.4526 | 8199.3324 | 0 | 34417.7095

## LoadData_hour_1dayyear
06/30/2016 - modified load data to match with chronological model for April, July, October, January
Month | Season | Hour | Northeast | West | Coastal | South | Panhandle | ERCOT total | ERCOT total
Jan | Winter | 1:00 | 13580.9326 | 2833.5897 | 8512.6639 | 7733.2715 | 0 | 32660.4577 |  | Spring | Summer | Fall | Winter
|  | 2:00 | 13362.3111 | 2817.5897 | 8321.6639 | 7541.1833 | 0 | 32042.748 | 1:00 | 28762.4557 | 39269.3844 | 28630.3234 | 32660.4577
|  | 3:00 | 13246.4001 | 2814.5897 | 8248.6639 | 7446.5133 | 0 | 31756.167 | 2:00 | 27953.8081 | 37605.7689 | 27920.8833 | 32042.748
|  | 4:00 | 13208.4494 | 2826.5897 | 8269.6639 | 7458.6252 | 0 | 31763.3282 | 3:00 | 27163.5147 | 36357.6173 | 27607.7738 | 31756.167
|  | 5:00 | 13494.5502 | 2844.5897 | 8435.6639 | 7619.088 | 0 | 32393.8919 | 4:00 | 26319.8458 | 35806.1588 | 27938.9796 | 31763.3282
|  | 6:00 | 14525.133 | 2945.5897 | 9012.6639 | 8254.6974 | 0 | 34738.084 | 5:00 | 27327.1734 | 36133.7284 | 29552.3255 | 32393.8919
|  | 7:00 | 16197.484 | 3167.5897 | 9890.6639 | 9174.1434 | 0 | 38429.881 | 6:00 | 29810.6303 | 36686.237 | 32596.1907 | 34738.084
|  | 8:00 | 16859.8061 | 3258.5897 | 10054.6639 | 9476.6227 | 0 | 39649.6824 | 7:00 | 31738.4468 | 37341.5569 | 34097.1525 | 38429.881
|  | 9:00 | 16265.0889 | 3208.5897 | 9932.6639 | 9294.231 | 0 | 38700.5735 | 8:00 | 32424.2268 | 39720.1709 | 34138.4652 | 39649.6824
|  | 10:00 | 16028.9928 | 3158.5897 | 10127.6639 | 9208.985 | 0 | 38524.2314 | 9:00 | 33459.2081 | 43040.0578 | 35234.772 | 38700.5735
|  | 11:00 | 15773.3558 | 3113.5897 | 10249.6639 | 9051.2888 | 0 | 38187.8982 | 10:00 | 34470.8318 | 46534.1371 | 36579.852 | 38524.2314
|  | 12:00 | 15533.9863 | 3039.5897 | 10232.6639 | 8859.3423 | 0 | 37665.5822 | 11:00 | 35327.4428 | 49649.8693 | 37777.3433 | 38187.8982
|  | 13:00 | 15237.4425 | 2966.5897 | 10215.6639 | 8659.971 | 0 | 37079.6671 | 12:00 | 36141.9363 | 52471.0532 | 38619.7908 | 37665.5822
|  | 14:00 | 14951.7202 | 2934.5897 | 10253.6639 | 8438.0304 | 0 | 36578.0042 | 13:00 | 36980.6883 | 54935.7906 | 39701.4677 | 37079.6671
|  | 15:00 | 14548.0984 | 2874.5897 | 10284.6639 | 8371.3119 | 0 | 36078.6639 | 14:00 | 37843.2688 | 56775.1777 | 40737.1724 | 36578.0042
|  | 16:00 | 14241.0936 | 2860.5897 | 10291.6639 | 8278.084 | 0 | 35671.4312 | 15:00 | 38630.4401 | 57994.6938 | 41669.1914 | 36078.6639
|  | 17:00 | 14156.0636 | 2886.5897 | 10271.6639 | 8418.0855 | 0 | 35732.4027 | 16:00 | 39149.2419 | 58529.417 | 42375.4602 | 35671.4312
|  | 18:00 | 14565.0441 | 2914.5897 | 10369.6639 | 8706.2578 | 0 | 36555.5555 | 17:00 | 39034.235 | 58077.4861 | 42071.468 | 35732.4027
|  | 19:00 | 15607.9155 | 3041.5897 | 10752.6639 | 9350.2252 | 0 | 38752.3944 | 18:00 | 38443.5334 | 56610.9711 | 41170.9914 | 36555.5555
|  | 20:00 | 15691.9738 | 3073.5897 | 10693.6639 | 9402.2522 | 0 | 38861.4796 | 19:00 | 37551.7035 | 54496.3131 | 41838.058 | 38752.3944
|  | 21:00 | 15577.4498 | 3053.5897 | 10450.6639 | 9313.1133 | 0 | 38394.8167 | 20:00 | 38504.7718 | 52587.7576 | 40973.6528 | 38861.4796
|  | 22:00 | 15185.4372 | 3005.5897 | 10005.6639 | 9006.8632 | 0 | 37203.554 | 21:00 | 37677.0405 | 51179.1729 | 39019.632 | 38394.8167
|  | 23:00 | 14387.4182 | 2896.5897 | 9400.6639 | 8509.3769 | 0 | 35194.0487 | 22:00 | 35325.8832 | 48092.9151 | 36136.3927 | 37203.554
|  | 24:00 | 13536.6004 | 2776.5897 | 8788.6639 | 7970.9723 | 0 | 33072.8264 | 23:00 | 32651.1124 | 44733.7486 | 33026.7678 | 35194.0487
Feb |  | 25:00 | 12579.9356 | 2766.5945 | 8829.6639 | 7185.9909 | 0 | 31362.1849 | 24:00 | 30081.0526 | 41611.5848 | 30822.4718 | 33072.8264
|  | 26:00 | 12387.5431 | 2730.0774 | 8648.6639 | 6964.4666 | 0 | 30730.751
|  | 27:00 | 12251.4248 | 2713.6438 | 8494.6639 | 6868.555 | 0 | 30328.2875
|  | 28:00 | 12223.958 | 2719.3517 | 8418.6639 | 6855.4604 | 0 | 30217.4341 | Northeast |  |  |  |  | West |  | Coastal |  | 10000 | *
|  | 29:00 | 12499.9777 | 2760.0204 | 8519.6639 | 7015.6154 | 0 | 30795.2774 |  | 1 |  |  |  |  | 1 |  | 1 | [5 empty] | NE | W | C | S | PH
|  | 30:00 | 13576.7105 | 2866.5811 | 9024.6639 | 7622.8965 | 0 | 33090.8521 | 1:00 | 10893 |  |  |  | 1:00 | 2114.6 | 1:00 | 8768 | 1.0893 | 2.1146 | 0.8768 | 0.7303 | 0 | 10893 | 2114.6 | 8768 | 7303 | 0
|  | 31:00 | 15410.1696 | 3043.0841 | 9717.6639 | 8736.7255 | 0 | 36907.6432 | 2:00 | 10580 |  |  |  | 2:00 | 2073.6 | 2:00 | 8553 | 1.058 | 2.0736 | 0.8553 | 0.7017 | 0 | 10580 | 2073.6 | 8553 | 7017 | 0
|  | 32:00 | 16027.7351 | 3142.8208 | 9968.6639 | 9081.4867 | 0 | 38220.7065 | 3:00 | 10520 |  |  |  | 3:00 | 2065.5 | 3:00 | 8484 | 1.052 | 2.0655 | 0.8484 | 0.692 | 0 | 10520 | 2065.5 | 8484 | 6920 | 0
|  | 33:00 | 15660.5274 | 3094.9736 | 10003.6639 | 8830.0678 | 0 | 37589.2328 | 4:00 | 10802 |  |  |  | 4:00 | 2085 | 4:00 | 8712 | 1.0802 | 2.085 | 0.8712 | 0.7009 | 0 | 10802 | 2085 | 8712 | 7009 | 0
|  | 34:00 | 15485.3934 | 3075.4593 | 10097.6639 | 8873.6842 | 0 | 37532.2008 | 5:00 | 11766 |  |  |  | 5:00 | 2147.2 | 5:00 | 9362 | 1.1766 | 2.1472 | 0.9362 | 0.7488 | 0 | 11766 | 2147.2 | 9362 | 7488 | 0
|  | 35:00 | 15298.6913 | 3051.6236 | 10103.6639 | 8854.307 | 0 | 37308.2858 | 6:00 | 13682 |  |  |  | 6:00 | 2293.5 | 6:00 | 10294 | 1.3682 | 2.2935 | 1.0294 | 0.8519 | 0 | 13682 | 2293.5 | 10294 | 8519 | 0
|  | 36:00 | 14986.7055 | 3005.4652 | 10057.6639 | 8742.7514 | 0 | 36792.5861 | 7:00 | 14574 |  |  |  | 7:00 | 2387.4 | 7:00 | 10547 | 1.4574 | 2.3874 | 1.0547 | 0.8868 | 0 | 14574 | 2387.4 | 10547 | 8868 | 0
|  | 37:00 | 14688.7934 | 2956.2789 | 10012.6639 | 8667.8291 | 0 | 36325.5653 | 8:00 | 14688 |  |  |  | 8:00 | 2353.1 | 8:00 | 10515 | 1.4688 | 2.3531 | 1.0515 | 0.8811 | 0 | 14688 | 2353.1 | 10515 | 8811 | 0
|  | 38:00 | 14385.9809 | 2919.6402 | 10000.6639 | 8539.3347 | 0 | 35845.6197 | 9:00 | 15166 |  |  |  | 9:00 | 2398.3 | 9:00 | 11106 | 1.5166 | 2.3983 | 1.1106 | 0.9326 | 0 | 15166 | 2398.3 | 11106 | 9326 | 0
|  | 39:00 | 14128.2745 | 2890.8609 | 9936.6639 | 8388.1532 | 0 | 35343.9525 | 10:00 | 15985 |  |  |  | 10:00 | 2498.8 | 10:00 | 11976 | 1.5985 | 2.4988 | 1.1976 | 0.9908 | 0 | 15985 | 2498.8 | 11976 | 9908 | 0
|  | 40:00 | 14009.9816 | 2889.2062 | 9960.6639 | 8330.8787 | 0 | 35190.7304 | 11:00 | 16789 |  |  |  | 11:00 | 2577.8 | 11:00 | 12624 | 1.6789 | 2.5778 | 1.2624 | 1.0447 | 0 | 16789 | 2577.8 | 12624 | 10447 | 0
|  | 41:00 | 14104.3078 | 2884.8247 | 10053.6639 | 8485.8821 | 0 | 35528.6785 | 12:00 | 17481 |  |  |  | 12:00 | 2638.5 | 12:00 | 13195 | 1.7481 | 2.6385 | 1.3195 | 1.0945 | 0 | 17481 | 2638.5 | 13195 | 10945 | 0
|  | 42:00 | 14484.2526 | 2875.0193 | 10111.6639 | 8853.3691 | 0 | 36324.3049 | 13:00 | 18301 |  |  |  | 13:00 | 2751 | 13:00 | 13885 | 1.8301 | 2.751 | 1.3885 | 1.1464 | 0 | 18301 | 2751 | 13885 | 11464 | 0
|  | 43:00 | 15078.2131 | 2950.3976 | 10465.6639 | 9395.4106 | 0 | 37889.6852 | 14:00 | 18992 |  |  |  | 14:00 | 2837.1 | 14:00 | 14407 | 1.8992 | 2.8371 | 1.4407 | 1.1971 | 0 | 18992 | 2837.1 | 14407 | 11971 | 0
|  | 44:00 | 14985.4686 | 3018.0763 | 10459.6639 | 9476.0014 | 0 | 37939.2102 | 15:00 | 19407 |  |  |  | 15:00 | 2916.3 | 15:00 | 14828 | 1.9407 | 2.9163 | 1.4828 | 1.2284 | 0 | 19407 | 2916.3 | 14828 | 12284 | 0
|  | 45:00 | 14788.5456 | 3004.73 | 10298.6639 | 9342.5305 | 0 | 37434.47 | 16:00 | 19718 |  |  |  | 16:00 | 2984.7 | 16:00 | 14957 | 1.9718 | 2.9847 | 1.4957 | 1.2468 | 0 | 19718 | 2984.7 | 14957 | 12468 | 0
|  | 46:00 | 14321.1963 | 2983.8696 | 9962.6639 | 8962.4712 | 0 | 36230.2011 | 17:00 | 19217 |  |  |  | 17:00 | 2970.5 | 17:00 | 14636 | 1.9217 | 2.9705 | 1.4636 | 1.2348 | 0 | 19217 | 2970.5 | 14636 | 12348 | 0
|  | 47:00 | 13684.9299 | 2905.6742 | 9419.6639 | 8335.6306 | 0 | 34345.8986 | 18:00 | 18649 |  |  |  | 18:00 | 2935.2 | 18:00 | 14045 | 1.8649 | 2.9352 | 1.4045 | 1.1898 | 0 | 18649 | 2935.2 | 14045 | 11898 | 0
|  | 24:00 | 12836.9071 | 2800.2656 | 8849.6639 | 7613.4143 | 0 | 32100.251 | 19:00 | 18524 |  |  |  | 19:00 | 2972.2 | 19:00 | 14068 | 1.8524 | 2.9722 | 1.4068 | 1.1967 | 0 | 18524 | 2972.2 | 14068 | 11967 | 0
Mar | Spring | 49:00 | 10881.0328 | 2582.2935 | 8291.4526 | 6720.9931 | 0 | 28475.7721 | 20:00 | 18000 |  |  |  | 20:00 | 2874 | 20:00 | 13577 | 1.8 | 2.874 | 1.3577 | 1.1585 | 0 | 18000 | 2874 | 13577 | 11585 | 0
|  | 50:00 | 10603.0576 | 2550.7435 | 8078.4526 | 6513.9931 | 0 | 27746.2469 | 21:00 | 16947 |  |  |  | 21:00 | 2732.4 | 21:00 | 12658 | 1.6947 | 2.7324 | 1.2658 | 1.0911 | 0 | 16947 | 2732.4 | 12658 | 10911 | 0
|  | 51:00 | 10511.1405 | 2548.1771 | 7959.4526 | 6407.9931 | 0 | 27426.7633 | 22:00 | 15397 |  |  |  | 22:00 | 2548 | 22:00 | 11504 | 1.5397 | 2.548 | 1.1504 | 0.9926 | 0 | 15397 | 2548 | 11504 | 9926 | 0
|  | 52:00 | 10566.5529 | 2560.7075 | 7965.4526 | 6374.9931 | 0 | 27467.7061 | 23:00 | 13743 |  |  |  | 23:00 | 2376.3 | 23:00 | 10486 | 1.3743 | 2.3763 | 1.0486 | 0.8801 | 0 | 13743 | 2376.3 | 10486 | 8801 | 0
|  | 53:00 | 10887.4409 | 2601.3097 | 8094.4526 | 6440.9931 | 0 | 28024.1962 | 24:00 | 12624 |  |  |  | 24:00 | 2224.7 | 24:00 | 9487 | 1.2624 | 2.2247 | 0.9487 | 0.7989 | 0 | 12624 | 2224.7 | 9487 | 7989 | 0
|  | 54:00 | 11850.1239 | 2721.2927 | 8595.4526 | 6856.9931 | 0 | 30023.8623
|  | 55:00 | 13114.963 | 2865.8102 | 9232.4526 | 7779.9931 | 0 | 32993.2189
|  | 56:00 | 13482.9626 | 2902.6071 | 9459.4526 | 8053.9931 | 0 | 33899.0154 | South |  |  |  |  | Panhandle
|  | 57:00 | 13487.182 | 2918.1842 | 9638.4526 | 8094.9931 | 0 | 34138.812 |  | 1 |  |  |  |  | 1
|  | 58:00 | 13502.0014 | 2892.8445 | 9819.4526 | 8247.9931 | 0 | 34462.2916 | 1:00 | 7303 |  |  |  | 1:00 | 0
|  | 59:00 | 13497.9881 | 2894.9189 | 9989.4526 | 8406.9931 | 0 | 34789.3527 | 2:00 | 7017 |  |  |  | 2:00 | 0
|  | 60:00 | 13360.89 | 2872.2212 | 10031.4526 | 8477.9931 | 0 | 34742.5569 | 3:00 | 6920 |  |  |  | 3:00 | 0
|  | 61:00 | 13242.7058 | 2860.6386 | 10043.4526 | 8533.9931 | 0 | 34680.7901 | 4:00 | 7009 |  |  |  | 4:00 | 0
|  | 62:00 | 13183.8073 | 2854.0745 | 10169.4526 | 8598.9931 | 0 | 34806.3276 | 5:00 | 7488 |  |  |  | 5:00 | 0
|  | 63:00 | 13105.7157 | 2855.6446 | 10240.4526 | 8630.9931 | 0 | 34832.806 | 6:00 | 8519 |  |  |  | 6:00 | 0
|  | 64:00 | 13181.7401 | 2852.576 | 10271.4526 | 8662.9931 | 0 | 34968.7619 | 7:00 | 8868 |  |  |  | 7:00 | 0
|  | 65:00 | 13091.7394 | 2856.0743 | 10270.4526 | 8663.9931 | 0 | 34882.2595 | 8:00 | 8811 |  |  |  | 8:00 | 0
|  | 66:00 | 13141.3257 | 2864.8909 | 10051.4526 | 8622.9931 | 0 | 34680.6624 | 9:00 | 9326 |  |  |  | 9:00 | 0
|  | 67:00 | 13406.8416 | 2881.4955 | 10089.4526 | 8697.9931 | 0 | 35075.7828 | 10:00 | 9908 |  |  |  | 10:00 | 0
|  | 68:00 | 13915.4226 | 2959.3515 | 10419.4526 | 9048.9931 | 0 | 36343.2198 | 11:00 | 10447 |  |  |  | 11:00 | 0
|  | 69:00 | 13664.4313 | 2915.8121 | 10257.4526 | 8943.9931 | 0 | 35781.6891 | 12:00 | 10945 |  |  |  | 12:00 | 0
|  | 70:00 | 13077.2386 | 2860.5485 | 9765.4526 | 8593.9931 | 0 | 34297.2328 | 13:00 | 11464 |  |  |  | 13:00 | 0
|  | 71:00 | 12199.2871 | 2761.1056 | 9123.4526 | 7951.9931 | 0 | 32035.8384 | 14:00 | 11971 |  |  |  | 14:00 | 0
|  | 24:00 | 11150.9871 | 2693.45 | 8534.4526 | 7297.9931 | 0 | 29676.8828 | 15:00 | 12284 |  |  |  | 15:00 | 0
Apr |  | 73:00 | 10641.5553 | 2578.0905 | 8563.4145 | 6979.3953 | 0 | 28762.4557 | 16:00 | 12468 |  |  |  | 16:00 | 0
|  | 74:00 | 10411.423 | 2553.6299 | 8277.9275 | 6710.8276 | 0 | 27953.8081 | 17:00 | 12348 |  |  |  | 17:00 | 0
|  | 75:00 | 9932.036 | 2530.6257 | 8122.7511 | 6578.1019 | 0 | 27163.5147 | 18:00 | 11898 |  |  |  | 18:00 | 0
|  | 76:00 | 9228.6865 | 2522.5756 | 8052.4592 | 6516.1246 | 0 | 26319.8458 | 19:00 | 11967 |  |  |  | 19:00 | 0
|  | 77:00 | 9908.9964 | 2577.9411 | 8223.3047 | 6616.9312 | 0 | 27327.1734 | 20:00 | 11585 |  |  |  | 20:00 | 0
|  | 78:00 | 11372.3974 | 2706.3454 | 8567.6135 | 7164.274 | 0 | 29810.6303 | 21:00 | 10911 |  |  |  | 21:00 | 0
|  | 79:00 | 12356.8711 | 2780.518 | 8798.0401 | 7803.0175 | 0 | 31738.4468 | 22:00 | 9926 |  |  |  | 22:00 | 0
|  | 80:00 | 12486.5087 | 2772.7353 | 9129.551 | 8035.4317 | 0 | 32424.2268 | 23:00 | 8801 |  |  |  | 23:00 | 0
|  | 81:00 | 12810.9908 | 2816.3807 | 9599.2142 | 8232.6224 | 0 | 33459.2081 | 24:00 | 7989 |  |  |  | 24:00 | 0
|  | 82:00 | 13130.3838 | 2856.336 | 10003.432 | 8480.68 | 0 | 34470.8318
|  | 83:00 | 13316.2912 | 2870.937 | 10381.5235 | 8758.6911 | 0 | 35327.4428
|  | 84:00 | 13592.1134 | 2888.7573 | 10637.9197 | 9023.1459 | 0 | 36141.9363
|  | 85:00 | 13780.3475 | 2951.8324 | 10946.4915 | 9302.0169 | 0 | 36980.6883
|  | 86:00 | 14082.1909 | 3006.7442 | 11161.4626 | 9592.8711 | 0 | 37843.2688
|  | 87:00 | 14406.8637 | 3040.1182 | 11385.528 | 9797.9301 | 0 | 38630.4401
|  | 88:00 | 14649.561 | 3067.3718 | 11376.8065 | 10055.5026 | 0 | 39149.2419
|  | 89:00 | 14727.0142 | 3055.2891 | 11228.9515 | 10022.9802 | 0 | 39034.235
|  | 90:00 | 14534.2144 | 3032.6822 | 11010.8455 | 9865.7913 | 0 | 38443.5334
|  | 91:00 | 14121.2156 | 2993.6874 | 10771.4887 | 9665.3118 | 0 | 37551.7035
|  | 92:00 | 14558.032 | 3026.2702 | 10992.9454 | 9927.5241 | 0 | 38504.7718
|  | 93:00 | 14184.3216 | 2995.9532 | 10725.1299 | 9771.6357 | 0 | 37677.0405
|  | 94:00 | 13022.3648 | 2878.9159 | 10178.2302 | 9246.3723 | 0 | 35325.8832
|  | 95:00 | 11825.3735 | 2741.1233 | 9576.1709 | 8508.4447 | 0 | 32651.1124
|  | 24:00 | 10801.3948 | 2615.7617 | 8933.7366 | 7730.1595 | 0 | 30081.0526
May |  | 97:00 | 11283.4737 | 2722.3534 | 9129.6639 | 8101.6366 | 0 | 31237.1276
|  | 98:00 | 10823.6921 | 2658.1608 | 8855.6639 | 7778.6735 | 0 | 30116.1903
|  | 99:00 | 10480.8815 | 2624.4656 | 8719.6639 | 7588.2331 | 0 | 29413.2442
|  | 100:00 | 10462.105 | 2605.8752 | 8776.6639 | 7476.1624 | 0 | 29320.8066
|  | 101:00 | 11050.1985 | 2627.5055 | 9214.6639 | 7607.5781 | 0 | 30499.9461
|  | 102:00 | 12297.2273 | 2743.3702 | 9931.6639 | 7878.7053 | 0 | 32850.9668
|  | 103:00 | 12871.8819 | 2783.4238 | 10133.6639 | 7972.3851 | 0 | 33761.3548
|  | 104:00 | 13348.7059 | 2852.0711 | 10471.6639 | 8452.583 | 0 | 35125.0239
|  | 105:00 | 13975.284 | 2936.6675 | 10927.6639 | 9068.4363 | 0 | 36908.0517
|  | 106:00 | 14703.7776 | 3029.15 | 11490.6639 | 9712.4061 | 0 | 38935.9977
|  | 107:00 | 15432.1801 | 3093.5921 | 12035.6639 | 10310.7518 | 0 | 40872.1879
|  | 108:00 | 16079.0645 | 3143.5714 | 12504.6639 | 10833.0235 | 0 | 42560.3233
|  | 109:00 | 16738.1777 | 3211.5731 | 13018.6639 | 11182.9645 | 0 | 44151.3791
|  | 110:00 | 17327.9592 | 3273.5284 | 13496.6639 | 11500.8527 | 0 | 45599.0042
|  | 111:00 | 17855.7236 | 3316.7427 | 13825.6639 | 11807.0251 | 0 | 46805.1553
|  | 112:00 | 18238.5044 | 3375.9578 | 13956.6639 | 12070.6056 | 0 | 47641.7316
|  | 113:00 | 18299.1827 | 3389.0505 | 13851.6639 | 12148.7443 | 0 | 47688.6415
|  | 114:00 | 18041.5681 | 3386.5449 | 13355.6639 | 11980.1624 | 0 | 46763.9393
|  | 115:00 | 17276.3599 | 3347.5612 | 12775.6639 | 11583.7185 | 0 | 44983.3035
|  | 116:00 | 17031.7738 | 3279.3289 | 12671.6639 | 11448.38 | 0 | 44431.1466
|  | 117:00 | 16753.8966 | 3229.3506 | 12283.6639 | 11189.713 | 0 | 43456.6241
|  | 118:00 | 15366.2922 | 3085.727 | 11419.6639 | 10449.4923 | 0 | 40321.1755
|  | 119:00 | 13746.0451 | 2906.9949 | 10456.6639 | 9506.8078 | 0 | 36616.5117
|  | 24:00 | 12516.757 | 2783.5863 | 9768.6639 | 8779.9402 | 0 | 33848.9474
Jun | Summer | 121:00 | 14241.4644 | 2973.2088 | 11074.6639 | 9541.8956 | 0 | 37831.2327
|  | 122:00 | 13702.5619 | 2914.234 | 10652.6639 | 9113.692 | 0 | 36383.1519
|  | 123:00 | 13285.9228 | 2866.0575 | 10399.6639 | 8799.7235 | 0 | 35351.3677
|  | 124:00 | 13152.6182 | 2828.9112 | 10247.6639 | 8592.9973 | 0 | 34822.1906
|  | 125:00 | 13599.3229 | 2840.3714 | 10263.6639 | 8583.1431 | 0 | 35286.5013
|  | 126:00 | 14471.1447 | 2874.2248 | 10372.6639 | 8637.7273 | 0 | 36355.7607
|  | 127:00 | 15173.7313 | 2906.1828 | 10768.6639 | 8763.9839 | 0 | 37612.5619
|  | 128:00 | 15729.1428 | 3020.1088 | 11605.6639 | 9400.6256 | 0 | 39755.5411
|  | 129:00 | 16519.8848 | 3144.4571 | 12415.6639 | 10191.6843 | 0 | 42271.6901
|  | 130:00 | 17619.6709 | 3279.379 | 13366.6639 | 11020.8115 | 0 | 45286.5253
|  | 131:00 | 18753.5749 | 3434.0109 | 14172.6639 | 11797.0179 | 0 | 48157.2677
|  | 132:00 | 19833.4053 | 3538.027 | 14749.6639 | 12445.5689 | 0 | 50566.6651
|  | 133:00 | 20974.1284 | 3622.2626 | 15164.6639 | 13011.0419 | 0 | 52772.0968
|  | 134:00 | 21890.2962 | 3713.9063 | 15485.6639 | 13491.7712 | 0 | 54581.6376
|  | 135:00 | 22490.5986 | 3760.7946 | 15661.6639 | 13875.3398 | 0 | 55788.3969
|  | 136:00 | 22830.0064 | 3805.1174 | 15662.6639 | 14139.1705 | 0 | 56436.9583
|  | 137:00 | 22721.7614 | 3823.1576 | 15484.6639 | 14184.2615 | 0 | 56213.8445
|  | 138:00 | 22110.9573 | 3791.3062 | 15233.6639 | 13985.3725 | 0 | 55121.2999
|  | 139:00 | 21104.8618 | 3705.5995 | 14745.6639 | 13527.5754 | 0 | 53083.7007
|  | 140:00 | 20286.1686 | 3604.9145 | 14376.6639 | 13019.2695 | 0 | 51287.0166
|  | 141:00 | 19740.1202 | 3561.8168 | 14011.6639 | 12758.9751 | 0 | 50072.5761
|  | 142:00 | 18397.3079 | 3432.9185 | 13223.6639 | 11943.3666 | 0 | 46997.257
|  | 143:00 | 16869.1856 | 3269.4431 | 12516.6639 | 11081.5316 | 0 | 43736.8243
|  | 24:00 | 15429.862 | 3125.9343 | 11793.6639 | 10164.2737 | 0 | 40513.734
Jul |  | 145:00 | 15289.9275 | 2993.7719 | 11471.736 | 9513.949 | 0 | 39269.3844
|  | 146:00 | 14595.5531 | 2899.4387 | 11041.9995 | 9068.7775 | 0 | 37605.7689
|  | 147:00 | 13936.9116 | 2839.0904 | 10784.9061 | 8796.7091 | 0 | 36357.6173
|  | 148:00 | 13705.3801 | 2811.4555 | 10603.8883 | 8685.4349 | 0 | 35806.1588
|  | 149:00 | 13990.0748 | 2816.7246 | 10599.9936 | 8726.9353 | 0 | 36133.7284
|  | 150:00 | 14400.8798 | 2882.337 | 10605.9386 | 8797.0816 | 0 | 36686.237
|  | 151:00 | 14813.5718 | 2937.3223 | 10783.2575 | 8807.4053 | 0 | 37341.5569
|  | 152:00 | 15645.8854 | 3043.5919 | 11604.7244 | 9425.9692 | 0 | 39720.1709
|  | 153:00 | 16869.0276 | 3182.507 | 12643.4073 | 10345.116 | 0 | 43040.0578
|  | 154:00 | 18216.5568 | 3324.8748 | 13685.3209 | 11307.3845 | 0 | 46534.1371
|  | 155:00 | 19488.1053 | 3445.0822 | 14586.433 | 12130.2488 | 0 | 49649.8693
|  | 156:00 | 20762.6079 | 3554.9296 | 15299.8533 | 12853.6624 | 0 | 52471.0532
|  | 157:00 | 22006.0222 | 3683.9476 | 15805.7883 | 13440.0325 | 0 | 54935.7906
|  | 158:00 | 22964.115 | 3786.891 | 16137.1049 | 13887.0667 | 0 | 56775.1777
|  | 159:00 | 23645.521 | 3863.1938 | 16276.0422 | 14209.9368 | 0 | 57994.6938
|  | 160:00 | 24104.8394 | 3927.5616 | 16103.6376 | 14393.3783 | 0 | 58529.417
|  | 161:00 | 24071.0911 | 3915.5703 | 15694.3609 | 14396.4639 | 0 | 58077.4861
|  | 162:00 | 23460.077 | 3855.2497 | 15177.6834 | 14117.961 | 0 | 56610.9711
|  | 163:00 | 22429.4999 | 3772.6554 | 14732.132 | 13562.0258 | 0 | 54496.3131
|  | 164:00 | 21499.441 | 3661.7019 | 14399.7337 | 13026.8809 | 0 | 52587.7576
|  | 165:00 | 20877.0096 | 3619.5829 | 14084.6883 | 12597.8921 | 0 | 51179.1729
|  | 166:00 | 19227.3004 | 3475.1889 | 13413.2046 | 11977.2213 | 0 | 48092.9151
|  | 167:00 | 17652.9802 | 3275.6505 | 12611.5384 | 11193.5796 | 0 | 44733.7486
|  | 24:00 | 16265.1947 | 3119.6865 | 11925.157 | 10301.5465 | 0 | 41611.5848
Aug |  | 169:00 | 16134.1814 | 3050.3787 | 11923.5047 | 10070.1398 | 0 | 41178.2046
|  | 170:00 | 15467.9579 | 2970.9162 | 11443.1299 | 9575.5631 | 0 | 39457.5671
|  | 171:00 | 14915.0505 | 2919.9823 | 11123.6278 | 9202.8858 | 0 | 38161.5463
|  | 172:00 | 14649.8532 | 2876.7461 | 10922.1513 | 9004.7646 | 0 | 37453.5153
|  | 173:00 | 14559.2158 | 2873.6464 | 10990.4393 | 9019.2851 | 0 | 37442.5866
|  | 174:00 | 14806.0008 | 2916.4945 | 11120.0732 | 9291.8933 | 0 | 38134.4618
|  | 175:00 | 14980.3045 | 2915.8501 | 11179.1614 | 9402.5238 | 0 | 38477.8398
|  | 176:00 | 16258.9217 | 3017.2264 | 11944.3908 | 9996.0408 | 0 | 41216.5796
|  | 177:00 | 17963.2195 | 3181.4547 | 12914.2411 | 10845.2759 | 0 | 44904.1912
|  | 178:00 | 19623.1726 | 3361.3157 | 13889.2133 | 11749.2396 | 0 | 48622.9412
|  | 179:00 | 21101.6954 | 3541.7571 | 14722.8933 | 12650.9251 | 0 | 52017.271
|  | 180:00 | 22233.8427 | 3666.6887 | 15414.5794 | 13433.5361 | 0 | 54748.6468
|  | 181:00 | 23021.0618 | 3771.4311 | 15941.5624 | 14078.5952 | 0 | 56812.6505
|  | 182:00 | 23761.073 | 3847.72 | 16420.9823 | 14628.1112 | 0 | 58657.8865
|  | 183:00 | 24260.5734 | 3919.374 | 16700.1351 | 15035.2486 | 0 | 59915.3312
|  | 184:00 | 24473.018 | 3963.3852 | 16767.3679 | 15216.7983 | 0 | 60420.5694
|  | 185:00 | 24406.7824 | 3978.3251 | 16627.5348 | 15195.3418 | 0 | 60207.984
|  | 186:00 | 23823.1149 | 3921.0254 | 16201.6912 | 14852.6104 | 0 | 58798.4418
|  | 187:00 | 23016.2206 | 3816.1805 | 15578.9999 | 14264.7207 | 0 | 56676.1216
|  | 188:00 | 22361.3044 | 3749.0032 | 15304.6157 | 13945.5385 | 0 | 55360.4618
|  | 189:00 | 21462.5333 | 3638.4901 | 14757.3022 | 13558.5412 | 0 | 53416.8668
|  | 190:00 | 19827.1904 | 3453.1072 | 13954.4781 | 12676.5247 | 0 | 49911.3004
|  | 191:00 | 18272.5372 | 3257.0866 | 13106.6706 | 11698.0695 | 0 | 46334.3639
|  | 24:00 | 16902.3512 | 3097.8831 | 12335.4508 | 10844.8953 | 0 | 43180.5803
Sep | Fall | 193:00 | 12961.0292 | 2775.0419 | 10136.2421 | 8444.6557 | 0 | 34316.9689
|  | 194:00 | 12444.7576 | 2710.8522 | 9792.3276 | 8109.8927 | 0 | 33057.8301
|  | 195:00 | 12083.3482 | 2677.3015 | 9620.8368 | 7896.3404 | 0 | 32277.827
|  | 196:00 | 12074.2525 | 2669.1797 | 9680.9277 | 7860.2231 | 0 | 32284.5831
|  | 197:00 | 12724.5217 | 2704.1736 | 10195.2595 | 8249.3049 | 0 | 33873.2597
|  | 198:00 | 14125.8927 | 2802.2669 | 10855.7363 | 9123.331 | 0 | 36907.2269
|  | 199:00 | 14691.2996 | 2842.6074 | 10937.3565 | 9301.78 | 0 | 37773.0435
|  | 200:00 | 14841.9007 | 2880.7469 | 11053.7543 | 9462.677 | 0 | 38239.0789
|  | 201:00 | 15615.0363 | 2975.6815 | 11634.5232 | 9926.5533 | 0 | 40151.7944
|  | 202:00 | 16711.1664 | 3093.9486 | 12244.7941 | 10545.846 | 0 | 42595.755
|  | 203:00 | 17653.9863 | 3207.4717 | 12910.8556 | 11094.5822 | 0 | 44866.8958
|  | 204:00 | 18648.9989 | 3290.5087 | 13337.9023 | 11699.8944 | 0 | 46977.3043
|  | 205:00 | 19650.7833 | 3371.8419 | 13817.2922 | 12261.4561 | 0 | 49101.3734
|  | 206:00 | 20285.6379 | 3450.6569 | 14093.5408 | 12797.7185 | 0 | 50627.554
|  | 207:00 | 20797.8906 | 3529.0045 | 14384.4215 | 13118.9766 | 0 | 51830.2932
|  | 208:00 | 21094.5731 | 3583.7911 | 14622.5906 | 13409.9216 | 0 | 52710.8764
|  | 209:00 | 20873.5169 | 3552.0382 | 14506.6113 | 13343.9002 | 0 | 52276.0667
|  | 210:00 | 20158.4818 | 3499.6562 | 13907.7103 | 12992.4413 | 0 | 50558.2896
|  | 211:00 | 19485.4882 | 3410.7529 | 13601.0141 | 12567.8094 | 0 | 49065.0646
|  | 212:00 | 19257.8711 | 3375.9543 | 13399.5776 | 12472.3452 | 0 | 48505.7482
|  | 213:00 | 18172.0786 | 3278.1109 | 12862.5515 | 11829.0746 | 0 | 46141.8156
|  | 214:00 | 16596.4935 | 3168.257 | 12102.8475 | 10909.5027 | 0 | 42777.1007
|  | 215:00 | 14873.3385 | 3034.6214 | 11417.8682 | 9894.2398 | 0 | 39220.0678
|  | 24:00 | 13679.3647 | 2887.0224 | 10736.9937 | 9141.2704 | 0 | 36444.6511
Oct |  | 217:00 | 10389.389 | 2605.4647 | 8449.1019 | 7186.3677 | 0 | 28630.3234
|  | 218:00 | 10153.0593 | 2568.1824 | 8298.0521 | 6901.5895 | 0 | 27920.8833
|  | 219:00 | 10065.9997 | 2547.5395 | 8261.9212 | 6732.3134 | 0 | 27607.7738
|  | 220:00 | 10264.0865 | 2553.4004 | 8389.2637 | 6732.229 | 0 | 27938.9796
|  | 221:00 | 10892.2517 | 2616.7361 | 8904.7376 | 7138.6 | 0 | 29552.3255
|  | 222:00 | 12081.8907 | 2746.4789 | 9726.0969 | 8041.7243 | 0 | 32596.1907
|  | 223:00 | 12878.3446 | 2827.4721 | 9968.9477 | 8422.388 | 0 | 34097.1525
|  | 224:00 | 12970.557 | 2819.637 | 9994.4914 | 8353.7798 | 0 | 34138.4652
|  | 225:00 | 13319.6038 | 2847.3705 | 10389.7175 | 8678.0803 | 0 | 35234.772
|  | 226:00 | 13751.1726 | 2915.2786 | 10849.338 | 9064.0628 | 0 | 36579.852
|  | 227:00 | 14050.3862 | 2969.9374 | 11222.3096 | 9534.7101 | 0 | 37777.3433
|  | 228:00 | 14290.8968 | 2982.7373 | 11545.0273 | 9801.1295 | 0 | 38619.7908
|  | 229:00 | 14571.9761 | 3034.2835 | 12003.2712 | 10091.9369 | 0 | 39701.4677
|  | 230:00 | 14814.7167 | 3070.1542 | 12380.2824 | 10472.0191 | 0 | 40737.1724
|  | 231:00 | 15022.7134 | 3109.3246 | 12684.4633 | 10852.6901 | 0 | 41669.1914
|  | 232:00 | 15197.9974 | 3155.5679 | 12888.8837 | 11133.0111 | 0 | 42375.4602
|  | 233:00 | 15058.7592 | 3143.3021 | 12697.7209 | 11171.6858 | 0 | 42071.468
|  | 234:00 | 14978.396 | 3099.6094 | 12216.8972 | 10876.0888 | 0 | 41170.9914
|  | 235:00 | 15353.2767 | 3122.8467 | 12261.0294 | 11100.9053 | 0 | 41838.058
|  | 236:00 | 15106.521 | 3117.1095 | 11950.9793 | 10799.0431 | 0 | 40973.6528
|  | 237:00 | 14443.1632 | 3017.5517 | 11371.073 | 10187.8441 | 0 | 39019.632
|  | 238:00 | 13338.2401 | 2902.1041 | 10487.2514 | 9408.797 | 0 | 36136.3927
|  | 239:00 | 12177.1409 | 2757.4173 | 9651.3589 | 8440.8507 | 0 | 33026.7678
|  | 24:00 | 11338.8508 | 2679.4151 | 9040.505 | 7763.7009 | 0 | 30822.4718
Nov |  | 241:00 | 10836.0138 | 2714.9547 | 8301.647 | 7137.3825 | 0 | 28989.998
|  | 242:00 | 10615.624 | 2679.9547 | 8088.5988 | 6825.0456 | 0 | 28209.2232
|  | 243:00 | 10563.277 | 2676.9547 | 7945.4967 | 6644.2717 | 0 | 27830.0001
|  | 244:00 | 10613.3942 | 2732.9547 | 7928.3101 | 6528.8597 | 0 | 27803.5187
|  | 245:00 | 10884.6397 | 2700.9547 | 8113.054 | 6584.0348 | 0 | 28282.6833
|  | 246:00 | 11942.6459 | 2773.9547 | 8674.4249 | 7040.6748 | 0 | 30431.7004
|  | 247:00 | 13695.9 | 2942.9547 | 9494.3146 | 7962.4614 | 0 | 34095.6308
|  | 248:00 | 14050.225 | 3021.9547 | 9525.7351 | 8215.7229 | 0 | 34813.6377
|  | 249:00 | 13706.4947 | 3024.9547 | 9551.7132 | 8273.7819 | 0 | 34556.9446
|  | 250:00 | 13621.7283 | 3018.9547 | 9699.982 | 8440.6772 | 0 | 34781.3423
|  | 251:00 | 13575.6232 | 3008.9547 | 9863.9907 | 8636.0655 | 0 | 35084.6342
|  | 252:00 | 13470.9942 | 2995.9547 | 10016.0694 | 8801.8424 | 0 | 35284.8607
|  | 253:00 | 13441.2677 | 2955.9547 | 10115.7564 | 8824.7416 | 0 | 35337.7205
|  | 254:00 | 13451.5789 | 2952.9547 | 10284.2785 | 8834.3877 | 0 | 35523.1999
|  | 255:00 | 13448.8417 | 2948.9547 | 10390.3119 | 8822.5794 | 0 | 35610.6877
|  | 256:00 | 13434.4922 | 2946.9547 | 10381.6847 | 8859.9675 | 0 | 35623.0991
|  | 257:00 | 13423.7031 | 2949.9547 | 10325.8171 | 8830.1444 | 0 | 35529.6193
|  | 258:00 | 13680.7813 | 2960.9547 | 10457.6786 | 8946.5882 | 0 | 36046.0029
|  | 259:00 | 14395.8366 | 3061.9547 | 10590.6148 | 9388.096 | 0 | 37436.5021
|  | 260:00 | 14234.8283 | 3034.9547 | 10389.6132 | 9296.526 | 0 | 36955.9223
|  | 261:00 | 13910.847 | 3010.9547 | 10118.0202 | 9076.0524 | 0 | 36115.8744
|  | 262:00 | 13201.7314 | 2964.9547 | 9813.1046 | 8593.1452 | 0 | 34572.9359
|  | 263:00 | 12263.6209 | 2894.9547 | 9403.3262 | 7901.3614 | 0 | 32463.2633
|  | 24:00 | 11331.1783 | 2792.9547 | 8869.7961 | 7221.5465 | 0 | 30215.4756
Dec | Winter | 265:00 | 12817.3575 | 2927.5897 | 8644.4526 | 7671.7295 | 0 | 32061.1294
|  | 266:00 | 12763.9366 | 2899.5897 | 8485.4526 | 7422.2327 | 0 | 31571.2116
|  | 267:00 | 12888.7553 | 2899.5897 | 8401.4526 | 7298.5012 | 0 | 31488.2989
|  | 268:00 | 13095.4829 | 2911.5897 | 8478.4526 | 7298.0641 | 0 | 31783.5893
|  | 269:00 | 13601.8069 | 2944.5897 | 8609.4526 | 7482.3527 | 0 | 32638.2019
|  | 270:00 | 14613.7264 | 3042.5897 | 9074.4526 | 7977.0625 | 0 | 34707.8312
|  | 271:00 | 15902.2469 | 3266.5897 | 9879.4526 | 8700.0502 | 0 | 37748.3395
|  | 272:00 | 16565.7124 | 3326.5897 | 10119.4526 | 9061.886 | 0 | 39073.6407
|  | 273:00 | 16519.712 | 3295.5897 | 9999.4526 | 9101.0623 | 0 | 38915.8166
|  | 274:00 | 16110.3802 | 3235.5897 | 10109.4526 | 9165.086 | 0 | 38620.5086
|  | 275:00 | 15681.7651 | 3174.5897 | 10068.4526 | 9111.9648 | 0 | 38036.7722
|  | 276:00 | 15143.5934 | 3125.5897 | 10068.4526 | 8943.2833 | 0 | 37280.9189
|  | 277:00 | 14601.4058 | 3055.5897 | 10029.4526 | 8783.2356 | 0 | 36469.6837
|  | 278:00 | 14188.1745 | 3020.5897 | 10054.4526 | 8624.1754 | 0 | 35887.3922
|  | 279:00 | 13709.4596 | 2999.5897 | 10041.4526 | 8533.0362 | 0 | 35283.5381
|  | 280:00 | 13478.3214 | 2976.5897 | 9976.4526 | 8538.8676 | 0 | 34970.2313
|  | 281:00 | 13758.5999 | 2979.5897 | 9959.4526 | 8680.4027 | 0 | 35378.0449
|  | 282:00 | 14867.8231 | 3026.5897 | 10373.4526 | 9237.8107 | 0 | 37505.6761
|  | 283:00 | 15868.8033 | 3206.5897 | 10739.4526 | 9738.0825 | 0 | 39552.9281
|  | 284:00 | 15869.6623 | 3250.5897 | 10524.4526 | 9656.6835 | 0 | 39301.3881
|  | 285:00 | 15788.8492 | 3252.5897 | 10487.4526 | 9565.759 | 0 | 39094.6505
|  | 286:00 | 15439.0167 | 3220.5897 | 10289.4526 | 9305.6516 | 0 | 38254.7106
|  | 287:00 | 14722.5733 | 3152.5897 | 9930.4526 | 8817.2767 | 0 | 36622.8923
|  | 24:00 | 13779.3348 | 3056.5897 | 9382.4526 | 8199.3324 | 0 | 34417.7095

## LoadData_half
ERCOT total
Month | Season | Hour | Northeast | West | Coastal | South | Panhandle | ERCOT total |  | Spring | Summer | Fall | Winter
Jan | Winter | 0:30 | 13581 | 2834 | 8513 | 7733 | 0 | 32661 | 0:30 | 28762 | 39270 | 28629 | 32661
|  | 1:00 | 13417 | 2824 | 8411 | 7672 | 0 | 32324 | 1:00 | 28247 | 38289 | 28118 | 32324
|  | 1:30 | 13362 | 2818 | 8322 | 7541 | 0 | 32043 | 1:30 | 27954 | 37606 | 27921 | 32043
|  | 2:00 | 13415 | 2815 | 8328 | 7531 | 0 | 32089 | 2:00 | 27802 | 37143 | 27874 | 32089
|  | 2:30 | 13246 | 2815 | 8249 | 7447 | 0 | 31757 | 2:30 | 27164 | 36358 | 27608 | 31757
|  | 3:00 | 13163 | 2817 | 8224 | 7463 | 0 | 31667 | 3:00 | 26699 | 36345 | 27803 | 31667
|  | 3:30 | 13208 | 2827 | 8270 | 7459 | 0 | 31764 | 3:30 | 26320 | 35805 | 27938 | 31764
|  | 4:00 | 13256 | 2834 | 8439 | 7563 | 0 | 32092 | 4:00 | 26938 | 35940 | 28872 | 32092
|  | 4:30 | 13495 | 2845 | 8436 | 7619 | 0 | 32395 | 4:30 | 27327 | 36134 | 29553 | 32395
|  | 5:00 | 13938 | 2894 | 8754 | 7893 | 0 | 33479 | 5:00 | 28610 | 36392 | 31164 | 33479
|  | 5:30 | 14525 | 2946 | 9013 | 8255 | 0 | 34739 | 5:30 | 29810 | 36686 | 32596 | 34739
|  | 6:00 | 15314 | 3069 | 9495 | 8682 | 0 | 36560 | 6:00 | 30843 | 37111 | 33395 | 36560
|  | 6:30 | 16197 | 3168 | 9891 | 9174 | 0 | 38430 | 6:30 | 31739 | 37341 | 34096 | 38430
|  | 7:00 | 16482 | 3208 | 9948 | 9349 | 0 | 38987 | 7:00 | 32045 | 38336 | 34121 | 38987
|  | 7:30 | 16860 | 3259 | 10055 | 9477 | 0 | 39651 | 7:30 | 32425 | 39721 | 34139 | 39651
|  | 8:00 | 16583 | 3243 | 9972 | 9368 | 0 | 39166 | 8:00 | 33002 | 41300 | 35027 | 39166
|  | 8:30 | 16265 | 3209 | 9933 | 9294 | 0 | 38701 | 8:30 | 33459 | 43040 | 35235 | 38701
|  | 9:00 | 16133 | 3186 | 10026 | 9281 | 0 | 38626 | 9:00 | 34015 | 45099 | 35823 | 38626
|  | 9:30 | 16029 | 3159 | 10128 | 9209 | 0 | 38525 | 9:30 | 34470 | 46534 | 36579 | 38525
|  | 10:00 | 15958 | 3149 | 10272 | 9211 | 0 | 38590 | 10:00 | 34758 | 48130 | 37238 | 38590
|  | 10:30 | 15773 | 3114 | 10250 | 9051 | 0 | 38188 | 10:30 | 35328 | 49649 | 37777 | 38188
|  | 11:00 | 15581 | 3074 | 10289 | 8896 | 0 | 37840 | 11:00 | 35916 | 51007 | 38326 | 37840
|  | 11:30 | 15534 | 3040 | 10233 | 8859 | 0 | 37666 | 11:30 | 36142 | 52472 | 38620 | 37666
|  | 12:00 | 15462 | 2997 | 10223 | 8841 | 0 | 37523 | 12:00 | 36634 | 53753 | 39177 | 37523
|  | 12:30 | 15237 | 2967 | 10216 | 8660 | 0 | 37080 | 12:30 | 36980 | 54936 | 39701 | 37080
|  | 13:00 | 14963 | 2962 | 10253 | 8541 | 0 | 36719 | 13:00 | 37436 | 55961 | 40242 | 36719
|  | 13:30 | 14952 | 2935 | 10254 | 8438 | 0 | 36579 | 13:30 | 37843 | 56775 | 40737 | 36579
|  | 14:00 | 14833 | 2880 | 10329 | 8524 | 0 | 36566 | 14:00 | 38024 | 57422 | 41217 | 36566
|  | 14:30 | 14548 | 2875 | 10285 | 8371 | 0 | 36079 | 14:30 | 38631 | 57995 | 41669 | 36079
|  | 15:00 | 14377 | 2863 | 10367 | 8342 | 0 | 35949 | 15:00 | 38815 | 58089 | 41848 | 35949
|  | 15:30 | 14241 | 2861 | 10292 | 8278 | 0 | 35672 | 15:30 | 39150 | 58530 | 42376 | 35672
|  | 16:00 | 14218 | 2899 | 10311 | 8412 | 0 | 35840 | 16:00 | 39197 | 58101 | 42254 | 35840
|  | 16:30 | 14156 | 2887 | 10272 | 8418 | 0 | 35733 | 16:30 | 39034 | 58077 | 42072 | 35733
|  | 17:00 | 14187 | 2901 | 10373 | 8565 | 0 | 36026 | 17:00 | 38782 | 57335 | 41671 | 36026
|  | 17:30 | 14565 | 2915 | 10370 | 8706 | 0 | 36556 | 17:30 | 38444 | 56611 | 41171 | 36556
|  | 18:00 | 14976 | 2960 | 10554 | 9031 | 0 | 37521 | 18:00 | 38025 | 55618 | 41569 | 37521
|  | 18:30 | 15608 | 3042 | 10753 | 9350 | 0 | 38753 | 18:30 | 37551 | 54496 | 41838 | 38753
|  | 19:00 | 15760 | 3058 | 10771 | 9337 | 0 | 38926 | 19:00 | 38004 | 53540 | 41353 | 38926
|  | 19:30 | 15692 | 3074 | 10694 | 9402 | 0 | 38862 | 19:30 | 38505 | 52588 | 40974 | 38862
|  | 20:00 | 15822 | 3067 | 10590 | 9329 | 0 | 38808 | 20:00 | 38263 | 51945 | 40073 | 38808
|  | 20:30 | 15577 | 3054 | 10451 | 9313 | 0 | 38395 | 20:30 | 37677 | 51180 | 39020 | 38395
|  | 21:00 | 15361 | 3036 | 10234 | 9123 | 0 | 37754 | 21:00 | 36574 | 49643 | 37764 | 37754
|  | 21:30 | 15185 | 3006 | 10006 | 9007 | 0 | 37204 | 21:30 | 35325 | 48092 | 36136 | 37204
|  | 22:00 | 14845 | 2964 | 9790 | 8690 | 0 | 36289 | 22:00 | 33768 | 46656 | 34497 | 36289
|  | 22:30 | 14387 | 2897 | 9401 | 8509 | 0 | 35194 | 22:30 | 32650 | 44735 | 33026 | 35194
|  | 23:00 | 14127 | 2835 | 9111 | 8085 | 0 | 34158 | 23:00 | 31347 | 43144 | 32020 | 34158
|  | 23:30 | 13537 | 2777 | 8789 | 7971 | 0 | 33074 | 23:30 | 30081 | 41612 | 30823 | 33074
|  | 24:00 | 13222 | 2777 | 8864 | 7529 | 0 | 32392 | 0:00 | 30652 | 41271 | 29898 | 32392
Fev |  | 24:30 | 12580 | 2767 | 8830 | 7186 | 0 | 31363
|  | 25:00 | 12320 | 2754 | 8630 | 7021 | 0 | 30725
|  | 25:30 | 12388 | 2730 | 8649 | 6964 | 0 | 30731 | Northeast |  |  |  |  | West |  |  |  |  | Coastal
|  | 26:00 | 12229 | 2722 | 8581 | 6993 | 0 | 30525 |  | Spring | Summer | Fall | Winter |  | Spring | Summer | Fall | Winter |  | Spring | Summer | Fall | Winter
|  | 26:30 | 12251 | 2714 | 8495 | 6869 | 0 | 30329 | 0:30 | 10642 | 15290 | 10389 | 13581 | 0:30 | 2578 | 2994 | 2605 | 2834 | 0:30 | 8563 | 11472 | 8449 | 8513
|  | 27:00 | 12204 | 2717 | 8487 | 6759 | 0 | 30167 | 1:00 | 10421 | 14856 | 10113 | 13417 | 1:00 | 2566 | 2955 | 2579 | 2824 | 1:00 | 8467 | 11244 | 8399 | 8411
|  | 27:30 | 12224 | 2719 | 8419 | 6855 | 0 | 30217 | 1:30 | 10411 | 14596 | 10153 | 13362 | 1:30 | 2554 | 2899 | 2568 | 2818 | 1:30 | 8278 | 11042 | 8298 | 8322
|  | 28:00 | 12493 | 2732 | 8555 | 6884 | 0 | 30664 | 2:00 | 10276 | 14380 | 10203 | 13415 | 2:00 | 2536 | 2875 | 2553 | 2815 | 2:00 | 8209 | 10928 | 8269 | 8328
|  | 28:30 | 12500 | 2760 | 8520 | 7016 | 0 | 30796 | 2:30 | 9932 | 13937 | 10066 | 13246 | 2:30 | 2531 | 2839 | 2548 | 2815 | 2:30 | 8123 | 10785 | 8262 | 8249
|  | 29:00 | 12919 | 2809 | 8757 | 7350 | 0 | 31835 | 3:00 | 9539 | 13839 | 10137 | 13163 | 3:00 | 2537 | 2815 | 2553 | 2817 | 3:00 | 8080 | 10876 | 8337 | 8224
|  | 29:30 | 13577 | 2867 | 9025 | 7623 | 0 | 33092 | 3:30 | 9229 | 13705 | 10264 | 13208 | 3:30 | 2523 | 2811 | 2553 | 2827 | 3:30 | 8052 | 10604 | 8389 | 8270
|  | 30:00 | 14471 | 2946 | 9463 | 8259 | 0 | 35139 | 4:00 | 9654 | 13816 | 10684 | 13256 | 4:00 | 2550 | 2814 | 2584 | 2834 | 4:00 | 8121 | 10666 | 8715 | 8439
|  | 30:30 | 15410 | 3043 | 9718 | 8737 | 0 | 36908 | 4:30 | 9909 | 13990 | 10892 | 13495 | 4:30 | 2578 | 2817 | 2617 | 2845 | 4:30 | 8223 | 10600 | 8905 | 8436
|  | 31:00 | 15838 | 3096 | 9812 | 8886 | 0 | 37632 | 5:00 | 10679 | 14160 | 11528 | 13938 | 5:00 | 2643 | 2843 | 2663 | 2894 | 5:00 | 8428 | 10624 | 9342 | 8754
|  | 31:30 | 16028 | 3143 | 9969 | 9081 | 0 | 38221 | 5:30 | 11372 | 14401 | 12082 | 14525 | 5:30 | 2706 | 2882 | 2746 | 2946 | 5:30 | 8568 | 10606 | 9726 | 9013
|  | 32:00 | 15854 | 3119 | 9938 | 8880 | 0 | 37791 | 6:00 | 12000 | 14652 | 12558 | 15314 | 6:00 | 2752 | 2934 | 2792 | 3069 | 6:00 | 8694 | 10693 | 9838 | 9495
|  | 32:30 | 15661 | 3095 | 10004 | 8830 | 0 | 37590 | 6:30 | 12357 | 14814 | 12878 | 16197 | 6:30 | 2781 | 2937 | 2827 | 3168 | 6:30 | 8798 | 10783 | 9969 | 9891
|  | 33:00 | 15618 | 3084 | 10095 | 8885 | 0 | 37682 | 7:00 | 12466 | 15084 | 12957 | 16482 | 7:00 | 2776 | 3016 | 2815 | 3208 | 7:00 | 8913 | 11215 | 9947 | 9948
|  | 33:30 | 15485 | 3075 | 10098 | 8874 | 0 | 37532 | 7:30 | 12487 | 15646 | 12971 | 16860 | 7:30 | 2773 | 3044 | 2820 | 3259 | 7:30 | 9130 | 11605 | 9994 | 10055
|  | 34:00 | 15367 | 3077 | 10159 | 8890 | 0 | 37493 | 8:00 | 12711 | 16281 | 13367 | 16583 | 8:00 | 2800 | 3119 | 2821 | 3243 | 8:00 | 9375 | 12079 | 10243 | 9972
|  | 34:30 | 15299 | 3052 | 10104 | 8854 | 0 | 37309 | 8:30 | 12811 | 16869 | 13320 | 16265 | 8:30 | 2816 | 3183 | 2847 | 3209 | 8:30 | 9599 | 12643 | 10390 | 9933
|  | 35:00 | 15218 | 3030 | 10176 | 8777 | 0 | 37201 | 9:00 | 12919 | 17596 | 13529 | 16133 | 9:00 | 2832 | 3270 | 2891 | 3186 | 9:00 | 9852 | 13287 | 10523 | 10026
|  | 35:30 | 14987 | 3005 | 10058 | 8743 | 0 | 36793 | 9:30 | 13130 | 18217 | 13751 | 16029 | 9:30 | 2856 | 3325 | 2915 | 3159 | 9:30 | 10003 | 13685 | 10849 | 10128
|  | 36:00 | 14926 | 2981 | 9970 | 8703 | 0 | 36580 | 10:00 | 13174 | 18982 | 13916 | 15958 | 10:00 | 2858 | 3384 | 2927 | 3149 | 10:00 | 10144 | 14083 | 11099 | 10272
|  | 36:30 | 14689 | 2956 | 10013 | 8668 | 0 | 36326 | 10:30 | 13316 | 19488 | 14050 | 15773 | 10:30 | 2871 | 3445 | 2970 | 3114 | 10:30 | 10382 | 14586 | 11222 | 10250
|  | 37:00 | 14497 | 2933 | 9991 | 8630 | 0 | 36051 | 11:00 | 13604 | 20074 | 14265 | 15581 | 11:00 | 2874 | 3510 | 2968 | 3074 | 11:00 | 10560 | 14997 | 11400 | 10289
|  | 37:30 | 14386 | 2920 | 10001 | 8539 | 0 | 35846 | 11:30 | 13592 | 20763 | 14291 | 15534 | 11:30 | 2889 | 3555 | 2983 | 3040 | 11:30 | 10638 | 15300 | 11545 | 10233
|  | 38:00 | 14423 | 2890 | 9899 | 8448 | 0 | 35660 | 12:00 | 13659 | 21387 | 14403 | 15462 | 12:00 | 2922 | 3616 | 2985 | 2997 | 12:00 | 10847 | 15589 | 11842 | 10223
|  | 38:30 | 14128 | 2891 | 9937 | 8388 | 0 | 35344 | 12:30 | 13780 | 22006 | 14572 | 15237 | 12:30 | 2952 | 3684 | 3034 | 2967 | 12:30 | 10946 | 15806 | 12003 | 10216
|  | 39:00 | 14127 | 2887 | 9925 | 8402 | 0 | 35341 | 13:00 | 13950 | 22559 | 14693 | 14963 | 13:00 | 2972 | 3725 | 3065 | 2962 | 13:00 | 11055 | 16022 | 12206 | 10253
|  | 39:30 | 14010 | 2889 | 9961 | 8331 | 0 | 35191 | 13:30 | 14082 | 22964 | 14815 | 14952 | 13:30 | 3007 | 3787 | 3070 | 2935 | 13:30 | 11161 | 16137 | 12380 | 10254
|  | 40:00 | 14004 | 2866 | 10062 | 8476 | 0 | 35408 | 14:00 | 14101 | 23456 | 14945 | 14833 | 14:00 | 3031 | 3840 | 3091 | 2880 | 14:00 | 11231 | 16164 | 12488 | 10329
|  | 40:30 | 14104 | 2885 | 10054 | 8486 | 0 | 35529 | 14:30 | 14407 | 23646 | 15023 | 14548 | 14:30 | 3040 | 3863 | 3109 | 2875 | 14:30 | 11386 | 16276 | 12684 | 10285
|  | 41:00 | 14353 | 2875 | 10132 | 8709 | 0 | 36069 | 15:00 | 14585 | 23752 | 14868 | 14377 | 15:00 | 3032 | 3899 | 3127 | 2863 | 15:00 | 11350 | 16118 | 12754 | 10367
|  | 41:30 | 14484 | 2875 | 10112 | 8853 | 0 | 36324 | 15:30 | 14650 | 24105 | 15198 | 14241 | 15:30 | 3067 | 3928 | 3156 | 2861 | 15:30 | 11377 | 16104 | 12889 | 10292
|  | 42:00 | 14737 | 2913 | 10283 | 9087 | 0 | 37020 | 16:00 | 14681 | 23935 | 15150 | 14218 | 16:00 | 3057 | 3910 | 3157 | 2899 | 16:00 | 11362 | 15885 | 12797 | 10311
|  | 42:30 | 15078 | 2950 | 10466 | 9395 | 0 | 37889 | 16:30 | 14727 | 24071 | 15059 | 14156 | 16:30 | 3055 | 3916 | 3143 | 2887 | 16:30 | 11229 | 15694 | 12698 | 10272
|  | 43:00 | 15022 | 2996 | 10448 | 9562 | 0 | 38028 | 17:00 | 14674 | 23727 | 15010 | 14187 | 17:00 | 3049 | 3898 | 3122 | 2901 | 17:00 | 11056 | 15485 | 12576 | 10373
|  | 43:30 | 14985 | 3018 | 10460 | 9476 | 0 | 37939 | 17:30 | 14534 | 23460 | 14978 | 14565 | 17:30 | 3033 | 3855 | 3100 | 2915 | 17:30 | 11011 | 15178 | 12217 | 10370
|  | 44:00 | 14946 | 3004 | 10402 | 9406 | 0 | 37758 | 18:00 | 14310 | 22943 | 15301 | 14976 | 18:00 | 3008 | 3821 | 3110 | 2960 | 18:00 | 10882 | 14949 | 12163 | 10554
|  | 44:30 | 14789 | 3005 | 10299 | 9343 | 0 | 37436 | 18:30 | 14121 | 22429 | 15353 | 15608 | 18:30 | 2994 | 3773 | 3123 | 3042 | 18:30 | 10771 | 14732 | 12261 | 10753
|  | 45:00 | 14465 | 2997 | 10136 | 9168 | 0 | 36766 | 19:00 | 14246 | 22008 | 15198 | 15760 | 19:00 | 3008 | 3720 | 3124 | 3058 | 19:00 | 10899 | 14631 | 12110 | 10771
|  | 45:30 | 14321 | 2984 | 9963 | 8962 | 0 | 36230 | 19:30 | 14558 | 21499 | 15107 | 15692 | 19:30 | 3026 | 3662 | 3117 | 3074 | 19:30 | 10993 | 14400 | 11951 | 10694
|  | 46:00 | 13976 | 2945 | 9700 | 8673 | 0 | 35294 | 20:00 | 14527 | 21210 | 14935 | 15822 | 20:00 | 3012 | 3642 | 3061 | 3067 | 20:00 | 10822 | 14237 | 11647 | 10590
|  | 46:30 | 13685 | 2906 | 9420 | 8336 | 0 | 34347 | 20:30 | 14184 | 20877 | 14443 | 15577 | 20:30 | 2996 | 3620 | 3018 | 3054 | 20:30 | 10725 | 14085 | 11371 | 10451
|  | 47:00 | 13159 | 2833 | 9146 | 8020 | 0 | 33158 | 21:00 | 13623 | 20004 | 13918 | 15361 | 21:00 | 2939 | 3541 | 2951 | 3036 | 21:00 | 10459 | 13763 | 11021 | 10234
|  | 47:30 | 12837 | 2800 | 8850 | 7613 | 0 | 32100 | 21:30 | 13022 | 19227 | 13338 | 15185 | 21:30 | 2879 | 3475 | 2902 | 3006 | 21:30 | 10178 | 13413 | 10487 | 10006
|  | 48:00 | 11801 | 2675 | 8561 | 7133 | 0 | 30170 | 22:00 | 12241 | 18513 | 12706 | 14845 | 22:00 | 2800 | 3378 | 2824 | 2964 | 22:00 | 9906 | 13092 | 10131 | 9790
Mar | Spring | 48:30 | 10881 | 2582 | 8291 | 6721 | 0 | 28475 | 22:30 | 11825 | 17653 | 12177 | 14387 | 22:30 | 2741 | 3276 | 2757 | 2897 | 22:30 | 9576 | 12612 | 9651 | 9401
|  | 49:00 | 10830 | 2565 | 8223 | 6609 | 0 | 28227 | 23:00 | 11337 | 16976 | 11850 | 14127 | 23:00 | 2683 | 3209 | 2715 | 2835 | 23:00 | 9235 | 12301 | 9334 | 9111
|  | 49:30 | 10603 | 2551 | 8078 | 6514 | 0 | 27746 | 23:30 | 10801 | 16265 | 11339 | 13537 | 23:30 | 2616 | 3120 | 2679 | 2777 | 23:30 | 8934 | 11925 | 9041 | 8789
|  | 50:00 | 10428 | 2561 | 7979 | 6520 | 0 | 27488 | 0:00 | 10994 | 16170 | 11103 | 13222 | 0:00 | 2685 | 3072 | 2702 | 2777 | 0:00 | 9030 | 11880 | 8643 | 8864
|  | 50:30 | 10511 | 2548 | 7959 | 6408 | 0 | 27426
|  | 51:00 | 10493 | 2549 | 7985 | 6429 | 0 | 27456
|  | 51:30 | 10567 | 2561 | 7965 | 6375 | 0 | 27468 | South |  |  |  |  | Panhandle
|  | 52:00 | 10729 | 2587 | 8080 | 6463 | 0 | 27859 |  | Spring | Summer | Fall | Winter |  | Spring | Summer | Fall | Winter
|  | 52:30 | 10887 | 2601 | 8094 | 6441 | 0 | 28023 | 0:30 | 6979 | 9514 | 7186 | 7733 | 0:30 | 0 | 0 | 0 | 0
|  | 53:00 | 11240 | 2655 | 8222 | 6744 | 0 | 28861 | 1:00 | 6793 | 9234 | 7027 | 7672 | 1:00 | 0 | 0 | 0 | 0
|  | 53:30 | 11850 | 2721 | 8595 | 6857 | 0 | 30023 | 1:30 | 6711 | 9069 | 6902 | 7541 | 1:30 | 0 | 0 | 0 | 0
|  | 54:00 | 12510 | 2784 | 8974 | 7265 | 0 | 31533 | 2:00 | 6781 | 8960 | 6849 | 7531 | 2:00 | 0 | 0 | 0 | 0
|  | 54:30 | 13115 | 2866 | 9232 | 7780 | 0 | 32993 | 2:30 | 6578 | 8797 | 6732 | 7447 | 2:30 | 0 | 0 | 0 | 0
|  | 55:00 | 13121 | 2873 | 9257 | 7866 | 0 | 33117 | 3:00 | 6543 | 8815 | 6776 | 7463 | 3:00 | 0 | 0 | 0 | 0
|  | 55:30 | 13483 | 2903 | 9459 | 8054 | 0 | 33899 | 3:30 | 6516 | 8685 | 6732 | 7459 | 3:30 | 0 | 0 | 0 | 0
|  | 56:00 | 13507 | 2909 | 9558 | 8100 | 0 | 34074 | 4:00 | 6613 | 8644 | 6889 | 7563 | 4:00 | 0 | 0 | 0 | 0
|  | 56:30 | 13487 | 2918 | 9638 | 8095 | 0 | 34138 | 4:30 | 6617 | 8727 | 7139 | 7619 | 4:30 | 0 | 0 | 0 | 0
|  | 57:00 | 13537 | 2900 | 9748 | 8217 | 0 | 34402 | 5:00 | 6860 | 8765 | 7631 | 7893 | 5:00 | 0 | 0 | 0 | 0
|  | 57:30 | 13502 | 2893 | 9819 | 8248 | 0 | 34462 | 5:30 | 7164 | 8797 | 8042 | 8255 | 5:30 | 0 | 0 | 0 | 0
|  | 58:00 | 13390 | 2898 | 9876 | 8342 | 0 | 34506 | 6:00 | 7397 | 8832 | 8207 | 8682 | 6:00 | 0 | 0 | 0 | 0
|  | 58:30 | 13498 | 2895 | 9989 | 8407 | 0 | 34789 | 6:30 | 7803 | 8807 | 8422 | 9174 | 6:30 | 0 | 0 | 0 | 0
|  | 59:00 | 13390 | 2871 | 10093 | 8477 | 0 | 34831 | 7:00 | 7890 | 9021 | 8402 | 9349 | 7:00 | 0 | 0 | 0 | 0
|  | 59:30 | 13361 | 2872 | 10031 | 8478 | 0 | 34742 | 7:30 | 8035 | 9426 | 8354 | 9477 | 7:30 | 0 | 0 | 0 | 0
|  | 60:00 | 13360 | 2858 | 10063 | 8474 | 0 | 34755 | 8:00 | 8116 | 9821 | 8596 | 9368 | 8:00 | 0 | 0 | 0 | 0
|  | 60:30 | 13243 | 2861 | 10043 | 8534 | 0 | 34681 | 8:30 | 8233 | 10345 | 8678 | 9294 | 8:30 | 0 | 0 | 0 | 0
|  | 61:00 | 13192 | 2846 | 10089 | 8532 | 0 | 34659 | 9:00 | 8412 | 10946 | 8880 | 9281 | 9:00 | 0 | 0 | 0 | 0
|  | 61:30 | 13184 | 2854 | 10169 | 8599 | 0 | 34806 | 9:30 | 8481 | 11307 | 9064 | 9209 | 9:30 | 0 | 0 | 0 | 0
|  | 62:00 | 12981 | 2845 | 10248 | 8615 | 0 | 34689 | 10:00 | 8582 | 11681 | 9296 | 9211 | 10:00 | 0 | 0 | 0 | 0
|  | 62:30 | 13106 | 2856 | 10240 | 8631 | 0 | 34833 | 10:30 | 8759 | 12130 | 9535 | 9051 | 10:30 | 0 | 0 | 0 | 0
|  | 63:00 | 13152 | 2860 | 10189 | 8630 | 0 | 34831 | 11:00 | 8878 | 12426 | 9693 | 8896 | 11:00 | 0 | 0 | 0 | 0
|  | 63:30 | 13182 | 2853 | 10271 | 8663 | 0 | 34969 | 11:30 | 9023 | 12854 | 9801 | 8859 | 11:30 | 0 | 0 | 0 | 0
|  | 64:00 | 13166 | 2850 | 10284 | 8670 | 0 | 34970 | 12:00 | 9206 | 13161 | 9947 | 8841 | 12:00 | 0 | 0 | 0 | 0
|  | 64:30 | 13092 | 2856 | 10270 | 8664 | 0 | 34882 | 12:30 | 9302 | 13440 | 10092 | 8660 | 12:30 | 0 | 0 | 0 | 0
|  | 65:00 | 13126 | 2856 | 10044 | 8664 | 0 | 34690 | 13:00 | 9459 | 13655 | 10278 | 8541 | 13:00 | 0 | 0 | 0 | 0
|  | 65:30 | 13141 | 2865 | 10051 | 8623 | 0 | 34680 | 13:30 | 9593 | 13887 | 10472 | 8438 | 13:30 | 0 | 0 | 0 | 0
|  | 66:00 | 13317 | 2875 | 10081 | 8596 | 0 | 34869 | 14:00 | 9661 | 13962 | 10693 | 8524 | 14:00 | 0 | 0 | 0 | 0
|  | 66:30 | 13407 | 2881 | 10089 | 8698 | 0 | 35075 | 14:30 | 9798 | 14210 | 10853 | 8371 | 14:30 | 0 | 0 | 0 | 0
|  | 67:00 | 13703 | 2930 | 10181 | 8872 | 0 | 35686 | 15:00 | 9848 | 14320 | 11099 | 8342 | 15:00 | 0 | 0 | 0 | 0
|  | 67:30 | 13915 | 2959 | 10419 | 9049 | 0 | 36342 | 15:30 | 10056 | 14393 | 11133 | 8278 | 15:30 | 0 | 0 | 0 | 0
|  | 68:00 | 13911 | 2955 | 10360 | 9107 | 0 | 36333 | 16:00 | 10097 | 14371 | 11150 | 8412 | 16:00 | 0 | 0 | 0 | 0
|  | 68:30 | 13664 | 2916 | 10257 | 8944 | 0 | 35781 | 16:30 | 10023 | 14396 | 11172 | 8418 | 16:30 | 0 | 0 | 0 | 0
|  | 69:00 | 13280 | 2903 | 10038 | 8736 | 0 | 34957 | 17:00 | 10003 | 14225 | 10963 | 8565 | 17:00 | 0 | 0 | 0 | 0
|  | 69:30 | 13077 | 2861 | 9765 | 8594 | 0 | 34297 | 17:30 | 9866 | 14118 | 10876 | 8706 | 17:30 | 0 | 0 | 0 | 0
|  | 70:00 | 12481 | 2823 | 9448 | 8197 | 0 | 32949 | 18:00 | 9825 | 13905 | 10995 | 9031 | 18:00 | 0 | 0 | 0 | 0
|  | 70:30 | 12199 | 2761 | 9123 | 7952 | 0 | 32035 | 18:30 | 9665 | 13562 | 11101 | 9350 | 18:30 | 0 | 0 | 0 | 0
|  | 71:00 | 11753 | 2711 | 8854 | 7650 | 0 | 30968 | 19:00 | 9851 | 13181 | 10921 | 9337 | 19:00 | 0 | 0 | 0 | 0
|  | 71:30 | 11151 | 2693 | 8534 | 7298 | 0 | 29676 | 19:30 | 9928 | 13027 | 10799 | 9402 | 19:30 | 0 | 0 | 0 | 0
|  | 72:00 | 10871 | 2620 | 8576 | 7140 | 0 | 29207 | 20:00 | 9902 | 12856 | 10430 | 9329 | 20:00 | 0 | 0 | 0 | 0
Apr |  | 72:30 | 10642 | 2578 | 8563 | 6979 | 0 | 28762 | 20:30 | 9772 | 12598 | 10188 | 9313 | 20:30 | 0 | 0 | 0 | 0
|  | 73:00 | 10421 | 2566 | 8467 | 6793 | 0 | 28247 | 21:00 | 9553 | 12335 | 9874 | 9123 | 21:00 | 0 | 0 | 0 | 0
|  | 73:30 | 10411 | 2554 | 8278 | 6711 | 0 | 27954 | 21:30 | 9246 | 11977 | 9409 | 9007 | 21:30 | 0 | 0 | 0 | 0
|  | 74:00 | 10276 | 2536 | 8209 | 6781 | 0 | 27802 | 22:00 | 8821 | 11673 | 8836 | 8690 | 22:00 | 0 | 0 | 0 | 0
|  | 74:30 | 9932 | 2531 | 8123 | 6578 | 0 | 27164 | 22:30 | 8508 | 11194 | 8441 | 8509 | 22:30 | 0 | 0 | 0 | 0
|  | 75:00 | 9539 | 2537 | 8080 | 6543 | 0 | 26699 | 23:00 | 8092 | 10658 | 8121 | 8085 | 23:00 | 0 | 0 | 0 | 0
|  | 75:30 | 9229 | 2523 | 8052 | 6516 | 0 | 26320 | 23:30 | 7730 | 10302 | 7764 | 7971 | 23:30 | 0 | 0 | 0 | 0
|  | 76:00 | 9654 | 2550 | 8121 | 6613 | 0 | 26938 | 0:00 | 7943 | 10149 | 7450 | 7529 | 0:00 | 0 | 0 | 0 | 0
|  | 76:30 | 9909 | 2578 | 8223 | 6617 | 0 | 27327
|  | 77:00 | 10679 | 2643 | 8428 | 6860 | 0 | 28610
|  | 77:30 | 11372 | 2706 | 8568 | 7164 | 0 | 29810
|  | 78:00 | 12000 | 2752 | 8694 | 7397 | 0 | 30843
|  | 78:30 | 12357 | 2781 | 8798 | 7803 | 0 | 31739
|  | 79:00 | 12466 | 2776 | 8913 | 7890 | 0 | 32045
|  | 79:30 | 12487 | 2773 | 9130 | 8035 | 0 | 32425
|  | 80:00 | 12711 | 2800 | 9375 | 8116 | 0 | 33002
|  | 80:30 | 12811 | 2816 | 9599 | 8233 | 0 | 33459
|  | 81:00 | 12919 | 2832 | 9852 | 8412 | 0 | 34015
|  | 81:30 | 13130 | 2856 | 10003 | 8481 | 0 | 34470
|  | 82:00 | 13174 | 2858 | 10144 | 8582 | 0 | 34758
|  | 82:30 | 13316 | 2871 | 10382 | 8759 | 0 | 35328
|  | 83:00 | 13604 | 2874 | 10560 | 8878 | 0 | 35916
|  | 83:30 | 13592 | 2889 | 10638 | 9023 | 0 | 36142
|  | 84:00 | 13659 | 2922 | 10847 | 9206 | 0 | 36634
|  | 84:30 | 13780 | 2952 | 10946 | 9302 | 0 | 36980
|  | 85:00 | 13950 | 2972 | 11055 | 9459 | 0 | 37436
|  | 85:30 | 14082 | 3007 | 11161 | 9593 | 0 | 37843
|  | 86:00 | 14101 | 3031 | 11231 | 9661 | 0 | 38024
|  | 86:30 | 14407 | 3040 | 11386 | 9798 | 0 | 38631
|  | 87:00 | 14585 | 3032 | 11350 | 9848 | 0 | 38815
|  | 87:30 | 14650 | 3067 | 11377 | 10056 | 0 | 39150
|  | 88:00 | 14681 | 3057 | 11362 | 10097 | 0 | 39197
|  | 88:30 | 14727 | 3055 | 11229 | 10023 | 0 | 39034
|  | 89:00 | 14674 | 3049 | 11056 | 10003 | 0 | 38782
|  | 89:30 | 14534 | 3033 | 11011 | 9866 | 0 | 38444
|  | 90:00 | 14310 | 3008 | 10882 | 9825 | 0 | 38025
|  | 90:30 | 14121 | 2994 | 10771 | 9665 | 0 | 37551
|  | 91:00 | 14246 | 3008 | 10899 | 9851 | 0 | 38004
|  | 91:30 | 14558 | 3026 | 10993 | 9928 | 0 | 38505
|  | 92:00 | 14527 | 3012 | 10822 | 9902 | 0 | 38263
|  | 92:30 | 14184 | 2996 | 10725 | 9772 | 0 | 37677
|  | 93:00 | 13623 | 2939 | 10459 | 9553 | 0 | 36574
|  | 93:30 | 13022 | 2879 | 10178 | 9246 | 0 | 35325
|  | 94:00 | 12241 | 2800 | 9906 | 8821 | 0 | 33768
|  | 94:30 | 11825 | 2741 | 9576 | 8508 | 0 | 32650
|  | 95:00 | 11337 | 2683 | 9235 | 8092 | 0 | 31347
|  | 95:30 | 10801 | 2616 | 8934 | 7730 | 0 | 30081
|  | 96:00 | 10994 | 2685 | 9030 | 7943 | 0 | 30652
May |  | 96:30 | 11283 | 2722 | 9130 | 8102 | 0 | 31237
|  | 97:00 | 11059 | 2698 | 8993 | 8026 | 0 | 30776
|  | 97:30 | 10824 | 2658 | 8856 | 7779 | 0 | 30117
|  | 98:00 | 10791 | 2636 | 8852 | 7717 | 0 | 29996
|  | 98:30 | 10481 | 2624 | 8720 | 7588 | 0 | 29413
|  | 99:00 | 10437 | 2616 | 8772 | 7485 | 0 | 29310
|  | 99:30 | 10462 | 2606 | 8777 | 7476 | 0 | 29321
|  | 100:00 | 10912 | 2612 | 8989 | 7590 | 0 | 30103
|  | 100:30 | 11050 | 2628 | 9215 | 7608 | 0 | 30501
|  | 101:00 | 11711 | 2687 | 9615 | 7823 | 0 | 31836
|  | 101:30 | 12297 | 2743 | 9932 | 7879 | 0 | 32851
|  | 102:00 | 12490 | 2781 | 10030 | 7899 | 0 | 33200
|  | 102:30 | 12872 | 2783 | 10134 | 7972 | 0 | 33761
|  | 103:00 | 13288 | 2813 | 10307 | 8159 | 0 | 34567
|  | 103:30 | 13349 | 2852 | 10472 | 8453 | 0 | 35126
|  | 104:00 | 13722 | 2903 | 10720 | 8731 | 0 | 36076
|  | 104:30 | 13975 | 2937 | 10928 | 9068 | 0 | 36908
|  | 105:00 | 14403 | 2974 | 11160 | 9435 | 0 | 37972
|  | 105:30 | 14704 | 3029 | 11491 | 9712 | 0 | 38936
|  | 106:00 | 14940 | 3064 | 11801 | 10081 | 0 | 39886
|  | 106:30 | 15432 | 3094 | 12036 | 10311 | 0 | 40873
|  | 107:00 | 15837 | 3114 | 12298 | 10593 | 0 | 41842
|  | 107:30 | 16079 | 3144 | 12505 | 10833 | 0 | 42561
|  | 108:00 | 16465 | 3183 | 12842 | 10928 | 0 | 43418
|  | 108:30 | 16738 | 3212 | 13019 | 11183 | 0 | 44152
|  | 109:00 | 16954 | 3249 | 13165 | 11326 | 0 | 44694
|  | 109:30 | 17328 | 3274 | 13497 | 11501 | 0 | 45600
|  | 110:00 | 17668 | 3300 | 13655 | 11584 | 0 | 46207
|  | 110:30 | 17856 | 3317 | 13826 | 11807 | 0 | 46806
|  | 111:00 | 18098 | 3346 | 13987 | 12048 | 0 | 47479
|  | 111:30 | 18239 | 3376 | 13957 | 12071 | 0 | 47643
|  | 112:00 | 18318 | 3373 | 13928 | 12172 | 0 | 47791
|  | 112:30 | 18299 | 3389 | 13852 | 12149 | 0 | 47689
|  | 113:00 | 18234 | 3365 | 13665 | 12067 | 0 | 47331
|  | 113:30 | 18042 | 3387 | 13356 | 11980 | 0 | 46765
|  | 114:00 | 17599 | 3363 | 13052 | 11772 | 0 | 45786
|  | 114:30 | 17276 | 3348 | 12776 | 11584 | 0 | 44984
|  | 115:00 | 17040 | 3301 | 12761 | 11453 | 0 | 44555
|  | 115:30 | 17032 | 3279 | 12672 | 11448 | 0 | 44431
|  | 116:00 | 16830 | 3263 | 12565 | 11297 | 0 | 43955
|  | 116:30 | 16754 | 3229 | 12284 | 11190 | 0 | 43457
|  | 117:00 | 15932 | 3161 | 11771 | 10740 | 0 | 41604
|  | 117:30 | 15366 | 3086 | 11420 | 10449 | 0 | 40321
|  | 118:00 | 14525 | 2994 | 10982 | 10020 | 0 | 38521
|  | 118:30 | 13746 | 2907 | 10457 | 9507 | 0 | 36617
|  | 119:00 | 13211 | 2850 | 10162 | 9148 | 0 | 35371
|  | 119:30 | 12517 | 2784 | 9769 | 8780 | 0 | 33850
|  | 120:00 | 13391 | 2879 | 10388 | 9101 | 0 | 35759
Jun | Summer | 120:30 | 14241 | 2973 | 11075 | 9542 | 0 | 37831
|  | 121:00 | 14005 | 2926 | 10804 | 9271 | 0 | 37006
|  | 121:30 | 13703 | 2914 | 10653 | 9114 | 0 | 36384
|  | 122:00 | 13570 | 2887 | 10461 | 8920 | 0 | 35838
|  | 122:30 | 13286 | 2866 | 10400 | 8800 | 0 | 35352
|  | 123:00 | 13151 | 2838 | 10408 | 8684 | 0 | 35081
|  | 123:30 | 13153 | 2829 | 10248 | 8593 | 0 | 34823
|  | 124:00 | 13351 | 2829 | 10178 | 8557 | 0 | 34915
|  | 124:30 | 13599 | 2840 | 10264 | 8583 | 0 | 35286
|  | 125:00 | 14065 | 2840 | 10394 | 8570 | 0 | 35869
|  | 125:30 | 14471 | 2874 | 10373 | 8638 | 0 | 36356
|  | 126:00 | 14945 | 2893 | 10646 | 8721 | 0 | 37205
|  | 126:30 | 15174 | 2906 | 10769 | 8764 | 0 | 37613
|  | 127:00 | 15470 | 2964 | 11139 | 9006 | 0 | 38579
|  | 127:30 | 15729 | 3020 | 11606 | 9401 | 0 | 39756
|  | 128:00 | 15938 | 3084 | 11988 | 9793 | 0 | 40803
|  | 128:30 | 16520 | 3144 | 12416 | 10192 | 0 | 42272
|  | 129:00 | 17138 | 3210 | 12990 | 10698 | 0 | 44036
|  | 129:30 | 17620 | 3279 | 13367 | 11021 | 0 | 45287
|  | 130:00 | 18097 | 3372 | 13786 | 11431 | 0 | 46686
|  | 130:30 | 18754 | 3434 | 14173 | 11797 | 0 | 48158
|  | 131:00 | 19394 | 3484 | 14455 | 12069 | 0 | 49402
|  | 131:30 | 19833 | 3538 | 14750 | 12446 | 0 | 50567
|  | 132:00 | 20379 | 3568 | 14960 | 12636 | 0 | 51543
|  | 132:30 | 20974 | 3622 | 15165 | 13011 | 0 | 52772
|  | 133:00 | 21570 | 3676 | 15339 | 13223 | 0 | 53808
|  | 133:30 | 21890 | 3714 | 15486 | 13492 | 0 | 54582
|  | 134:00 | 22258 | 3744 | 15564 | 13715 | 0 | 55281
|  | 134:30 | 22491 | 3761 | 15662 | 13875 | 0 | 55789
|  | 135:00 | 22679 | 3790 | 15612 | 13932 | 0 | 56013
|  | 135:30 | 22830 | 3805 | 15663 | 14139 | 0 | 56437
|  | 136:00 | 22695 | 3820 | 15508 | 14215 | 0 | 56238
|  | 136:30 | 22722 | 3823 | 15485 | 14184 | 0 | 56214
|  | 137:00 | 22349 | 3796 | 15279 | 14026 | 0 | 55450
|  | 137:30 | 22111 | 3791 | 15234 | 13985 | 0 | 55121
|  | 138:00 | 21427 | 3741 | 14872 | 13638 | 0 | 53678
|  | 138:30 | 21105 | 3706 | 14746 | 13528 | 0 | 53085
|  | 139:00 | 20487 | 3650 | 14573 | 13338 | 0 | 52048
|  | 139:30 | 20286 | 3605 | 14377 | 13019 | 0 | 51287
|  | 140:00 | 19868 | 3582 | 14250 | 12966 | 0 | 50666
|  | 140:30 | 19740 | 3562 | 14012 | 12759 | 0 | 50073
|  | 141:00 | 18986 | 3505 | 13589 | 12261 | 0 | 48341
|  | 141:30 | 18397 | 3433 | 13224 | 11943 | 0 | 46997
|  | 142:00 | 17658 | 3340 | 12825 | 11482 | 0 | 45305
|  | 142:30 | 16869 | 3269 | 12517 | 11082 | 0 | 43737
|  | 143:00 | 16173 | 3197 | 12147 | 10703 | 0 | 42220
|  | 143:30 | 15430 | 3126 | 11794 | 10164 | 0 | 40514
|  | 144:00 | 15290 | 3040 | 11647 | 9792 | 0 | 39769
Jul |  | 144:30 | 15290 | 2994 | 11472 | 9514 | 0 | 39270
|  | 145:00 | 14856 | 2955 | 11244 | 9234 | 0 | 38289
|  | 145:30 | 14596 | 2899 | 11042 | 9069 | 0 | 37606
|  | 146:00 | 14380 | 2875 | 10928 | 8960 | 0 | 37143
|  | 146:30 | 13937 | 2839 | 10785 | 8797 | 0 | 36358
|  | 147:00 | 13839 | 2815 | 10876 | 8815 | 0 | 36345
|  | 147:30 | 13705 | 2811 | 10604 | 8685 | 0 | 35805
|  | 148:00 | 13816 | 2814 | 10666 | 8644 | 0 | 35940
|  | 148:30 | 13990 | 2817 | 10600 | 8727 | 0 | 36134
|  | 149:00 | 14160 | 2843 | 10624 | 8765 | 0 | 36392
|  | 149:30 | 14401 | 2882 | 10606 | 8797 | 0 | 36686
|  | 150:00 | 14652 | 2934 | 10693 | 8832 | 0 | 37111
|  | 150:30 | 14814 | 2937 | 10783 | 8807 | 0 | 37341
|  | 151:00 | 15084 | 3016 | 11215 | 9021 | 0 | 38336
|  | 151:30 | 15646 | 3044 | 11605 | 9426 | 0 | 39721
|  | 152:00 | 16281 | 3119 | 12079 | 9821 | 0 | 41300
|  | 152:30 | 16869 | 3183 | 12643 | 10345 | 0 | 43040
|  | 153:00 | 17596 | 3270 | 13287 | 10946 | 0 | 45099
|  | 153:30 | 18217 | 3325 | 13685 | 11307 | 0 | 46534
|  | 154:00 | 18982 | 3384 | 14083 | 11681 | 0 | 48130
|  | 154:30 | 19488 | 3445 | 14586 | 12130 | 0 | 49649
|  | 155:00 | 20074 | 3510 | 14997 | 12426 | 0 | 51007
|  | 155:30 | 20763 | 3555 | 15300 | 12854 | 0 | 52472
|  | 156:00 | 21387 | 3616 | 15589 | 13161 | 0 | 53753
|  | 156:30 | 22006 | 3684 | 15806 | 13440 | 0 | 54936
|  | 157:00 | 22559 | 3725 | 16022 | 13655 | 0 | 55961
|  | 157:30 | 22964 | 3787 | 16137 | 13887 | 0 | 56775
|  | 158:00 | 23456 | 3840 | 16164 | 13962 | 0 | 57422
|  | 158:30 | 23646 | 3863 | 16276 | 14210 | 0 | 57995
|  | 159:00 | 23752 | 3899 | 16118 | 14320 | 0 | 58089
|  | 159:30 | 24105 | 3928 | 16104 | 14393 | 0 | 58530
|  | 160:00 | 23935 | 3910 | 15885 | 14371 | 0 | 58101
|  | 160:30 | 24071 | 3916 | 15694 | 14396 | 0 | 58077
|  | 161:00 | 23727 | 3898 | 15485 | 14225 | 0 | 57335
|  | 161:30 | 23460 | 3855 | 15178 | 14118 | 0 | 56611
|  | 162:00 | 22943 | 3821 | 14949 | 13905 | 0 | 55618
|  | 162:30 | 22429 | 3773 | 14732 | 13562 | 0 | 54496
|  | 163:00 | 22008 | 3720 | 14631 | 13181 | 0 | 53540
|  | 163:30 | 21499 | 3662 | 14400 | 13027 | 0 | 52588
|  | 164:00 | 21210 | 3642 | 14237 | 12856 | 0 | 51945
|  | 164:30 | 20877 | 3620 | 14085 | 12598 | 0 | 51180
|  | 165:00 | 20004 | 3541 | 13763 | 12335 | 0 | 49643
|  | 165:30 | 19227 | 3475 | 13413 | 11977 | 0 | 48092
|  | 166:00 | 18513 | 3378 | 13092 | 11673 | 0 | 46656
|  | 166:30 | 17653 | 3276 | 12612 | 11194 | 0 | 44735
|  | 167:00 | 16976 | 3209 | 12301 | 10658 | 0 | 43144
|  | 167:30 | 16265 | 3120 | 11925 | 10302 | 0 | 41612
|  | 168:00 | 16170 | 3072 | 11880 | 10149 | 0 | 41271
Aug |  | 168:30 | 16134 | 3050 | 11924 | 10070 | 0 | 41178
|  | 169:00 | 15815 | 2997 | 11678 | 9757 | 0 | 40247
|  | 169:30 | 15468 | 2971 | 11443 | 9576 | 0 | 39458
|  | 170:00 | 15310 | 2956 | 11247 | 9475 | 0 | 38988
|  | 170:30 | 14915 | 2920 | 11124 | 9203 | 0 | 38162
|  | 171:00 | 14832 | 2903 | 11028 | 9194 | 0 | 37957
|  | 171:30 | 14650 | 2877 | 10922 | 9005 | 0 | 37454
|  | 172:00 | 14573 | 2877 | 10936 | 9025 | 0 | 37411
|  | 172:30 | 14559 | 2874 | 10990 | 9019 | 0 | 37442
|  | 173:00 | 14525 | 2888 | 10993 | 9111 | 0 | 37517
|  | 173:30 | 14806 | 2916 | 11120 | 9292 | 0 | 38134
|  | 174:00 | 14873 | 2906 | 11185 | 9274 | 0 | 38238
|  | 174:30 | 14980 | 2916 | 11179 | 9403 | 0 | 38478
|  | 175:00 | 15640 | 2975 | 11584 | 9707 | 0 | 39906
|  | 175:30 | 16259 | 3017 | 11944 | 9996 | 0 | 41216
|  | 176:00 | 17076 | 3097 | 12504 | 10393 | 0 | 43070
|  | 176:30 | 17963 | 3181 | 12914 | 10845 | 0 | 44903
|  | 177:00 | 18839 | 3259 | 13358 | 11266 | 0 | 46722
|  | 177:30 | 19623 | 3361 | 13889 | 11749 | 0 | 48622
|  | 178:00 | 20265 | 3457 | 14345 | 12147 | 0 | 50214
|  | 178:30 | 21102 | 3542 | 14723 | 12651 | 0 | 52018
|  | 179:00 | 21640 | 3598 | 15132 | 12972 | 0 | 53342
|  | 179:30 | 22234 | 3667 | 15415 | 13434 | 0 | 54750
|  | 180:00 | 22680 | 3730 | 15701 | 13751 | 0 | 55862
|  | 180:30 | 23021 | 3771 | 15942 | 14079 | 0 | 56813
|  | 181:00 | 23247 | 3822 | 16114 | 14355 | 0 | 57538
|  | 181:30 | 23761 | 3848 | 16421 | 14628 | 0 | 58658
|  | 182:00 | 24057 | 3884 | 16530 | 14834 | 0 | 59305
|  | 182:30 | 24261 | 3919 | 16700 | 15035 | 0 | 59915
|  | 183:00 | 24381 | 3944 | 16731 | 15174 | 0 | 60230
|  | 183:30 | 24473 | 3963 | 16767 | 15217 | 0 | 60420
|  | 184:00 | 24579 | 3971 | 16706 | 15244 | 0 | 60500
|  | 184:30 | 24407 | 3978 | 16628 | 15195 | 0 | 60208
|  | 185:00 | 24066 | 3953 | 16411 | 15056 | 0 | 59486
|  | 185:30 | 23823 | 3921 | 16202 | 14853 | 0 | 58799
|  | 186:00 | 23269 | 3875 | 15885 | 14574 | 0 | 57603
|  | 186:30 | 23016 | 3816 | 15579 | 14265 | 0 | 56676
|  | 187:00 | 22760 | 3775 | 15453 | 14102 | 0 | 56090
|  | 187:30 | 22361 | 3749 | 15305 | 13946 | 0 | 55361
|  | 188:00 | 22014 | 3704 | 15098 | 13811 | 0 | 54627
|  | 188:30 | 21463 | 3638 | 14757 | 13559 | 0 | 53417
|  | 189:00 | 20717 | 3548 | 14404 | 13165 | 0 | 51834
|  | 189:30 | 19827 | 3453 | 13954 | 12677 | 0 | 49911
|  | 190:00 | 19201 | 3343 | 13554 | 12142 | 0 | 48240
|  | 190:30 | 18273 | 3257 | 13107 | 11698 | 0 | 46335
|  | 191:00 | 17468 | 3169 | 12736 | 11344 | 0 | 44717
|  | 191:30 | 16902 | 3098 | 12335 | 10845 | 0 | 43180
|  | 192:00 | 14841 | 2940 | 11314 | 9554 | 0 | 38649
Sep | Fall | 192:30 | 12961 | 2775 | 10136 | 8445 | 0 | 34317
|  | 193:00 | 12750 | 2731 | 9980 | 8288 | 0 | 33749
|  | 193:30 | 12445 | 2711 | 9792 | 8110 | 0 | 33058
|  | 194:00 | 12378 | 2685 | 9727 | 8018 | 0 | 32808
|  | 194:30 | 12083 | 2677 | 9621 | 7896 | 0 | 32277
|  | 195:00 | 12297 | 2664 | 9610 | 7969 | 0 | 32540
|  | 195:30 | 12074 | 2669 | 9681 | 7860 | 0 | 32284
|  | 196:00 | 12414 | 2701 | 9986 | 8035 | 0 | 33136
|  | 196:30 | 12725 | 2704 | 10195 | 8249 | 0 | 33873
|  | 197:00 | 13454 | 2758 | 10442 | 8611 | 0 | 35265
|  | 197:30 | 14126 | 2802 | 10856 | 9123 | 0 | 36907
|  | 198:00 | 14481 | 2831 | 10794 | 9230 | 0 | 37336
|  | 198:30 | 14691 | 2843 | 10937 | 9302 | 0 | 37773
|  | 199:00 | 14747 | 2857 | 10911 | 9247 | 0 | 37762
|  | 199:30 | 14842 | 2881 | 11054 | 9463 | 0 | 38240
|  | 200:00 | 15230 | 2931 | 11360 | 9688 | 0 | 39209
|  | 200:30 | 15615 | 2976 | 11635 | 9927 | 0 | 40153
|  | 201:00 | 16176 | 3038 | 11914 | 10321 | 0 | 41449
|  | 201:30 | 16711 | 3094 | 12245 | 10546 | 0 | 42596
|  | 202:00 | 17200 | 3154 | 12553 | 10832 | 0 | 43739
|  | 202:30 | 17654 | 3207 | 12911 | 11095 | 0 | 44867
|  | 203:00 | 18323 | 3240 | 13027 | 11360 | 0 | 45950
|  | 203:30 | 18649 | 3291 | 13338 | 11700 | 0 | 46978
|  | 204:00 | 19253 | 3341 | 13521 | 12046 | 0 | 48161
|  | 204:30 | 19651 | 3372 | 13817 | 12261 | 0 | 49101
|  | 205:00 | 19939 | 3424 | 14001 | 12622 | 0 | 49986
|  | 205:30 | 20286 | 3451 | 14094 | 12798 | 0 | 50629
|  | 206:00 | 20588 | 3491 | 14242 | 12989 | 0 | 51310
|  | 206:30 | 20798 | 3529 | 14384 | 13119 | 0 | 51830
|  | 207:00 | 20875 | 3547 | 14440 | 13225 | 0 | 52087
|  | 207:30 | 21095 | 3584 | 14623 | 13410 | 0 | 52712
|  | 208:00 | 20941 | 3577 | 14571 | 13377 | 0 | 52466
|  | 208:30 | 20874 | 3552 | 14507 | 13344 | 0 | 52277
|  | 209:00 | 20395 | 3513 | 14316 | 13307 | 0 | 51531
|  | 209:30 | 20158 | 3500 | 13908 | 12992 | 0 | 50558
|  | 210:00 | 19826 | 3451 | 13868 | 12807 | 0 | 49952
|  | 210:30 | 19485 | 3411 | 13601 | 12568 | 0 | 49065
|  | 211:00 | 19249 | 3401 | 13491 | 12541 | 0 | 48682
|  | 211:30 | 19258 | 3376 | 13400 | 12472 | 0 | 48506
|  | 212:00 | 18956 | 3330 | 13119 | 12173 | 0 | 47578
|  | 212:30 | 18172 | 3278 | 12863 | 11829 | 0 | 46142
|  | 213:00 | 17462 | 3240 | 12527 | 11335 | 0 | 44564
|  | 213:30 | 16596 | 3168 | 12103 | 10910 | 0 | 42777
|  | 214:00 | 15609 | 3103 | 11710 | 10355 | 0 | 40777
|  | 214:30 | 14873 | 3035 | 11418 | 9894 | 0 | 39220
|  | 215:00 | 14235 | 2973 | 11067 | 9550 | 0 | 37825
|  | 215:30 | 13679 | 2887 | 10737 | 9141 | 0 | 36444
|  | 216:00 | 11992 | 2755 | 9534 | 8141 | 0 | 32422
Oct |  | 216:30 | 10389 | 2605 | 8449 | 7186 | 0 | 28629
|  | 217:00 | 10113 | 2579 | 8399 | 7027 | 0 | 28118
|  | 217:30 | 10153 | 2568 | 8298 | 6902 | 0 | 27921
|  | 218:00 | 10203 | 2553 | 8269 | 6849 | 0 | 27874
|  | 218:30 | 10066 | 2548 | 8262 | 6732 | 0 | 27608
|  | 219:00 | 10137 | 2553 | 8337 | 6776 | 0 | 27803
|  | 219:30 | 10264 | 2553 | 8389 | 6732 | 0 | 27938
|  | 220:00 | 10684 | 2584 | 8715 | 6889 | 0 | 28872
|  | 220:30 | 10892 | 2617 | 8905 | 7139 | 0 | 29553
|  | 221:00 | 11528 | 2663 | 9342 | 7631 | 0 | 31164
|  | 221:30 | 12082 | 2746 | 9726 | 8042 | 0 | 32596
|  | 222:00 | 12558 | 2792 | 9838 | 8207 | 0 | 33395
|  | 222:30 | 12878 | 2827 | 9969 | 8422 | 0 | 34096
|  | 223:00 | 12957 | 2815 | 9947 | 8402 | 0 | 34121
|  | 223:30 | 12971 | 2820 | 9994 | 8354 | 0 | 34139
|  | 224:00 | 13367 | 2821 | 10243 | 8596 | 0 | 35027
|  | 224:30 | 13320 | 2847 | 10390 | 8678 | 0 | 35235
|  | 225:00 | 13529 | 2891 | 10523 | 8880 | 0 | 35823
|  | 225:30 | 13751 | 2915 | 10849 | 9064 | 0 | 36579
|  | 226:00 | 13916 | 2927 | 11099 | 9296 | 0 | 37238
|  | 226:30 | 14050 | 2970 | 11222 | 9535 | 0 | 37777
|  | 227:00 | 14265 | 2968 | 11400 | 9693 | 0 | 38326
|  | 227:30 | 14291 | 2983 | 11545 | 9801 | 0 | 38620
|  | 228:00 | 14403 | 2985 | 11842 | 9947 | 0 | 39177
|  | 228:30 | 14572 | 3034 | 12003 | 10092 | 0 | 39701
|  | 229:00 | 14693 | 3065 | 12206 | 10278 | 0 | 40242
|  | 229:30 | 14815 | 3070 | 12380 | 10472 | 0 | 40737
|  | 230:00 | 14945 | 3091 | 12488 | 10693 | 0 | 41217
|  | 230:30 | 15023 | 3109 | 12684 | 10853 | 0 | 41669
|  | 231:00 | 14868 | 3127 | 12754 | 11099 | 0 | 41848
|  | 231:30 | 15198 | 3156 | 12889 | 11133 | 0 | 42376
|  | 232:00 | 15150 | 3157 | 12797 | 11150 | 0 | 42254
|  | 232:30 | 15059 | 3143 | 12698 | 11172 | 0 | 42072
|  | 233:00 | 15010 | 3122 | 12576 | 10963 | 0 | 41671
|  | 233:30 | 14978 | 3100 | 12217 | 10876 | 0 | 41171
|  | 234:00 | 15301 | 3110 | 12163 | 10995 | 0 | 41569
|  | 234:30 | 15353 | 3123 | 12261 | 11101 | 0 | 41838
|  | 235:00 | 15198 | 3124 | 12110 | 10921 | 0 | 41353
|  | 235:30 | 15107 | 3117 | 11951 | 10799 | 0 | 40974
|  | 236:00 | 14935 | 3061 | 11647 | 10430 | 0 | 40073
|  | 236:30 | 14443 | 3018 | 11371 | 10188 | 0 | 39020
|  | 237:00 | 13918 | 2951 | 11021 | 9874 | 0 | 37764
|  | 237:30 | 13338 | 2902 | 10487 | 9409 | 0 | 36136
|  | 238:00 | 12706 | 2824 | 10131 | 8836 | 0 | 34497
|  | 238:30 | 12177 | 2757 | 9651 | 8441 | 0 | 33026
|  | 239:00 | 11850 | 2715 | 9334 | 8121 | 0 | 32020
|  | 239:30 | 11339 | 2679 | 9041 | 7764 | 0 | 30823
|  | 240:00 | 11103 | 2702 | 8643 | 7450 | 0 | 29898
Nov |  | 240:30 | 10836 | 2715 | 8302 | 7137 | 0 | 28990
|  | 241:00 | 10697 | 2701 | 8073 | 6926 | 0 | 28397
|  | 241:30 | 10616 | 2680 | 8089 | 6825 | 0 | 28210
|  | 242:00 | 10585 | 2668 | 7957 | 6706 | 0 | 27916
|  | 242:30 | 10563 | 2677 | 7945 | 6644 | 0 | 27829
|  | 243:00 | 10637 | 2725 | 7914 | 6478 | 0 | 27754
|  | 243:30 | 10613 | 2733 | 7928 | 6529 | 0 | 27803
|  | 244:00 | 10880 | 2724 | 8030 | 6567 | 0 | 28201
|  | 244:30 | 10885 | 2701 | 8113 | 6584 | 0 | 28283
|  | 245:00 | 11393 | 2742 | 8445 | 6883 | 0 | 29463
|  | 245:30 | 11943 | 2774 | 8674 | 7041 | 0 | 30432
|  | 246:00 | 12884 | 2864 | 9041 | 7425 | 0 | 32214
|  | 246:30 | 13696 | 2943 | 9494 | 7962 | 0 | 34095
|  | 247:00 | 13894 | 2971 | 9633 | 7996 | 0 | 34494
|  | 247:30 | 14050 | 3022 | 9526 | 8216 | 0 | 34814
|  | 248:00 | 13943 | 3023 | 9569 | 8247 | 0 | 34782
|  | 248:30 | 13706 | 3025 | 9552 | 8274 | 0 | 34557
|  | 249:00 | 13687 | 3020 | 9703 | 8397 | 0 | 34807
|  | 249:30 | 13622 | 3019 | 9700 | 8441 | 0 | 34782
|  | 250:00 | 13632 | 3018 | 9946 | 8576 | 0 | 35172
|  | 250:30 | 13576 | 3009 | 9864 | 8636 | 0 | 35085
|  | 251:00 | 13453 | 3002 | 9931 | 8696 | 0 | 35082
|  | 251:30 | 13471 | 2996 | 10016 | 8802 | 0 | 35285
|  | 252:00 | 13490 | 2979 | 10069 | 8760 | 0 | 35298
|  | 252:30 | 13441 | 2956 | 10116 | 8825 | 0 | 35338
|  | 253:00 | 13482 | 2960 | 10205 | 8809 | 0 | 35456
|  | 253:30 | 13452 | 2953 | 10284 | 8834 | 0 | 35523
|  | 254:00 | 13489 | 2957 | 10313 | 8813 | 0 | 35572
|  | 254:30 | 13449 | 2949 | 10390 | 8823 | 0 | 35611
|  | 255:00 | 13544 | 2950 | 10335 | 8965 | 0 | 35794
|  | 255:30 | 13434 | 2947 | 10382 | 8860 | 0 | 35623
|  | 256:00 | 13523 | 2926 | 10331 | 8825 | 0 | 35605
|  | 256:30 | 13424 | 2950 | 10326 | 8830 | 0 | 35530
|  | 257:00 | 13575 | 2960 | 10434 | 8834 | 0 | 35803
|  | 257:30 | 13681 | 2961 | 10458 | 8947 | 0 | 36047
|  | 258:00 | 14006 | 3022 | 10555 | 9173 | 0 | 36756
|  | 258:30 | 14396 | 3062 | 10591 | 9388 | 0 | 37437
|  | 259:00 | 14365 | 3062 | 10532 | 9413 | 0 | 37372
|  | 259:30 | 14235 | 3035 | 10390 | 9297 | 0 | 36957
|  | 260:00 | 14065 | 3013 | 10260 | 9240 | 0 | 36578
|  | 260:30 | 13911 | 3011 | 10118 | 9076 | 0 | 36116
|  | 261:00 | 13537 | 2978 | 9919 | 8854 | 0 | 35288
|  | 261:30 | 13202 | 2965 | 9813 | 8593 | 0 | 34573
|  | 262:00 | 12730 | 2926 | 9620 | 8243 | 0 | 33519
|  | 262:30 | 12264 | 2895 | 9403 | 7901 | 0 | 32463
|  | 263:00 | 11773 | 2839 | 9119 | 7593 | 0 | 31324
|  | 263:30 | 11331 | 2793 | 8870 | 7222 | 0 | 30216
|  | 264:00 | 12051 | 2871 | 8728 | 7378 | 0 | 31028
Dec | winter | 264:30 | 12817 | 2928 | 8644 | 7672 | 0 | 32061
|  | 265:00 | 12831 | 2916 | 8607 | 7529 | 0 | 31883
|  | 265:30 | 12764 | 2900 | 8485 | 7422 | 0 | 31571
|  | 266:00 | 12819 | 2907 | 8433 | 7390 | 0 | 31549
|  | 266:30 | 12889 | 2900 | 8401 | 7299 | 0 | 31489
|  | 267:00 | 13116 | 2905 | 8434 | 7453 | 0 | 31908
|  | 267:30 | 13095 | 2912 | 8478 | 7298 | 0 | 31783
|  | 268:00 | 13413 | 2918 | 8599 | 7334 | 0 | 32264
|  | 268:30 | 13602 | 2945 | 8609 | 7482 | 0 | 32638
|  | 269:00 | 14050 | 2974 | 8882 | 7717 | 0 | 33623
|  | 269:30 | 14614 | 3043 | 9074 | 7977 | 0 | 34708
|  | 270:00 | 15258 | 3150 | 9416 | 8189 | 0 | 36013
|  | 270:30 | 15902 | 3267 | 9879 | 8700 | 0 | 37748
|  | 271:00 | 16209 | 3282 | 9937 | 8877 | 0 | 38305
|  | 271:30 | 16566 | 3327 | 10119 | 9062 | 0 | 39074
|  | 272:00 | 16574 | 3318 | 10021 | 9019 | 0 | 38932
|  | 272:30 | 16520 | 3296 | 9999 | 9101 | 0 | 38916
|  | 273:00 | 16505 | 3269 | 9987 | 9193 | 0 | 38954
|  | 273:30 | 16110 | 3236 | 10109 | 9165 | 0 | 38620
|  | 274:00 | 16054 | 3211 | 10089 | 9168 | 0 | 38522
|  | 274:30 | 15682 | 3175 | 10068 | 9112 | 0 | 38037
|  | 275:00 | 15463 | 3150 | 10142 | 8907 | 0 | 37662
|  | 275:30 | 15144 | 3126 | 10068 | 8943 | 0 | 37281
|  | 276:00 | 14860 | 3084 | 10095 | 8808 | 0 | 36847
|  | 276:30 | 14601 | 3056 | 10029 | 8783 | 0 | 36469
|  | 277:00 | 14346 | 3033 | 10051 | 8805 | 0 | 36235
|  | 277:30 | 14188 | 3021 | 10054 | 8624 | 0 | 35887
|  | 278:00 | 14056 | 3009 | 9983 | 8565 | 0 | 35613
|  | 278:30 | 13709 | 3000 | 10041 | 8533 | 0 | 35283
|  | 279:00 | 13610 | 2981 | 9927 | 8542 | 0 | 35060
|  | 279:30 | 13478 | 2977 | 9976 | 8539 | 0 | 34970
|  | 280:00 | 13675 | 2965 | 10012 | 8675 | 0 | 35327
|  | 280:30 | 13759 | 2980 | 9959 | 8680 | 0 | 35378
|  | 281:00 | 14327 | 3013 | 10103 | 9038 | 0 | 36481
|  | 281:30 | 14868 | 3027 | 10373 | 9238 | 0 | 37506
|  | 282:00 | 15396 | 3126 | 10565 | 9473 | 0 | 38560
|  | 282:30 | 15869 | 3207 | 10739 | 9738 | 0 | 39553
|  | 283:00 | 15878 | 3224 | 10696 | 9658 | 0 | 39456
|  | 283:30 | 15870 | 3251 | 10524 | 9657 | 0 | 39302
|  | 284:00 | 15853 | 3258 | 10477 | 9619 | 0 | 39207
|  | 284:30 | 15789 | 3253 | 10487 | 9566 | 0 | 39095
|  | 285:00 | 15626 | 3234 | 10299 | 9416 | 0 | 38575
|  | 285:30 | 15439 | 3221 | 10289 | 9306 | 0 | 38255
|  | 286:00 | 15071 | 3201 | 10031 | 8960 | 0 | 37263
|  | 286:30 | 14723 | 3153 | 9930 | 8817 | 0 | 36623
|  | 287:00 | 14204 | 3109 | 9628 | 8532 | 0 | 35473
|  | 287:30 | 13779 | 3057 | 9382 | 8199 | 0 | 34417
|  | 288:00 | 13522 | 2949 | 9013 | 7936 | 0 | 33420

## LoadData_quarter
ERCOT total
Month | Season | Hour | Northeast | West | Coastal | South | Panhandle | ERCOT total |  | Spring | Summer | Fall | Winter
Jan | winter | 0:15 | 13581 | 2834 | 8513 | 7733 | 0 | 32661 | 0:15 | 28762 | 39270 | 28629 | 32661
|  | 0:30 | 13476 | 2825 | 8434 | 7712 | 0 | 32447 | 0:30 | 28398 | 38811 | 28390 | 32447
|  | 0:45 | 13417 | 2824 | 8411 | 7672 | 0 | 32324 | 0:45 | 28247 | 38289 | 28118 | 32324
|  | 1:00 | 13344 | 2822 | 8328 | 7617 | 0 | 32111 | 1:00 | 28196 | 37918 | 27894 | 32111
|  | 1:15 | 13362 | 2818 | 8322 | 7541 | 0 | 32043 | 1:15 | 27954 | 37606 | 27921 | 32043
|  | 1:30 | 13418 | 2819 | 8254 | 7557 | 0 | 32048 | 1:30 | 27966 | 37395 | 27985 | 32048
|  | 1:45 | 13415 | 2815 | 8328 | 7531 | 0 | 32089 | 1:45 | 27802 | 37143 | 27874 | 32089
|  | 2:00 | 13294 | 2812 | 8316 | 7495 | 0 | 31917 | 2:00 | 27655 | 36677 | 27725 | 31917
|  | 2:15 | 13246 | 2815 | 8249 | 7447 | 0 | 31757 | 2:15 | 27164 | 36358 | 27608 | 31757
|  | 2:30 | 13282 | 2826 | 8221 | 7437 | 0 | 31766 | 2:30 | 26910 | 36243 | 27656 | 31766
|  | 2:45 | 13163 | 2817 | 8224 | 7463 | 0 | 31667 | 2:45 | 26699 | 36345 | 27803 | 31667
|  | 3:00 | 13213 | 2832 | 8238 | 7409 | 0 | 31692 | 3:00 | 26442 | 36081 | 27933 | 31692
|  | 3:15 | 13208 | 2827 | 8270 | 7459 | 0 | 31764 | 3:15 | 26320 | 35805 | 27938 | 31764
|  | 3:30 | 13269 | 2826 | 8314 | 7485 | 0 | 31894 | 3:30 | 26523 | 35834 | 28501 | 31894
|  | 3:45 | 13256 | 2834 | 8439 | 7563 | 0 | 32092 | 3:45 | 26938 | 35940 | 28872 | 32092
|  | 4:00 | 13383 | 2842 | 8430 | 7578 | 0 | 32233 | 4:00 | 27199 | 35972 | 29168 | 32233
|  | 4:15 | 13495 | 2845 | 8436 | 7619 | 0 | 32395 | 4:15 | 27327 | 36134 | 29553 | 32395
|  | 4:30 | 13662 | 2879 | 8590 | 7778 | 0 | 32909 | 4:30 | 28046 | 36269 | 30339 | 32909
|  | 4:45 | 13938 | 2894 | 8754 | 7893 | 0 | 33479 | 4:45 | 28610 | 36392 | 31164 | 33479
|  | 5:00 | 14224 | 2913 | 8882 | 8098 | 0 | 34117 | 5:00 | 29358 | 36647 | 31993 | 34117
|  | 5:15 | 14525 | 2946 | 9013 | 8255 | 0 | 34739 | 5:15 | 29810 | 36686 | 32596 | 34739
|  | 5:30 | 14897 | 3017 | 9248 | 8443 | 0 | 35605 | 5:30 | 30329 | 36903 | 33035 | 35605
|  | 5:45 | 15314 | 3069 | 9495 | 8682 | 0 | 36560 | 5:45 | 30843 | 37111 | 33395 | 36560
|  | 6:00 | 15692 | 3112 | 9657 | 8874 | 0 | 37335 | 6:00 | 31378 | 37126 | 33598 | 37335
|  | 6:15 | 16197 | 3168 | 9891 | 9174 | 0 | 38430 | 6:15 | 31739 | 37341 | 34096 | 38430
|  | 6:30 | 16363 | 3193 | 9931 | 9234 | 0 | 38721 | 6:30 | 32047 | 37746 | 34181 | 38721
|  | 6:45 | 16482 | 3208 | 9948 | 9349 | 0 | 38987 | 6:45 | 32045 | 38336 | 34121 | 38987
|  | 7:00 | 16656 | 3235 | 9989 | 9417 | 0 | 39297 | 7:00 | 32202 | 39057 | 34236 | 39297
|  | 7:15 | 16860 | 3259 | 10055 | 9477 | 0 | 39651 | 7:15 | 32425 | 39721 | 34139 | 39651
|  | 7:30 | 16792 | 3248 | 10007 | 9435 | 0 | 39482 | 7:30 | 32617 | 40567 | 34628 | 39482
|  | 7:45 | 16583 | 3243 | 9972 | 9368 | 0 | 39166 | 7:45 | 33002 | 41300 | 35027 | 39166
|  | 8:00 | 16488 | 3223 | 9932 | 9333 | 0 | 38976 | 8:00 | 33171 | 42131 | 35192 | 38976
|  | 8:15 | 16265 | 3209 | 9933 | 9294 | 0 | 38701 | 8:15 | 33459 | 43040 | 35235 | 38701
|  | 8:30 | 16175 | 3201 | 9968 | 9273 | 0 | 38617 | 8:30 | 33636 | 44105 | 35562 | 38617
|  | 8:45 | 16133 | 3186 | 10026 | 9281 | 0 | 38626 | 8:45 | 34015 | 45099 | 35823 | 38626
|  | 9:00 | 16025 | 3175 | 10090 | 9255 | 0 | 38545 | 9:00 | 34292 | 45891 | 36132 | 38545
|  | 9:15 | 16029 | 3159 | 10128 | 9209 | 0 | 38525 | 9:15 | 34470 | 46534 | 36579 | 38525
|  | 9:30 | 15947 | 3162 | 10202 | 9197 | 0 | 38508 | 9:30 | 34565 | 47318 | 36916 | 38508
|  | 9:45 | 15958 | 3149 | 10272 | 9211 | 0 | 38590 | 9:45 | 34758 | 48130 | 37238 | 38590
|  | 10:00 | 15867 | 3133 | 10252 | 9137 | 0 | 38389 | 10:00 | 35045 | 48942 | 37580 | 38389
|  | 10:15 | 15773 | 3114 | 10250 | 9051 | 0 | 38188 | 10:15 | 35328 | 49649 | 37777 | 38188
|  | 10:30 | 15686 | 3107 | 10267 | 9021 | 0 | 38081 | 10:30 | 35678 | 50265 | 37976 | 38081
|  | 10:45 | 15581 | 3074 | 10289 | 8896 | 0 | 37840 | 10:45 | 35916 | 51007 | 38326 | 37840
|  | 11:00 | 15512 | 3059 | 10233 | 8896 | 0 | 37700 | 11:00 | 35940 | 51738 | 38571 | 37700
|  | 11:15 | 15534 | 3040 | 10233 | 8859 | 0 | 37666 | 11:15 | 36142 | 52472 | 38620 | 37666
|  | 11:30 | 15451 | 3010 | 10243 | 8858 | 0 | 37562 | 11:30 | 36581 | 53034 | 38890 | 37562
|  | 11:45 | 15462 | 2997 | 10223 | 8841 | 0 | 37523 | 11:45 | 36634 | 53753 | 39177 | 37523
|  | 12:00 | 15373 | 2981 | 10199 | 8742 | 0 | 37295 | 12:00 | 36793 | 54537 | 39353 | 37295
|  | 12:15 | 15237 | 2967 | 10216 | 8660 | 0 | 37080 | 12:15 | 36980 | 54936 | 39701 | 37080
|  | 12:30 | 15093 | 2960 | 10300 | 8627 | 0 | 36980 | 12:30 | 37159 | 55432 | 39945 | 36980
|  | 12:45 | 14963 | 2962 | 10253 | 8541 | 0 | 36719 | 12:45 | 37436 | 55961 | 40242 | 36719
|  | 13:00 | 14979 | 2960 | 10255 | 8553 | 0 | 36747 | 13:00 | 37780 | 56285 | 40368 | 36747
|  | 13:15 | 14952 | 2935 | 10254 | 8438 | 0 | 36579 | 13:15 | 37843 | 56775 | 40737 | 36579
|  | 13:30 | 14860 | 2905 | 10292 | 8520 | 0 | 36577 | 13:30 | 37894 | 57043 | 40957 | 36577
|  | 13:45 | 14833 | 2880 | 10329 | 8524 | 0 | 36566 | 13:45 | 38024 | 57422 | 41217 | 36566
|  | 14:00 | 14591 | 2890 | 10282 | 8453 | 0 | 36216 | 14:00 | 38347 | 57682 | 41544 | 36216
|  | 14:15 | 14548 | 2875 | 10285 | 8371 | 0 | 36079 | 14:15 | 38631 | 57995 | 41669 | 36079
|  | 14:30 | 14467 | 2869 | 10317 | 8344 | 0 | 35997 | 14:30 | 38731 | 58093 | 41784 | 35997
|  | 14:45 | 14377 | 2863 | 10367 | 8342 | 0 | 35949 | 14:45 | 38815 | 58089 | 41848 | 35949
|  | 15:00 | 14308 | 2859 | 10327 | 8283 | 0 | 35777 | 15:00 | 39060 | 58373 | 42201 | 35777
|  | 15:15 | 14241 | 2861 | 10292 | 8278 | 0 | 35672 | 15:15 | 39150 | 58530 | 42376 | 35672
|  | 15:30 | 14195 | 2873 | 10353 | 8337 | 0 | 35758 | 15:30 | 39137 | 58309 | 42326 | 35758
|  | 15:45 | 14218 | 2899 | 10311 | 8412 | 0 | 35840 | 15:45 | 39197 | 58101 | 42254 | 35840
|  | 16:00 | 14212 | 2889 | 10268 | 8398 | 0 | 35767 | 16:00 | 39153 | 58129 | 42148 | 35767
|  | 16:15 | 14156 | 2887 | 10272 | 8418 | 0 | 35733 | 16:15 | 39034 | 58077 | 42072 | 35733
|  | 16:30 | 14177 | 2882 | 10300 | 8486 | 0 | 35845 | 16:30 | 38960 | 57726 | 41807 | 35845
|  | 16:45 | 14187 | 2901 | 10373 | 8565 | 0 | 36026 | 16:45 | 38782 | 57335 | 41671 | 36026
|  | 17:00 | 14402 | 2910 | 10395 | 8640 | 0 | 36347 | 17:00 | 38589 | 56903 | 41425 | 36347
|  | 17:15 | 14565 | 2915 | 10370 | 8706 | 0 | 36556 | 17:15 | 38444 | 56611 | 41171 | 36556
|  | 17:30 | 14650 | 2936 | 10489 | 8839 | 0 | 36914 | 17:30 | 38213 | 56177 | 41345 | 36914
|  | 17:45 | 14976 | 2960 | 10554 | 9031 | 0 | 37521 | 17:45 | 38025 | 55618 | 41569 | 37521
|  | 18:00 | 15316 | 3013 | 10639 | 9159 | 0 | 38127 | 18:00 | 37825 | 55031 | 41707 | 38127
|  | 18:15 | 15608 | 3042 | 10753 | 9350 | 0 | 38753 | 18:15 | 37551 | 54496 | 41838 | 38753
|  | 18:30 | 15668 | 3063 | 10735 | 9329 | 0 | 38795 | 18:30 | 37886 | 54066 | 41450 | 38795
|  | 18:45 | 15760 | 3058 | 10771 | 9337 | 0 | 38926 | 18:45 | 38004 | 53540 | 41353 | 38926
|  | 19:00 | 15732 | 3062 | 10725 | 9349 | 0 | 38868 | 19:00 | 38175 | 52957 | 41139 | 38868
|  | 19:15 | 15692 | 3074 | 10694 | 9402 | 0 | 38862 | 19:15 | 38505 | 52588 | 40974 | 38862
|  | 19:30 | 15816 | 3069 | 10654 | 9366 | 0 | 38905 | 19:30 | 38443 | 52190 | 40448 | 38905
|  | 19:45 | 15822 | 3067 | 10590 | 9329 | 0 | 38808 | 19:45 | 38263 | 51945 | 40073 | 38808
|  | 20:00 | 15641 | 3060 | 10571 | 9321 | 0 | 38593 | 20:00 | 37966 | 51563 | 39558 | 38593
|  | 20:15 | 15577 | 3054 | 10451 | 9313 | 0 | 38395 | 20:15 | 37677 | 51180 | 39020 | 38395
|  | 20:30 | 15446 | 3046 | 10406 | 9262 | 0 | 38160 | 20:30 | 37197 | 50453 | 38371 | 38160
|  | 20:45 | 15361 | 3036 | 10234 | 9123 | 0 | 37754 | 20:45 | 36574 | 49643 | 37764 | 37754
|  | 21:00 | 15301 | 3024 | 10128 | 9099 | 0 | 37552 | 21:00 | 35864 | 48836 | 36951 | 37552
|  | 21:15 | 15185 | 3006 | 10006 | 9007 | 0 | 37204 | 21:15 | 35325 | 48092 | 36136 | 37204
|  | 21:30 | 15062 | 2984 | 9881 | 8844 | 0 | 36771 | 21:30 | 34342 | 47351 | 35350 | 36771
|  | 21:45 | 14845 | 2964 | 9790 | 8690 | 0 | 36289 | 21:45 | 33768 | 46656 | 34497 | 36289
|  | 22:00 | 14618 | 2929 | 9606 | 8641 | 0 | 35794 | 22:00 | 33192 | 45618 | 33778 | 35794
|  | 22:15 | 14387 | 2897 | 9401 | 8509 | 0 | 35194 | 22:15 | 32650 | 44735 | 33026 | 35194
|  | 22:30 | 14305 | 2864 | 9292 | 8267 | 0 | 34728 | 22:30 | 31953 | 44051 | 32569 | 34728
|  | 22:45 | 14127 | 2835 | 9111 | 8085 | 0 | 34158 | 22:45 | 31347 | 43144 | 32020 | 34158
|  | 23:00 | 13893 | 2814 | 8921 | 8035 | 0 | 33663 | 23:00 | 30715 | 42386 | 31444 | 33663
|  | 23:15 | 13537 | 2777 | 8789 | 7971 | 0 | 33074 | 23:15 | 30081 | 41612 | 30823 | 33074
|  | 23:30 | 13426 | 2767 | 8809 | 7745 | 0 | 32747 | 23:30 | 30508 | 41405 | 30352 | 32747
|  | 23:45 | 13222 | 2777 | 8864 | 7529 | 0 | 32392 | 23:45 | 30652 | 41271 | 29898 | 32392
|  | 24:00 | 12878 | 2778 | 8889 | 7422 | 0 | 31967 | 0:00 | 30974 | 41236 | 29410 | 31967
Feb |  | 24:15 | 12580 | 2767 | 8830 | 7186 | 0 | 31363
|  | 24:30 | 12482 | 2756 | 8709 | 7154 | 0 | 31101 | Northeast |  |  |  |  | West |  |  |  |  | Coastal
|  | 24:45 | 12320 | 2754 | 8630 | 7021 | 0 | 30725 |  | Spring | Summer | Fall | Winter |  | Spring | Summer | Fall | Winter |  | Spring | Summer | Fall | Winter
|  | 25:00 | 12398 | 2748 | 8662 | 6959 | 0 | 30767 | 0:15 | 10642 | 15290 | 10389 | 13581 | 0:15 | 2578 | 2994 | 2605 | 2834 | 0:15 | 8563 | 11472 | 8449 | 8513
|  | 25:15 | 12388 | 2730 | 8649 | 6964 | 0 | 30731 | 0:30 | 10473 | 15097 | 10286 | 13476 | 0:30 | 2561 | 2972 | 2587 | 2825 | 0:30 | 8543 | 11365 | 8392 | 8434
|  | 25:30 | 12325 | 2725 | 8571 | 6972 | 0 | 30593 | 0:45 | 10421 | 14856 | 10113 | 13417 | 0:45 | 2566 | 2955 | 2579 | 2824 | 0:45 | 8467 | 11244 | 8399 | 8411
|  | 25:45 | 12229 | 2722 | 8581 | 6993 | 0 | 30525 | 1:00 | 10521 | 14699 | 10045 | 13344 | 1:00 | 2558 | 2923 | 2583 | 2822 | 1:00 | 8369 | 11150 | 8330 | 8328
|  | 26:00 | 12301 | 2726 | 8559 | 6904 | 0 | 30490 | 1:15 | 10411 | 14596 | 10153 | 13362 | 1:15 | 2554 | 2899 | 2568 | 2818 | 1:15 | 8278 | 11042 | 8298 | 8322
|  | 26:15 | 12251 | 2714 | 8495 | 6869 | 0 | 30329 | 1:30 | 10393 | 14441 | 10262 | 13418 | 1:30 | 2546 | 2892 | 2558 | 2819 | 1:30 | 8265 | 11047 | 8281 | 8254
|  | 26:30 | 12148 | 2711 | 8470 | 6816 | 0 | 30145 | 1:45 | 10276 | 14380 | 10203 | 13415 | 1:45 | 2536 | 2875 | 2553 | 2815 | 1:45 | 8209 | 10928 | 8269 | 8328
|  | 26:45 | 12204 | 2717 | 8487 | 6759 | 0 | 30167 | 2:00 | 10189 | 14124 | 10107 | 13294 | 2:00 | 2533 | 2863 | 2551 | 2812 | 2:00 | 8241 | 10839 | 8259 | 8316
|  | 27:00 | 12300 | 2711 | 8500 | 6825 | 0 | 30336 | 2:15 | 9932 | 13937 | 10066 | 13246 | 2:15 | 2531 | 2839 | 2548 | 2815 | 2:15 | 8123 | 10785 | 8262 | 8249
|  | 27:15 | 12224 | 2719 | 8419 | 6855 | 0 | 30217 | 2:30 | 9711 | 13833 | 10076 | 13282 | 2:30 | 2535 | 2838 | 2554 | 2826 | 2:30 | 8097 | 10827 | 8287 | 8221
|  | 27:30 | 12388 | 2730 | 8475 | 6802 | 0 | 30395 | 2:45 | 9539 | 13839 | 10137 | 13163 | 2:45 | 2537 | 2815 | 2553 | 2817 | 2:45 | 8080 | 10876 | 8337 | 8224
|  | 27:45 | 12493 | 2732 | 8555 | 6884 | 0 | 30664 | 3:00 | 9323 | 13748 | 10310 | 13213 | 3:00 | 2531 | 2805 | 2550 | 2832 | 3:00 | 8070 | 10753 | 8329 | 8238
|  | 28:00 | 12467 | 2746 | 8536 | 6910 | 0 | 30659 | 3:15 | 9229 | 13705 | 10264 | 13208 | 3:15 | 2523 | 2811 | 2553 | 2827 | 3:15 | 8052 | 10604 | 8389 | 8270
|  | 28:15 | 12500 | 2760 | 8520 | 7016 | 0 | 30796 | 3:30 | 9369 | 13714 | 10528 | 13269 | 3:30 | 2534 | 2819 | 2561 | 2826 | 3:30 | 8073 | 10643 | 8594 | 8314
|  | 28:30 | 12684 | 2783 | 8704 | 7203 | 0 | 31374 | 3:45 | 9654 | 13816 | 10684 | 13256 | 3:45 | 2550 | 2814 | 2584 | 2834 | 3:45 | 8121 | 10666 | 8715 | 8439
|  | 28:45 | 12919 | 2809 | 8757 | 7350 | 0 | 31835 | 4:00 | 9807 | 13799 | 10779 | 13383 | 4:00 | 2568 | 2823 | 2600 | 2842 | 4:00 | 8168 | 10654 | 8802 | 8430
|  | 29:00 | 13275 | 2832 | 8879 | 7530 | 0 | 32516 | 4:15 | 9909 | 13990 | 10892 | 13495 | 4:15 | 2578 | 2817 | 2617 | 2845 | 4:15 | 8223 | 10600 | 8905 | 8436
|  | 29:15 | 13577 | 2867 | 9025 | 7623 | 0 | 33092 | 4:30 | 10364 | 14109 | 11152 | 13662 | 4:30 | 2614 | 2827 | 2644 | 2879 | 4:30 | 8322 | 10581 | 9104 | 8590
|  | 29:30 | 13992 | 2900 | 9213 | 7950 | 0 | 34055 | 4:45 | 10679 | 14160 | 11528 | 13938 | 4:45 | 2643 | 2843 | 2663 | 2894 | 4:45 | 8428 | 10624 | 9342 | 8754
|  | 29:45 | 14471 | 2946 | 9463 | 8259 | 0 | 35139 | 5:00 | 11146 | 14340 | 11861 | 14224 | 5:00 | 2677 | 2857 | 2711 | 2913 | 5:00 | 8548 | 10615 | 9527 | 8882
|  | 30:00 | 14990 | 2998 | 9604 | 8516 | 0 | 36108 | 5:15 | 11372 | 14401 | 12082 | 14525 | 5:15 | 2706 | 2882 | 2746 | 2946 | 5:15 | 8568 | 10606 | 9726 | 9013
|  | 30:15 | 15410 | 3043 | 9718 | 8737 | 0 | 36908 | 5:30 | 11731 | 14487 | 12318 | 14897 | 5:30 | 2729 | 2910 | 2768 | 3017 | 5:30 | 8599 | 10663 | 9800 | 9248
|  | 30:30 | 15615 | 3078 | 9777 | 8798 | 0 | 37268 | 5:45 | 12000 | 14652 | 12558 | 15314 | 5:45 | 2752 | 2934 | 2792 | 3069 | 5:45 | 8694 | 10693 | 9838 | 9495
|  | 30:45 | 15838 | 3096 | 9812 | 8886 | 0 | 37632 | 6:00 | 12207 | 14682 | 12634 | 15692 | 6:00 | 2764 | 2929 | 2818 | 3112 | 6:00 | 8785 | 10700 | 9861 | 9657
|  | 31:00 | 15951 | 3122 | 9857 | 9021 | 0 | 37951 | 6:15 | 12357 | 14814 | 12878 | 16197 | 6:15 | 2781 | 2937 | 2827 | 3168 | 6:15 | 8798 | 10783 | 9969 | 9891
|  | 31:15 | 16028 | 3143 | 9969 | 9081 | 0 | 38221 | 6:30 | 12578 | 14898 | 13008 | 16363 | 6:30 | 2781 | 2976 | 2821 | 3193 | 6:30 | 8863 | 10974 | 9932 | 9931
|  | 31:30 | 16016 | 3131 | 9950 | 9003 | 0 | 38100 | 6:45 | 12466 | 15084 | 12957 | 16482 | 6:45 | 2776 | 3016 | 2815 | 3208 | 6:45 | 8913 | 11215 | 9947 | 9948
|  | 31:45 | 15854 | 3119 | 9938 | 8880 | 0 | 37791 | 7:00 | 12461 | 15445 | 13016 | 16656 | 7:00 | 2784 | 3025 | 2820 | 3235 | 7:00 | 9031 | 11354 | 9999 | 9989
|  | 32:00 | 15697 | 3118 | 9995 | 8864 | 0 | 37674 | 7:15 | 12487 | 15646 | 12971 | 16860 | 7:15 | 2773 | 3044 | 2820 | 3259 | 7:15 | 9130 | 11605 | 9994 | 10055
|  | 32:15 | 15661 | 3095 | 10004 | 8830 | 0 | 37590 | 7:30 | 12554 | 15999 | 13169 | 16792 | 7:30 | 2789 | 3087 | 2822 | 3248 | 7:30 | 9232 | 11840 | 10139 | 10007
|  | 32:30 | 15592 | 3089 | 10075 | 8829 | 0 | 37585 | 7:45 | 12711 | 16281 | 13367 | 16583 | 7:45 | 2800 | 3119 | 2821 | 3243 | 7:45 | 9375 | 12079 | 10243 | 9972
|  | 32:45 | 15618 | 3084 | 10095 | 8885 | 0 | 37682 | 8:00 | 12711 | 16580 | 13412 | 16488 | 8:00 | 2817 | 3151 | 2824 | 3223 | 8:00 | 9436 | 12307 | 10334 | 9932
|  | 33:00 | 15621 | 3078 | 10111 | 8906 | 0 | 37716 | 8:15 | 12811 | 16869 | 13320 | 16265 | 8:15 | 2816 | 3183 | 2847 | 3209 | 8:15 | 9599 | 12643 | 10390 | 9933
|  | 33:15 | 15485 | 3075 | 10098 | 8874 | 0 | 37532 | 8:30 | 12769 | 17204 | 13411 | 16175 | 8:30 | 2823 | 3236 | 2863 | 3201 | 8:30 | 9711 | 12980 | 10481 | 9968
|  | 33:30 | 15434 | 3074 | 10143 | 8916 | 0 | 37567 | 8:45 | 12919 | 17596 | 13529 | 16133 | 8:45 | 2832 | 3270 | 2891 | 3186 | 8:45 | 9852 | 13287 | 10523 | 10026
|  | 33:45 | 15367 | 3077 | 10159 | 8890 | 0 | 37493 | 9:00 | 13103 | 17960 | 13654 | 16025 | 9:00 | 2847 | 3303 | 2913 | 3175 | 9:00 | 9899 | 13460 | 10611 | 10090
|  | 34:00 | 15481 | 3079 | 10152 | 8895 | 0 | 37607 | 9:15 | 13130 | 18217 | 13751 | 16029 | 9:15 | 2856 | 3325 | 2915 | 3159 | 9:15 | 10003 | 13685 | 10849 | 10128
|  | 34:15 | 15299 | 3052 | 10104 | 8854 | 0 | 37309 | 9:30 | 13069 | 18589 | 13820 | 15947 | 9:30 | 2853 | 3354 | 2924 | 3162 | 9:30 | 10086 | 13865 | 10986 | 10202
|  | 34:30 | 15274 | 3038 | 10166 | 8853 | 0 | 37331 | 9:45 | 13174 | 18982 | 13916 | 15958 | 9:45 | 2858 | 3384 | 2927 | 3149 | 9:45 | 10144 | 14083 | 11099 | 10272
|  | 34:45 | 15218 | 3030 | 10176 | 8777 | 0 | 37201 | 10:00 | 13202 | 19270 | 13985 | 15867 | 10:00 | 2866 | 3421 | 2952 | 3133 | 10:00 | 10304 | 14331 | 11200 | 10252
|  | 35:00 | 15110 | 3018 | 10121 | 8744 | 0 | 36993 | 10:15 | 13316 | 19488 | 14050 | 15773 | 10:15 | 2871 | 3445 | 2970 | 3114 | 10:15 | 10382 | 14586 | 11222 | 10250
|  | 35:15 | 14987 | 3005 | 10058 | 8743 | 0 | 36793 | 10:30 | 13517 | 19793 | 14079 | 15686 | 10:30 | 2873 | 3474 | 2966 | 3107 | 10:30 | 10477 | 14745 | 11278 | 10267
|  | 35:30 | 14902 | 2992 | 10048 | 8745 | 0 | 36687 | 10:45 | 13604 | 20074 | 14265 | 15581 | 10:45 | 2874 | 3510 | 2968 | 3074 | 10:45 | 10560 | 14997 | 11400 | 10289
|  | 35:45 | 14926 | 2981 | 9970 | 8703 | 0 | 36580 | 11:00 | 13576 | 20418 | 14411 | 15512 | 11:00 | 2865 | 3534 | 2976 | 3059 | 11:00 | 10603 | 15115 | 11458 | 10233
|  | 36:00 | 14772 | 2975 | 9959 | 8666 | 0 | 36372 | 11:15 | 13592 | 20763 | 14291 | 15534 | 11:15 | 2889 | 3555 | 2983 | 3040 | 11:15 | 10638 | 15300 | 11545 | 10233
|  | 36:15 | 14689 | 2956 | 10013 | 8668 | 0 | 36326 | 11:30 | 13799 | 21025 | 14326 | 15451 | 11:30 | 2906 | 3590 | 2987 | 3010 | 11:30 | 10750 | 15386 | 11697 | 10243
|  | 36:30 | 14516 | 2943 | 9997 | 8675 | 0 | 36131 | 11:45 | 13659 | 21387 | 14403 | 15462 | 11:45 | 2922 | 3616 | 2985 | 2997 | 11:45 | 10847 | 15589 | 11842 | 10223
|  | 36:45 | 14497 | 2933 | 9991 | 8630 | 0 | 36051 | 12:00 | 13726 | 21801 | 14421 | 15373 | 12:00 | 2942 | 3648 | 3011 | 2981 | 12:00 | 10881 | 15725 | 11908 | 10199
|  | 37:00 | 14384 | 2924 | 9979 | 8526 | 0 | 35813 | 12:15 | 13780 | 22006 | 14572 | 15237 | 12:15 | 2952 | 3684 | 3034 | 2967 | 12:15 | 10946 | 15806 | 12003 | 10216
|  | 37:15 | 14386 | 2920 | 10001 | 8539 | 0 | 35846 | 12:30 | 13827 | 22235 | 14602 | 15093 | 12:30 | 2954 | 3692 | 3046 | 2960 | 12:30 | 10991 | 15921 | 12119 | 10300
|  | 37:30 | 14472 | 2908 | 9947 | 8513 | 0 | 35840 | 12:45 | 13950 | 22559 | 14693 | 14963 | 12:45 | 2972 | 3725 | 3065 | 2962 | 12:45 | 11055 | 16022 | 12206 | 10253
|  | 37:45 | 14423 | 2890 | 9899 | 8448 | 0 | 35660 | 13:00 | 14053 | 22680 | 14657 | 14979 | 13:00 | 2990 | 3756 | 3066 | 2960 | 13:00 | 11121 | 16068 | 12222 | 10255
|  | 38:00 | 14218 | 2888 | 9918 | 8417 | 0 | 35441 | 13:15 | 14082 | 22964 | 14815 | 14952 | 13:15 | 3007 | 3787 | 3070 | 2935 | 13:15 | 11161 | 16137 | 12380 | 10254
|  | 38:15 | 14128 | 2891 | 9937 | 8388 | 0 | 35344 | 13:30 | 14057 | 23200 | 14901 | 14860 | 13:30 | 3023 | 3813 | 3070 | 2905 | 13:30 | 11219 | 16141 | 12383 | 10292
|  | 38:30 | 14101 | 2885 | 9950 | 8354 | 0 | 35290 | 13:45 | 14101 | 23456 | 14945 | 14833 | 13:45 | 3031 | 3840 | 3091 | 2880 | 13:45 | 11231 | 16164 | 12488 | 10329
|  | 38:45 | 14127 | 2887 | 9925 | 8402 | 0 | 35341 | 14:00 | 14251 | 23538 | 14986 | 14591 | 14:00 | 3039 | 3853 | 3114 | 2890 | 14:00 | 11290 | 16216 | 12600 | 10282
|  | 39:00 | 14151 | 2895 | 9943 | 8396 | 0 | 35385 | 14:15 | 14407 | 23646 | 15023 | 14548 | 14:15 | 3040 | 3863 | 3109 | 2875 | 14:15 | 11386 | 16276 | 12684 | 10285
|  | 39:15 | 14010 | 2889 | 9961 | 8331 | 0 | 35191 | 14:30 | 14498 | 23655 | 14947 | 14467 | 14:30 | 3040 | 3874 | 3132 | 2869 | 14:30 | 11350 | 16233 | 12760 | 10317
|  | 39:30 | 14038 | 2883 | 10019 | 8388 | 0 | 35328 | 14:45 | 14585 | 23752 | 14868 | 14377 | 14:45 | 3032 | 3899 | 3127 | 2863 | 14:45 | 11350 | 16118 | 12754 | 10367
|  | 39:45 | 14004 | 2866 | 10062 | 8476 | 0 | 35408 | 15:00 | 14722 | 23960 | 15111 | 14308 | 15:00 | 3040 | 3909 | 3128 | 2859 | 15:00 | 11381 | 16099 | 12865 | 10327
|  | 40:00 | 14085 | 2876 | 10073 | 8541 | 0 | 35575 | 15:15 | 14650 | 24105 | 15198 | 14241 | 15:15 | 3067 | 3928 | 3156 | 2861 | 15:15 | 11377 | 16104 | 12889 | 10292
|  | 40:15 | 14104 | 2885 | 10054 | 8486 | 0 | 35529 | 15:30 | 14608 | 24002 | 15188 | 14195 | 15:30 | 3059 | 3910 | 3160 | 2873 | 15:30 | 11360 | 16007 | 12885 | 10353
|  | 40:30 | 14156 | 2876 | 10089 | 8575 | 0 | 35696 | 15:45 | 14681 | 23935 | 15150 | 14218 | 15:45 | 3057 | 3910 | 3157 | 2899 | 15:45 | 11362 | 15885 | 12797 | 10311
|  | 40:45 | 14353 | 2875 | 10132 | 8709 | 0 | 36069 | 16:00 | 14739 | 24026 | 15139 | 14212 | 16:00 | 3062 | 3916 | 3148 | 2889 | 16:00 | 11247 | 15802 | 12720 | 10268
|  | 41:00 | 14410 | 2878 | 10085 | 8820 | 0 | 36193 | 16:15 | 14727 | 24071 | 15059 | 14156 | 16:15 | 3055 | 3916 | 3143 | 2887 | 16:15 | 11229 | 15694 | 12698 | 10272
|  | 41:15 | 14484 | 2875 | 10112 | 8853 | 0 | 36324 | 16:30 | 14775 | 23967 | 15027 | 14177 | 16:30 | 3060 | 3911 | 3135 | 2882 | 16:30 | 11104 | 15548 | 12591 | 10300
|  | 41:30 | 14622 | 2897 | 10183 | 9007 | 0 | 36709 | 16:45 | 14674 | 23727 | 15010 | 14187 | 16:45 | 3049 | 3898 | 3122 | 2901 | 16:45 | 11056 | 15485 | 12576 | 10373
|  | 41:45 | 14737 | 2913 | 10283 | 9087 | 0 | 37020 | 17:00 | 14563 | 23522 | 15023 | 14402 | 17:00 | 3043 | 3873 | 3109 | 2910 | 17:00 | 11030 | 15333 | 12360 | 10395
|  | 42:00 | 14986 | 2929 | 10357 | 9219 | 0 | 37491 | 17:15 | 14534 | 23460 | 14978 | 14565 | 17:15 | 3033 | 3855 | 3100 | 2915 | 17:15 | 11011 | 15178 | 12217 | 10370
|  | 42:15 | 15078 | 2950 | 10466 | 9395 | 0 | 37889 | 17:30 | 14426 | 23226 | 15112 | 14650 | 17:30 | 3028 | 3841 | 3107 | 2936 | 17:30 | 10956 | 15089 | 12194 | 10489
|  | 42:30 | 15016 | 2968 | 10441 | 9567 | 0 | 37992 | 17:45 | 14310 | 22943 | 15301 | 14976 | 17:45 | 3008 | 3821 | 3110 | 2960 | 17:45 | 10882 | 14949 | 12163 | 10554
|  | 42:45 | 15022 | 2996 | 10448 | 9562 | 0 | 38028 | 18:00 | 14172 | 22762 | 15306 | 15316 | 18:00 | 3009 | 3792 | 3113 | 3013 | 18:00 | 10861 | 14803 | 12231 | 10639
|  | 43:00 | 14978 | 3020 | 10457 | 9573 | 0 | 38028 | 18:15 | 14121 | 22429 | 15353 | 15608 | 18:15 | 2994 | 3773 | 3123 | 3042 | 18:15 | 10771 | 14732 | 12261 | 10753
|  | 43:15 | 14985 | 3018 | 10460 | 9476 | 0 | 37939 | 18:30 | 14276 | 22237 | 15180 | 15668 | 18:30 | 3011 | 3733 | 3120 | 3063 | 18:30 | 10849 | 14696 | 12189 | 10735
|  | 43:30 | 14923 | 3011 | 10441 | 9436 | 0 | 37811 | 18:45 | 14246 | 22008 | 15198 | 15760 | 18:45 | 3008 | 3720 | 3124 | 3058 | 18:45 | 10899 | 14631 | 12110 | 10771
|  | 43:45 | 14946 | 3004 | 10402 | 9406 | 0 | 37758 | 19:00 | 14413 | 21782 | 15129 | 15732 | 19:00 | 3029 | 3684 | 3129 | 3062 | 19:00 | 10930 | 14437 | 12058 | 10725
|  | 44:00 | 14936 | 3010 | 10351 | 9352 | 0 | 37649 | 19:15 | 14558 | 21499 | 15107 | 15692 | 19:15 | 3026 | 3662 | 3117 | 3074 | 19:15 | 10993 | 14400 | 11951 | 10694
|  | 44:15 | 14789 | 3005 | 10299 | 9343 | 0 | 37436 | 19:30 | 14566 | 21344 | 14960 | 15816 | 19:30 | 3005 | 3659 | 3097 | 3069 | 19:30 | 10937 | 14287 | 11786 | 10654
|  | 44:30 | 14624 | 2995 | 10200 | 9216 | 0 | 37035 | 19:45 | 14527 | 21210 | 14935 | 15822 | 19:45 | 3012 | 3642 | 3061 | 3067 | 19:45 | 10822 | 14237 | 11647 | 10590
|  | 44:45 | 14465 | 2997 | 10136 | 9168 | 0 | 36766 | 20:00 | 14345 | 21076 | 14675 | 15641 | 20:00 | 2998 | 3636 | 3041 | 3060 | 20:00 | 10753 | 14127 | 11537 | 10571
|  | 45:00 | 14283 | 2994 | 10064 | 9117 | 0 | 36458 | 20:15 | 14184 | 20877 | 14443 | 15577 | 20:15 | 2996 | 3620 | 3018 | 3054 | 20:15 | 10725 | 14085 | 11371 | 10451
|  | 45:15 | 14321 | 2984 | 9963 | 8962 | 0 | 36230 | 20:30 | 13926 | 20473 | 14218 | 15446 | 20:30 | 2963 | 3577 | 2981 | 3046 | 20:30 | 10588 | 13922 | 11152 | 10406
|  | 45:30 | 14151 | 2964 | 9797 | 8786 | 0 | 35698 | 20:45 | 13623 | 20004 | 13918 | 15361 | 20:45 | 2939 | 3541 | 2951 | 3036 | 20:45 | 10459 | 13763 | 11021 | 10234
|  | 45:45 | 13976 | 2945 | 9700 | 8673 | 0 | 35294 | 21:00 | 13297 | 19596 | 13613 | 15301 | 21:00 | 2914 | 3517 | 2934 | 3024 | 21:00 | 10311 | 13617 | 10712 | 10128
|  | 46:00 | 13773 | 2924 | 9475 | 8579 | 0 | 34751 | 21:15 | 13022 | 19227 | 13338 | 15185 | 21:15 | 2879 | 3475 | 2902 | 3006 | 21:15 | 10178 | 13413 | 10487 | 10006
|  | 46:15 | 13685 | 2906 | 9420 | 8336 | 0 | 34347 | 21:30 | 12506 | 18908 | 13093 | 15062 | 21:30 | 2835 | 3432 | 2864 | 2984 | 21:30 | 10033 | 13243 | 10300 | 9881
|  | 46:30 | 13460 | 2863 | 9282 | 8173 | 0 | 33778 | 21:45 | 12241 | 18513 | 12706 | 14845 | 21:45 | 2800 | 3378 | 2824 | 2964 | 21:45 | 9906 | 13092 | 10131 | 9790
|  | 46:45 | 13159 | 2833 | 9146 | 8020 | 0 | 33158 | 22:00 | 12043 | 17986 | 12465 | 14618 | 22:00 | 2776 | 3325 | 2795 | 2929 | 22:00 | 9704 | 12820 | 9896 | 9606
|  | 47:00 | 12968 | 2812 | 9018 | 7850 | 0 | 32648 | 22:15 | 11825 | 17653 | 12177 | 14387 | 22:15 | 2741 | 3276 | 2757 | 2897 | 22:15 | 9576 | 12612 | 9651 | 9401
|  | 47:15 | 12837 | 2800 | 8850 | 7613 | 0 | 32100 | 22:30 | 11539 | 17386 | 12000 | 14305 | 22:30 | 2718 | 3241 | 2731 | 2864 | 22:30 | 9400 | 12475 | 9588 | 9292
|  | 47:30 | 12271 | 2740 | 8651 | 7419 | 0 | 31081 | 22:45 | 11337 | 16976 | 11850 | 14127 | 22:45 | 2683 | 3209 | 2715 | 2835 | 22:45 | 9235 | 12301 | 9334 | 9111
|  | 47:45 | 11801 | 2675 | 8561 | 7133 | 0 | 30170 | 23:00 | 11074 | 16575 | 11637 | 13893 | 23:00 | 2649 | 3167 | 2705 | 2814 | 23:00 | 9054 | 12115 | 9173 | 8921
|  | 48:00 | 11349 | 2630 | 8386 | 6885 | 0 | 29250 | 23:15 | 10801 | 16265 | 11339 | 13537 | 23:15 | 2616 | 3120 | 2679 | 2777 | 23:15 | 8934 | 11925 | 9041 | 8789
Mar | spring | 0:15 | 10881 | 2582 | 8291 | 6721 | 0 | 28475 | 23:30 | 10967 | 16211 | 11240 | 13426 | 23:30 | 2649 | 3088 | 2689 | 2767 | 23:30 | 9006 | 11883 | 8831 | 8809
|  | 0:30 | 10890 | 2580 | 8248 | 6668 | 0 | 28386 | 23:45 | 10994 | 16170 | 11103 | 13222 | 23:45 | 2685 | 3072 | 2702 | 2777 | 23:45 | 9030 | 11880 | 8643 | 8864
|  | 0:45 | 10830 | 2565 | 8223 | 6609 | 0 | 28227 | 0:00 | 11133 | 16133 | 10936 | 12878 | 0:00 | 2702 | 3057 | 2710 | 2778 | 0:00 | 9081 | 11944 | 8465 | 8889
|  | 1:00 | 10699 | 2545 | 8166 | 6577 | 0 | 27987
|  | 1:15 | 10603 | 2551 | 8078 | 6514 | 0 | 27746 | South |  |  |  |  | Panhandle
|  | 1:30 | 10572 | 2561 | 7986 | 6503 | 0 | 27622 |  | Spring | Summer | Fall | Winter |  | Spring | Summer | Fall | Winter
|  | 1:45 | 10428 | 2561 | 7979 | 6520 | 0 | 27488 | 0:15 | 6979 | 9514 | 7186 | 7733 | 0:15 | 0 | 0 | 0 | 0
|  | 2:00 | 10474 | 2555 | 7925 | 6395 | 0 | 27349 | 0:30 | 6821 | 9377 | 7125 | 7712 | 0:30 | 0 | 0 | 0 | 0
|  | 2:15 | 10511 | 2548 | 7959 | 6408 | 0 | 27426 | 0:45 | 6793 | 9234 | 7027 | 7672 | 0:45 | 0 | 0 | 0 | 0
|  | 2:30 | 10508 | 2544 | 7970 | 6390 | 0 | 27412 | 1:00 | 6748 | 9146 | 6936 | 7617 | 1:00 | 0 | 0 | 0 | 0
|  | 2:45 | 10493 | 2549 | 7985 | 6429 | 0 | 27456 | 1:15 | 6711 | 9069 | 6902 | 7541 | 1:15 | 0 | 0 | 0 | 0
|  | 3:00 | 10626 | 2553 | 8000 | 6450 | 0 | 27629 | 1:30 | 6762 | 9015 | 6884 | 7557 | 1:30 | 0 | 0 | 0 | 0
|  | 3:15 | 10567 | 2561 | 7965 | 6375 | 0 | 27468 | 1:45 | 6781 | 8960 | 6849 | 7531 | 1:45 | 0 | 0 | 0 | 0
|  | 3:30 | 10684 | 2570 | 8041 | 6352 | 0 | 27647 | 2:00 | 6692 | 8851 | 6808 | 7495 | 2:00 | 0 | 0 | 0 | 0
|  | 3:45 | 10729 | 2587 | 8080 | 6463 | 0 | 27859 | 2:15 | 6578 | 8797 | 6732 | 7447 | 2:15 | 0 | 0 | 0 | 0
|  | 4:00 | 10729 | 2602 | 8064 | 6395 | 0 | 27790 | 2:30 | 6567 | 8745 | 6739 | 7437 | 2:30 | 0 | 0 | 0 | 0
|  | 4:15 | 10887 | 2601 | 8094 | 6441 | 0 | 28023 | 2:45 | 6543 | 8815 | 6776 | 7463 | 2:45 | 0 | 0 | 0 | 0
|  | 4:30 | 11083 | 2632 | 8169 | 6605 | 0 | 28489 | 3:00 | 6518 | 8775 | 6744 | 7409 | 3:00 | 0 | 0 | 0 | 0
|  | 4:45 | 11240 | 2655 | 8222 | 6744 | 0 | 28861 | 3:15 | 6516 | 8685 | 6732 | 7459 | 3:15 | 0 | 0 | 0 | 0
|  | 5:00 | 11541 | 2695 | 8403 | 6802 | 0 | 29441 | 3:30 | 6547 | 8658 | 6818 | 7485 | 3:30 | 0 | 0 | 0 | 0
|  | 5:15 | 11850 | 2721 | 8595 | 6857 | 0 | 30023 | 3:45 | 6613 | 8644 | 6889 | 7563 | 3:45 | 0 | 0 | 0 | 0
|  | 5:30 | 12214 | 2751 | 8808 | 7061 | 0 | 30834 | 4:00 | 6656 | 8696 | 6987 | 7578 | 4:00 | 0 | 0 | 0 | 0
|  | 5:45 | 12510 | 2784 | 8974 | 7265 | 0 | 31533 | 4:15 | 6617 | 8727 | 7139 | 7619 | 4:15 | 0 | 0 | 0 | 0
|  | 6:00 | 12769 | 2829 | 9080 | 7509 | 0 | 32187 | 4:30 | 6746 | 8752 | 7439 | 7778 | 4:30 | 0 | 0 | 0 | 0
|  | 6:15 | 13115 | 2866 | 9232 | 7780 | 0 | 32993 | 4:45 | 6860 | 8765 | 7631 | 7893 | 4:45 | 0 | 0 | 0 | 0
|  | 6:30 | 13073 | 2870 | 9248 | 7833 | 0 | 33024 | 5:00 | 6987 | 8835 | 7894 | 8098 | 5:00 | 0 | 0 | 0 | 0
|  | 6:45 | 13121 | 2873 | 9257 | 7866 | 0 | 33117 | 5:15 | 7164 | 8797 | 8042 | 8255 | 5:15 | 0 | 0 | 0 | 0
|  | 7:00 | 13240 | 2894 | 9300 | 7988 | 0 | 33422 | 5:30 | 7270 | 8843 | 8149 | 8443 | 5:30 | 0 | 0 | 0 | 0
|  | 7:15 | 13483 | 2903 | 9459 | 8054 | 0 | 33899 | 5:45 | 7397 | 8832 | 8207 | 8682 | 5:45 | 0 | 0 | 0 | 0
|  | 7:30 | 13487 | 2905 | 9483 | 8056 | 0 | 33931 | 6:00 | 7622 | 8815 | 8285 | 8874 | 6:00 | 0 | 0 | 0 | 0
|  | 7:45 | 13507 | 2909 | 9558 | 8100 | 0 | 34074 | 6:15 | 7803 | 8807 | 8422 | 9174 | 6:15 | 0 | 0 | 0 | 0
|  | 8:00 | 13409 | 2916 | 9598 | 8145 | 0 | 34068 | 6:30 | 7825 | 8898 | 8420 | 9234 | 6:30 | 0 | 0 | 0 | 0
|  | 8:15 | 13487 | 2918 | 9638 | 8095 | 0 | 34138 | 6:45 | 7890 | 9021 | 8402 | 9349 | 6:45 | 0 | 0 | 0 | 0
|  | 8:30 | 13521 | 2913 | 9658 | 8148 | 0 | 34240 | 7:00 | 7926 | 9233 | 8401 | 9417 | 7:00 | 0 | 0 | 0 | 0
|  | 8:45 | 13537 | 2900 | 9748 | 8217 | 0 | 34402 | 7:15 | 8035 | 9426 | 8354 | 9477 | 7:15 | 0 | 0 | 0 | 0
|  | 9:00 | 13563 | 2894 | 9796 | 8233 | 0 | 34486 | 7:30 | 8042 | 9641 | 8498 | 9435 | 7:30 | 0 | 0 | 0 | 0
|  | 9:15 | 13502 | 2893 | 9819 | 8248 | 0 | 34462 | 7:45 | 8116 | 9821 | 8596 | 9368 | 7:45 | 0 | 0 | 0 | 0
|  | 9:30 | 13477 | 2896 | 9851 | 8309 | 0 | 34533 | 8:00 | 8207 | 10093 | 8622 | 9333 | 8:00 | 0 | 0 | 0 | 0
|  | 9:45 | 13390 | 2898 | 9876 | 8342 | 0 | 34506 | 8:15 | 8233 | 10345 | 8678 | 9294 | 8:15 | 0 | 0 | 0 | 0
|  | 10:00 | 13500 | 2895 | 9951 | 8344 | 0 | 34690 | 8:30 | 8333 | 10685 | 8807 | 9273 | 8:30 | 0 | 0 | 0 | 0
|  | 10:15 | 13498 | 2895 | 9989 | 8407 | 0 | 34789 | 8:45 | 8412 | 10946 | 8880 | 9281 | 8:45 | 0 | 0 | 0 | 0
|  | 10:30 | 13404 | 2885 | 10034 | 8472 | 0 | 34795 | 9:00 | 8443 | 11168 | 8954 | 9255 | 9:00 | 0 | 0 | 0 | 0
|  | 10:45 | 13390 | 2871 | 10093 | 8477 | 0 | 34831 | 9:15 | 8481 | 11307 | 9064 | 9209 | 9:15 | 0 | 0 | 0 | 0
|  | 11:00 | 13418 | 2877 | 10148 | 8495 | 0 | 34938 | 9:30 | 8557 | 11510 | 9186 | 9197 | 9:30 | 0 | 0 | 0 | 0
|  | 11:15 | 13361 | 2872 | 10031 | 8478 | 0 | 34742 | 9:45 | 8582 | 11681 | 9296 | 9211 | 9:45 | 0 | 0 | 0 | 0
|  | 11:30 | 13345 | 2864 | 10051 | 8484 | 0 | 34744 | 10:00 | 8673 | 11920 | 9443 | 9137 | 10:00 | 0 | 0 | 0 | 0
|  | 11:45 | 13360 | 2858 | 10063 | 8474 | 0 | 34755 | 10:15 | 8759 | 12130 | 9535 | 9051 | 10:15 | 0 | 0 | 0 | 0
|  | 12:00 | 13364 | 2856 | 10054 | 8471 | 0 | 34745 | 10:30 | 8811 | 12253 | 9653 | 9021 | 10:30 | 0 | 0 | 0 | 0
|  | 12:15 | 13243 | 2861 | 10043 | 8534 | 0 | 34681 | 10:45 | 8878 | 12426 | 9693 | 8896 | 10:45 | 0 | 0 | 0 | 0
|  | 12:30 | 13223 | 2863 | 10095 | 8561 | 0 | 34742 | 11:00 | 8896 | 12671 | 9726 | 8896 | 11:00 | 0 | 0 | 0 | 0
|  | 12:45 | 13192 | 2846 | 10089 | 8532 | 0 | 34659 | 11:15 | 9023 | 12854 | 9801 | 8859 | 11:15 | 0 | 0 | 0 | 0
|  | 13:00 | 13116 | 2852 | 10137 | 8552 | 0 | 34657 | 11:30 | 9126 | 13033 | 9880 | 8858 | 11:30 | 0 | 0 | 0 | 0
|  | 13:15 | 13184 | 2854 | 10169 | 8599 | 0 | 34806 | 11:45 | 9206 | 13161 | 9947 | 8841 | 11:45 | 0 | 0 | 0 | 0
|  | 13:30 | 13009 | 2848 | 10199 | 8635 | 0 | 34691 | 12:00 | 9244 | 13363 | 10013 | 8742 | 12:00 | 0 | 0 | 0 | 0
|  | 13:45 | 12981 | 2845 | 10248 | 8615 | 0 | 34689 | 12:15 | 9302 | 13440 | 10092 | 8660 | 12:15 | 0 | 0 | 0 | 0
|  | 14:00 | 12951 | 2853 | 10244 | 8553 | 0 | 34601 | 12:30 | 9387 | 13584 | 10178 | 8627 | 12:30 | 0 | 0 | 0 | 0
|  | 14:15 | 13106 | 2856 | 10240 | 8631 | 0 | 34833 | 12:45 | 9459 | 13655 | 10278 | 8541 | 12:45 | 0 | 0 | 0 | 0
|  | 14:30 | 13054 | 2857 | 10163 | 8612 | 0 | 34686 | 13:00 | 9616 | 13781 | 10423 | 8553 | 13:00 | 0 | 0 | 0 | 0
|  | 14:45 | 13152 | 2860 | 10189 | 8630 | 0 | 34831 | 13:15 | 9593 | 13887 | 10472 | 8438 | 13:15 | 0 | 0 | 0 | 0
|  | 15:00 | 13161 | 2852 | 10220 | 8652 | 0 | 34885 | 13:30 | 9595 | 13889 | 10603 | 8520 | 13:30 | 0 | 0 | 0 | 0
|  | 15:15 | 13182 | 2853 | 10271 | 8663 | 0 | 34969 | 13:45 | 9661 | 13962 | 10693 | 8524 | 13:45 | 0 | 0 | 0 | 0
|  | 15:30 | 13123 | 2851 | 10244 | 8686 | 0 | 34904 | 14:00 | 9767 | 14075 | 10844 | 8453 | 14:00 | 0 | 0 | 0 | 0
|  | 15:45 | 13166 | 2850 | 10284 | 8670 | 0 | 34970 | 14:15 | 9798 | 14210 | 10853 | 8371 | 14:15 | 0 | 0 | 0 | 0
|  | 16:00 | 12989 | 2852 | 10274 | 8667 | 0 | 34782 | 14:30 | 9843 | 14331 | 10945 | 8344 | 14:30 | 0 | 0 | 0 | 0
|  | 16:15 | 13092 | 2856 | 10270 | 8664 | 0 | 34882 | 14:45 | 9848 | 14320 | 11099 | 8342 | 14:45 | 0 | 0 | 0 | 0
|  | 16:30 | 13198 | 2851 | 10129 | 8724 | 0 | 34902 | 15:00 | 9917 | 14405 | 11097 | 8283 | 15:00 | 0 | 0 | 0 | 0
|  | 16:45 | 13126 | 2856 | 10044 | 8664 | 0 | 34690 | 15:15 | 10056 | 14393 | 11133 | 8278 | 15:15 | 0 | 0 | 0 | 0
|  | 17:00 | 13120 | 2868 | 10050 | 8712 | 0 | 34750 | 15:30 | 10110 | 14390 | 11093 | 8337 | 15:30 | 0 | 0 | 0 | 0
|  | 17:15 | 13141 | 2865 | 10051 | 8623 | 0 | 34680 | 15:45 | 10097 | 14371 | 11150 | 8412 | 15:45 | 0 | 0 | 0 | 0
|  | 17:30 | 13289 | 2872 | 10019 | 8608 | 0 | 34788 | 16:00 | 10105 | 14385 | 11141 | 8398 | 16:00 | 0 | 0 | 0 | 0
|  | 17:45 | 13317 | 2875 | 10081 | 8596 | 0 | 34869 | 16:15 | 10023 | 14396 | 11172 | 8418 | 16:15 | 0 | 0 | 0 | 0
|  | 18:00 | 13347 | 2880 | 10092 | 8674 | 0 | 34993 | 16:30 | 10021 | 14300 | 11054 | 8486 | 16:30 | 0 | 0 | 0 | 0
|  | 18:15 | 13407 | 2881 | 10089 | 8698 | 0 | 35075 | 16:45 | 10003 | 14225 | 10963 | 8565 | 16:45 | 0 | 0 | 0 | 0
|  | 18:30 | 13548 | 2910 | 10123 | 8785 | 0 | 35366 | 17:00 | 9953 | 14175 | 10933 | 8640 | 17:00 | 0 | 0 | 0 | 0
|  | 18:45 | 13703 | 2930 | 10181 | 8872 | 0 | 35686 | 17:15 | 9866 | 14118 | 10876 | 8706 | 17:15 | 0 | 0 | 0 | 0
|  | 19:00 | 13806 | 2945 | 10305 | 8988 | 0 | 36044 | 17:30 | 9803 | 14021 | 10932 | 8839 | 17:30 | 0 | 0 | 0 | 0
|  | 19:15 | 13915 | 2959 | 10419 | 9049 | 0 | 36342 | 17:45 | 9825 | 13905 | 10995 | 9031 | 17:45 | 0 | 0 | 0 | 0
|  | 19:30 | 13913 | 2960 | 10422 | 9036 | 0 | 36331 | 18:00 | 9783 | 13674 | 11057 | 9159 | 18:00 | 0 | 0 | 0 | 0
|  | 19:45 | 13911 | 2955 | 10360 | 9107 | 0 | 36333 | 18:15 | 9665 | 13562 | 11101 | 9350 | 18:15 | 0 | 0 | 0 | 0
|  | 20:00 | 13897 | 2945 | 10303 | 8992 | 0 | 36137 | 18:30 | 9750 | 13400 | 10961 | 9329 | 18:30 | 0 | 0 | 0 | 0
|  | 20:15 | 13664 | 2916 | 10257 | 8944 | 0 | 35781 | 18:45 | 9851 | 13181 | 10921 | 9337 | 18:45 | 0 | 0 | 0 | 0
|  | 20:30 | 13452 | 2919 | 10155 | 8875 | 0 | 35401 | 19:00 | 9803 | 13054 | 10823 | 9349 | 19:00 | 0 | 0 | 0 | 0
|  | 20:45 | 13280 | 2903 | 10038 | 8736 | 0 | 34957 | 19:15 | 9928 | 13027 | 10799 | 9402 | 19:15 | 0 | 0 | 0 | 0
|  | 21:00 | 13333 | 2875 | 9883 | 8698 | 0 | 34789 | 19:30 | 9935 | 12900 | 10605 | 9366 | 19:30 | 0 | 0 | 0 | 0
|  | 21:15 | 13077 | 2861 | 9765 | 8594 | 0 | 34297 | 19:45 | 9902 | 12856 | 10430 | 9329 | 19:45 | 0 | 0 | 0 | 0
|  | 21:30 | 12693 | 2835 | 9675 | 8379 | 0 | 33582 | 20:00 | 9870 | 12724 | 10305 | 9321 | 20:00 | 0 | 0 | 0 | 0
|  | 21:45 | 12481 | 2823 | 9448 | 8197 | 0 | 32949 | 20:15 | 9772 | 12598 | 10188 | 9313 | 20:15 | 0 | 0 | 0 | 0
|  | 22:00 | 12357 | 2787 | 9313 | 8086 | 0 | 32543 | 20:30 | 9720 | 12481 | 10020 | 9262 | 20:30 | 0 | 0 | 0 | 0
|  | 22:15 | 12199 | 2761 | 9123 | 7952 | 0 | 32035 | 20:45 | 9553 | 12335 | 9874 | 9123 | 20:45 | 0 | 0 | 0 | 0
|  | 22:30 | 11901 | 2738 | 8968 | 7787 | 0 | 31394 | 21:00 | 9342 | 12106 | 9692 | 9099 | 21:00 | 0 | 0 | 0 | 0
|  | 22:45 | 11753 | 2711 | 8854 | 7650 | 0 | 30968 | 21:15 | 9246 | 11977 | 9409 | 9007 | 21:15 | 0 | 0 | 0 | 0
|  | 23:00 | 11476 | 2693 | 8695 | 7454 | 0 | 30318 | 21:30 | 8968 | 11768 | 9093 | 8844 | 21:30 | 0 | 0 | 0 | 0
|  | 23:15 | 11151 | 2693 | 8534 | 7298 | 0 | 29676 | 21:45 | 8821 | 11673 | 8836 | 8690 | 21:45 | 0 | 0 | 0 | 0
|  | 23:30 | 10924 | 2647 | 8585 | 7213 | 0 | 29369 | 22:00 | 8669 | 11487 | 8622 | 8641 | 22:00 | 0 | 0 | 0 | 0
|  | 23:45 | 10871 | 2620 | 8576 | 7140 | 0 | 29207 | 22:15 | 8508 | 11194 | 8441 | 8509 | 22:15 | 0 | 0 | 0 | 0
|  | 24:00 | 10761 | 2599 | 8591 | 7040 | 0 | 28991 | 22:30 | 8296 | 10949 | 8250 | 8267 | 22:30 | 0 | 0 | 0 | 0
Apr |  | 24:15 | 10642 | 2578 | 8563 | 6979 | 0 | 28762 | 22:45 | 8092 | 10658 | 8121 | 8085 | 22:45 | 0 | 0 | 0 | 0
|  | 24:30 | 10473 | 2561 | 8543 | 6821 | 0 | 28398 | 23:00 | 7938 | 10529 | 7929 | 8035 | 23:00 | 0 | 0 | 0 | 0
|  | 24:45 | 10421 | 2566 | 8467 | 6793 | 0 | 28247 | 23:15 | 7730 | 10302 | 7764 | 7971 | 23:15 | 0 | 0 | 0 | 0
|  | 25:00 | 10521 | 2558 | 8369 | 6748 | 0 | 28196 | 23:30 | 7886 | 10223 | 7592 | 7745 | 23:30 | 0 | 0 | 0 | 0
|  | 25:15 | 10411 | 2554 | 8278 | 6711 | 0 | 27954 | 23:45 | 7943 | 10149 | 7450 | 7529 | 23:45 | 0 | 0 | 0 | 0
|  | 25:30 | 10393 | 2546 | 8265 | 6762 | 0 | 27966 | 0:00 | 8058 | 10102 | 7299 | 7422 | 0:00 | 0 | 0 | 0 | 0
|  | 25:45 | 10276 | 2536 | 8209 | 6781 | 0 | 27802
|  | 26:00 | 10189 | 2533 | 8241 | 6692 | 0 | 27655
|  | 26:15 | 9932 | 2531 | 8123 | 6578 | 0 | 27164
|  | 26:30 | 9711 | 2535 | 8097 | 6567 | 0 | 26910
|  | 26:45 | 9539 | 2537 | 8080 | 6543 | 0 | 26699
|  | 27:00 | 9323 | 2531 | 8070 | 6518 | 0 | 26442
|  | 27:15 | 9229 | 2523 | 8052 | 6516 | 0 | 26320
|  | 27:30 | 9369 | 2534 | 8073 | 6547 | 0 | 26523
|  | 27:45 | 9654 | 2550 | 8121 | 6613 | 0 | 26938
|  | 28:00 | 9807 | 2568 | 8168 | 6656 | 0 | 27199
|  | 28:15 | 9909 | 2578 | 8223 | 6617 | 0 | 27327
|  | 28:30 | 10364 | 2614 | 8322 | 6746 | 0 | 28046
|  | 28:45 | 10679 | 2643 | 8428 | 6860 | 0 | 28610
|  | 29:00 | 11146 | 2677 | 8548 | 6987 | 0 | 29358
|  | 29:15 | 11372 | 2706 | 8568 | 7164 | 0 | 29810
|  | 29:30 | 11731 | 2729 | 8599 | 7270 | 0 | 30329
|  | 29:45 | 12000 | 2752 | 8694 | 7397 | 0 | 30843
|  | 30:00 | 12207 | 2764 | 8785 | 7622 | 0 | 31378
|  | 30:15 | 12357 | 2781 | 8798 | 7803 | 0 | 31739
|  | 30:30 | 12578 | 2781 | 8863 | 7825 | 0 | 32047
|  | 30:45 | 12466 | 2776 | 8913 | 7890 | 0 | 32045
|  | 31:00 | 12461 | 2784 | 9031 | 7926 | 0 | 32202
|  | 31:15 | 12487 | 2773 | 9130 | 8035 | 0 | 32425
|  | 31:30 | 12554 | 2789 | 9232 | 8042 | 0 | 32617
|  | 31:45 | 12711 | 2800 | 9375 | 8116 | 0 | 33002
|  | 32:00 | 12711 | 2817 | 9436 | 8207 | 0 | 33171
|  | 32:15 | 12811 | 2816 | 9599 | 8233 | 0 | 33459
|  | 32:30 | 12769 | 2823 | 9711 | 8333 | 0 | 33636
|  | 32:45 | 12919 | 2832 | 9852 | 8412 | 0 | 34015
|  | 33:00 | 13103 | 2847 | 9899 | 8443 | 0 | 34292
|  | 33:15 | 13130 | 2856 | 10003 | 8481 | 0 | 34470
|  | 33:30 | 13069 | 2853 | 10086 | 8557 | 0 | 34565
|  | 33:45 | 13174 | 2858 | 10144 | 8582 | 0 | 34758
|  | 34:00 | 13202 | 2866 | 10304 | 8673 | 0 | 35045
|  | 34:15 | 13316 | 2871 | 10382 | 8759 | 0 | 35328
|  | 34:30 | 13517 | 2873 | 10477 | 8811 | 0 | 35678
|  | 34:45 | 13604 | 2874 | 10560 | 8878 | 0 | 35916
|  | 35:00 | 13576 | 2865 | 10603 | 8896 | 0 | 35940
|  | 35:15 | 13592 | 2889 | 10638 | 9023 | 0 | 36142
|  | 35:30 | 13799 | 2906 | 10750 | 9126 | 0 | 36581
|  | 35:45 | 13659 | 2922 | 10847 | 9206 | 0 | 36634
|  | 36:00 | 13726 | 2942 | 10881 | 9244 | 0 | 36793
|  | 36:15 | 13780 | 2952 | 10946 | 9302 | 0 | 36980
|  | 36:30 | 13827 | 2954 | 10991 | 9387 | 0 | 37159
|  | 36:45 | 13950 | 2972 | 11055 | 9459 | 0 | 37436
|  | 37:00 | 14053 | 2990 | 11121 | 9616 | 0 | 37780
|  | 37:15 | 14082 | 3007 | 11161 | 9593 | 0 | 37843
|  | 37:30 | 14057 | 3023 | 11219 | 9595 | 0 | 37894
|  | 37:45 | 14101 | 3031 | 11231 | 9661 | 0 | 38024
|  | 38:00 | 14251 | 3039 | 11290 | 9767 | 0 | 38347
|  | 38:15 | 14407 | 3040 | 11386 | 9798 | 0 | 38631
|  | 38:30 | 14498 | 3040 | 11350 | 9843 | 0 | 38731
|  | 38:45 | 14585 | 3032 | 11350 | 9848 | 0 | 38815
|  | 39:00 | 14722 | 3040 | 11381 | 9917 | 0 | 39060
|  | 39:15 | 14650 | 3067 | 11377 | 10056 | 0 | 39150
|  | 39:30 | 14608 | 3059 | 11360 | 10110 | 0 | 39137
|  | 39:45 | 14681 | 3057 | 11362 | 10097 | 0 | 39197
|  | 40:00 | 14739 | 3062 | 11247 | 10105 | 0 | 39153
|  | 40:15 | 14727 | 3055 | 11229 | 10023 | 0 | 39034
|  | 40:30 | 14775 | 3060 | 11104 | 10021 | 0 | 38960
|  | 40:45 | 14674 | 3049 | 11056 | 10003 | 0 | 38782
|  | 41:00 | 14563 | 3043 | 11030 | 9953 | 0 | 38589
|  | 41:15 | 14534 | 3033 | 11011 | 9866 | 0 | 38444
|  | 41:30 | 14426 | 3028 | 10956 | 9803 | 0 | 38213
|  | 41:45 | 14310 | 3008 | 10882 | 9825 | 0 | 38025
|  | 42:00 | 14172 | 3009 | 10861 | 9783 | 0 | 37825
|  | 42:15 | 14121 | 2994 | 10771 | 9665 | 0 | 37551
|  | 42:30 | 14276 | 3011 | 10849 | 9750 | 0 | 37886
|  | 42:45 | 14246 | 3008 | 10899 | 9851 | 0 | 38004
|  | 43:00 | 14413 | 3029 | 10930 | 9803 | 0 | 38175
|  | 43:15 | 14558 | 3026 | 10993 | 9928 | 0 | 38505
|  | 43:30 | 14566 | 3005 | 10937 | 9935 | 0 | 38443
|  | 43:45 | 14527 | 3012 | 10822 | 9902 | 0 | 38263
|  | 44:00 | 14345 | 2998 | 10753 | 9870 | 0 | 37966
|  | 44:15 | 14184 | 2996 | 10725 | 9772 | 0 | 37677
|  | 44:30 | 13926 | 2963 | 10588 | 9720 | 0 | 37197
|  | 44:45 | 13623 | 2939 | 10459 | 9553 | 0 | 36574
|  | 45:00 | 13297 | 2914 | 10311 | 9342 | 0 | 35864
|  | 45:15 | 13022 | 2879 | 10178 | 9246 | 0 | 35325
|  | 45:30 | 12506 | 2835 | 10033 | 8968 | 0 | 34342
|  | 45:45 | 12241 | 2800 | 9906 | 8821 | 0 | 33768
|  | 46:00 | 12043 | 2776 | 9704 | 8669 | 0 | 33192
|  | 46:15 | 11825 | 2741 | 9576 | 8508 | 0 | 32650
|  | 46:30 | 11539 | 2718 | 9400 | 8296 | 0 | 31953
|  | 46:45 | 11337 | 2683 | 9235 | 8092 | 0 | 31347
|  | 47:00 | 11074 | 2649 | 9054 | 7938 | 0 | 30715
|  | 47:15 | 10801 | 2616 | 8934 | 7730 | 0 | 30081
|  | 47:30 | 10967 | 2649 | 9006 | 7886 | 0 | 30508
|  | 47:45 | 10994 | 2685 | 9030 | 7943 | 0 | 30652
|  | 48:00 | 11133 | 2702 | 9081 | 8058 | 0 | 30974
May |  | 0:15 | 11283 | 2722 | 9130 | 8102 | 0 | 31237
|  | 0:30 | 11100 | 2708 | 9093 | 8085 | 0 | 30986
|  | 0:45 | 11059 | 2698 | 8993 | 8026 | 0 | 30776
|  | 1:00 | 10934 | 2686 | 8957 | 7963 | 0 | 30540
|  | 1:15 | 10824 | 2658 | 8856 | 7779 | 0 | 30117
|  | 1:30 | 10918 | 2652 | 8849 | 7725 | 0 | 30144
|  | 1:45 | 10791 | 2636 | 8852 | 7717 | 0 | 29996
|  | 2:00 | 10713 | 2626 | 8812 | 7593 | 0 | 29744
|  | 2:15 | 10481 | 2624 | 8720 | 7588 | 0 | 29413
|  | 2:30 | 10508 | 2611 | 8762 | 7558 | 0 | 29439
|  | 2:45 | 10437 | 2616 | 8772 | 7485 | 0 | 29310
|  | 3:00 | 10529 | 2621 | 8747 | 7460 | 0 | 29357
|  | 3:15 | 10462 | 2606 | 8777 | 7476 | 0 | 29321
|  | 3:30 | 10665 | 2613 | 8886 | 7527 | 0 | 29691
|  | 3:45 | 10912 | 2612 | 8989 | 7590 | 0 | 30103
|  | 4:00 | 10924 | 2618 | 9122 | 7610 | 0 | 30274
|  | 4:15 | 11050 | 2628 | 9215 | 7608 | 0 | 30501
|  | 4:30 | 11345 | 2665 | 9398 | 7717 | 0 | 31125
|  | 4:45 | 11711 | 2687 | 9615 | 7823 | 0 | 31836
|  | 5:00 | 11988 | 2714 | 9719 | 7842 | 0 | 32263
|  | 5:15 | 12297 | 2743 | 9932 | 7879 | 0 | 32851
|  | 5:30 | 12316 | 2761 | 9962 | 7844 | 0 | 32883
|  | 5:45 | 12490 | 2781 | 10030 | 7899 | 0 | 33200
|  | 6:00 | 12691 | 2793 | 10110 | 7938 | 0 | 33532
|  | 6:15 | 12872 | 2783 | 10134 | 7972 | 0 | 33761
|  | 6:30 | 13056 | 2808 | 10258 | 8025 | 0 | 34147
|  | 6:45 | 13288 | 2813 | 10307 | 8159 | 0 | 34567
|  | 7:00 | 13350 | 2833 | 10407 | 8343 | 0 | 34933
|  | 7:15 | 13349 | 2852 | 10472 | 8453 | 0 | 35126
|  | 7:30 | 13490 | 2884 | 10548 | 8609 | 0 | 35531
|  | 7:45 | 13722 | 2903 | 10720 | 8731 | 0 | 36076
|  | 8:00 | 13869 | 2930 | 10845 | 8842 | 0 | 36486
|  | 8:15 | 13975 | 2937 | 10928 | 9068 | 0 | 36908
|  | 8:30 | 14125 | 2956 | 11047 | 9292 | 0 | 37420
|  | 8:45 | 14403 | 2974 | 11160 | 9435 | 0 | 37972
|  | 9:00 | 14566 | 3000 | 11351 | 9607 | 0 | 38524
|  | 9:15 | 14704 | 3029 | 11491 | 9712 | 0 | 38936
|  | 9:30 | 14802 | 3051 | 11666 | 9853 | 0 | 39372
|  | 9:45 | 14940 | 3064 | 11801 | 10081 | 0 | 39886
|  | 10:00 | 15135 | 3078 | 11931 | 10165 | 0 | 40309
|  | 10:15 | 15432 | 3094 | 12036 | 10311 | 0 | 40873
|  | 10:30 | 15619 | 3106 | 12206 | 10451 | 0 | 41382
|  | 10:45 | 15837 | 3114 | 12298 | 10593 | 0 | 41842
|  | 11:00 | 15974 | 3138 | 12423 | 10699 | 0 | 42234
|  | 11:15 | 16079 | 3144 | 12505 | 10833 | 0 | 42561
|  | 11:30 | 16273 | 3169 | 12692 | 10887 | 0 | 43021
|  | 11:45 | 16465 | 3183 | 12842 | 10928 | 0 | 43418
|  | 12:00 | 16605 | 3194 | 12947 | 11068 | 0 | 43814
|  | 12:15 | 16738 | 3212 | 13019 | 11183 | 0 | 44152
|  | 12:30 | 16791 | 3214 | 13125 | 11276 | 0 | 44406
|  | 12:45 | 16954 | 3249 | 13165 | 11326 | 0 | 44694
|  | 13:00 | 17162 | 3258 | 13314 | 11369 | 0 | 45103
|  | 13:15 | 17328 | 3274 | 13497 | 11501 | 0 | 45600
|  | 13:30 | 17508 | 3287 | 13549 | 11592 | 0 | 45936
|  | 13:45 | 17668 | 3300 | 13655 | 11584 | 0 | 46207
|  | 14:00 | 17822 | 3306 | 13778 | 11674 | 0 | 46580
|  | 14:15 | 17856 | 3317 | 13826 | 11807 | 0 | 46806
|  | 14:30 | 18064 | 3335 | 13911 | 11980 | 0 | 47290
|  | 14:45 | 18098 | 3346 | 13987 | 12048 | 0 | 47479
|  | 15:00 | 18187 | 3369 | 13979 | 12090 | 0 | 47625
|  | 15:15 | 18239 | 3376 | 13957 | 12071 | 0 | 47643
|  | 15:30 | 18185 | 3370 | 13956 | 12126 | 0 | 47637
|  | 15:45 | 18318 | 3373 | 13928 | 12172 | 0 | 47791
|  | 16:00 | 18268 | 3391 | 13846 | 12166 | 0 | 47671
|  | 16:15 | 18299 | 3389 | 13852 | 12149 | 0 | 47689
|  | 16:30 | 18238 | 3388 | 13800 | 12081 | 0 | 47507
|  | 16:45 | 18234 | 3365 | 13665 | 12067 | 0 | 47331
|  | 17:00 | 18127 | 3389 | 13429 | 12007 | 0 | 46952
|  | 17:15 | 18042 | 3387 | 13356 | 11980 | 0 | 46765
|  | 17:30 | 17806 | 3367 | 13226 | 11824 | 0 | 46223
|  | 17:45 | 17599 | 3363 | 13052 | 11772 | 0 | 45786
|  | 18:00 | 17524 | 3350 | 12918 | 11657 | 0 | 45449
|  | 18:15 | 17276 | 3348 | 12776 | 11584 | 0 | 44984
|  | 18:30 | 17061 | 3311 | 12801 | 11486 | 0 | 44659
|  | 18:45 | 17040 | 3301 | 12761 | 11453 | 0 | 44555
|  | 19:00 | 17106 | 3287 | 12699 | 11452 | 0 | 44544
|  | 19:15 | 17032 | 3279 | 12672 | 11448 | 0 | 44431
|  | 19:30 | 16960 | 3265 | 12602 | 11387 | 0 | 44214
|  | 19:45 | 16830 | 3263 | 12565 | 11297 | 0 | 43955
|  | 20:00 | 16824 | 3244 | 12426 | 11196 | 0 | 43690
|  | 20:15 | 16754 | 3229 | 12284 | 11190 | 0 | 43457
|  | 20:30 | 16368 | 3192 | 12050 | 10954 | 0 | 42564
|  | 20:45 | 15932 | 3161 | 11771 | 10740 | 0 | 41604
|  | 21:00 | 15661 | 3133 | 11600 | 10550 | 0 | 40944
|  | 21:15 | 15366 | 3086 | 11420 | 10449 | 0 | 40321
|  | 21:30 | 14944 | 3040 | 11217 | 10236 | 0 | 39437
|  | 21:45 | 14525 | 2994 | 10982 | 10020 | 0 | 38521
|  | 22:00 | 13978 | 2947 | 10715 | 9776 | 0 | 37416
|  | 22:15 | 13746 | 2907 | 10457 | 9507 | 0 | 36617
|  | 22:30 | 13448 | 2879 | 10356 | 9338 | 0 | 36021
|  | 22:45 | 13211 | 2850 | 10162 | 9148 | 0 | 35371
|  | 23:00 | 12865 | 2821 | 9989 | 8998 | 0 | 34673
|  | 23:15 | 12517 | 2784 | 9769 | 8780 | 0 | 33850
|  | 23:30 | 12995 | 2826 | 10064 | 8931 | 0 | 34816
|  | 23:45 | 13391 | 2879 | 10388 | 9101 | 0 | 35759
|  | 24:00 | 13813 | 2930 | 10744 | 9331 | 0 | 36818
Jun | summer | 24:15 | 14241 | 2973 | 11075 | 9542 | 0 | 37831
|  | 24:30 | 14117 | 2958 | 10948 | 9379 | 0 | 37402
|  | 24:45 | 14005 | 2926 | 10804 | 9271 | 0 | 37006
|  | 25:00 | 13809 | 2922 | 10754 | 9135 | 0 | 36620
|  | 25:15 | 13703 | 2914 | 10653 | 9114 | 0 | 36384
|  | 25:30 | 13597 | 2910 | 10529 | 9006 | 0 | 36042
|  | 25:45 | 13570 | 2887 | 10461 | 8920 | 0 | 35838
|  | 26:00 | 13462 | 2873 | 10403 | 8786 | 0 | 35524
|  | 26:15 | 13286 | 2866 | 10400 | 8800 | 0 | 35352
|  | 26:30 | 13152 | 2851 | 10386 | 8798 | 0 | 35187
|  | 26:45 | 13151 | 2838 | 10408 | 8684 | 0 | 35081
|  | 27:00 | 13200 | 2822 | 10309 | 8662 | 0 | 34993
|  | 27:15 | 13153 | 2829 | 10248 | 8593 | 0 | 34823
|  | 27:30 | 13210 | 2827 | 10236 | 8520 | 0 | 34793
|  | 27:45 | 13351 | 2829 | 10178 | 8557 | 0 | 34915
|  | 28:00 | 13447 | 2843 | 10181 | 8580 | 0 | 35051
|  | 28:15 | 13599 | 2840 | 10264 | 8583 | 0 | 35286
|  | 28:30 | 13835 | 2837 | 10341 | 8565 | 0 | 35578
|  | 28:45 | 14065 | 2840 | 10394 | 8570 | 0 | 35869
|  | 29:00 | 14298 | 2865 | 10387 | 8656 | 0 | 36206
|  | 29:15 | 14471 | 2874 | 10373 | 8638 | 0 | 36356
|  | 29:30 | 14700 | 2891 | 10503 | 8679 | 0 | 36773
|  | 29:45 | 14945 | 2893 | 10646 | 8721 | 0 | 37205
|  | 30:00 | 15027 | 2909 | 10656 | 8779 | 0 | 37371
|  | 30:15 | 15174 | 2906 | 10769 | 8764 | 0 | 37613
|  | 30:30 | 15315 | 2927 | 10968 | 8880 | 0 | 38090
|  | 30:45 | 15470 | 2964 | 11139 | 9006 | 0 | 38579
|  | 31:00 | 15602 | 2997 | 11358 | 9187 | 0 | 39144
|  | 31:15 | 15729 | 3020 | 11606 | 9401 | 0 | 39756
|  | 31:30 | 15878 | 3054 | 11784 | 9575 | 0 | 40291
|  | 31:45 | 15938 | 3084 | 11988 | 9793 | 0 | 40803
|  | 32:00 | 16266 | 3109 | 12189 | 9935 | 0 | 41499
|  | 32:15 | 16520 | 3144 | 12416 | 10192 | 0 | 42272
|  | 32:30 | 16778 | 3172 | 12718 | 10433 | 0 | 43101
|  | 32:45 | 17138 | 3210 | 12990 | 10698 | 0 | 44036
|  | 33:00 | 17264 | 3239 | 13137 | 10863 | 0 | 44503
|  | 33:15 | 17620 | 3279 | 13367 | 11021 | 0 | 45287
|  | 33:30 | 17865 | 3325 | 13583 | 11223 | 0 | 45996
|  | 33:45 | 18097 | 3372 | 13786 | 11431 | 0 | 46686
|  | 34:00 | 18473 | 3390 | 13900 | 11659 | 0 | 47422
|  | 34:15 | 18754 | 3434 | 14173 | 11797 | 0 | 48158
|  | 34:30 | 18919 | 3456 | 14385 | 11912 | 0 | 48672
|  | 34:45 | 19394 | 3484 | 14455 | 12069 | 0 | 49402
|  | 35:00 | 19649 | 3506 | 14608 | 12237 | 0 | 50000
|  | 35:15 | 19833 | 3538 | 14750 | 12446 | 0 | 50567
|  | 35:30 | 20147 | 3557 | 14835 | 12506 | 0 | 51045
|  | 35:45 | 20379 | 3568 | 14960 | 12636 | 0 | 51543
|  | 36:00 | 20669 | 3596 | 15016 | 12831 | 0 | 52112
|  | 36:15 | 20974 | 3622 | 15165 | 13011 | 0 | 52772
|  | 36:30 | 21310 | 3659 | 15274 | 13093 | 0 | 53336
|  | 36:45 | 21570 | 3676 | 15339 | 13223 | 0 | 53808
|  | 37:00 | 21764 | 3691 | 15458 | 13326 | 0 | 54239
|  | 37:15 | 21890 | 3714 | 15486 | 13492 | 0 | 54582
|  | 37:30 | 22036 | 3731 | 15484 | 13639 | 0 | 54890
|  | 37:45 | 22258 | 3744 | 15564 | 13715 | 0 | 55281
|  | 38:00 | 22437 | 3747 | 15628 | 13785 | 0 | 55597
|  | 38:15 | 22491 | 3761 | 15662 | 13875 | 0 | 55789
|  | 38:30 | 22646 | 3776 | 15630 | 13915 | 0 | 55967
|  | 38:45 | 22679 | 3790 | 15612 | 13932 | 0 | 56013
|  | 39:00 | 22778 | 3801 | 15686 | 13991 | 0 | 56256
|  | 39:15 | 22830 | 3805 | 15663 | 14139 | 0 | 56437
|  | 39:30 | 22803 | 3824 | 15619 | 14150 | 0 | 56396
|  | 39:45 | 22695 | 3820 | 15508 | 14215 | 0 | 56238
|  | 40:00 | 22718 | 3815 | 15515 | 14136 | 0 | 56184
|  | 40:15 | 22722 | 3823 | 15485 | 14184 | 0 | 56214
|  | 40:30 | 22504 | 3806 | 15411 | 14132 | 0 | 55853
|  | 40:45 | 22349 | 3796 | 15279 | 14026 | 0 | 55450
|  | 41:00 | 22245 | 3791 | 15219 | 13952 | 0 | 55207
|  | 41:15 | 22111 | 3791 | 15234 | 13985 | 0 | 55121
|  | 41:30 | 21799 | 3754 | 15064 | 13814 | 0 | 54431
|  | 41:45 | 21427 | 3741 | 14872 | 13638 | 0 | 53678
|  | 42:00 | 21251 | 3708 | 14832 | 13505 | 0 | 53296
|  | 42:15 | 21105 | 3706 | 14746 | 13528 | 0 | 53085
|  | 42:30 | 20810 | 3678 | 14675 | 13413 | 0 | 52576
|  | 42:45 | 20487 | 3650 | 14573 | 13338 | 0 | 52048
|  | 43:00 | 20353 | 3622 | 14479 | 13216 | 0 | 51670
|  | 43:15 | 20286 | 3605 | 14377 | 13019 | 0 | 51287
|  | 43:30 | 20106 | 3590 | 14333 | 13001 | 0 | 51030
|  | 43:45 | 19868 | 3582 | 14250 | 12966 | 0 | 50666
|  | 44:00 | 19767 | 3574 | 14152 | 12909 | 0 | 50402
|  | 44:15 | 19740 | 3562 | 14012 | 12759 | 0 | 50073
|  | 44:30 | 19396 | 3531 | 13753 | 12521 | 0 | 49201
|  | 44:45 | 18986 | 3505 | 13589 | 12261 | 0 | 48341
|  | 45:00 | 18681 | 3466 | 13413 | 12045 | 0 | 47605
|  | 45:15 | 18397 | 3433 | 13224 | 11943 | 0 | 46997
|  | 45:30 | 18071 | 3388 | 12996 | 11705 | 0 | 46160
|  | 45:45 | 17658 | 3340 | 12825 | 11482 | 0 | 45305
|  | 46:00 | 17257 | 3303 | 12702 | 11247 | 0 | 44509
|  | 46:15 | 16869 | 3269 | 12517 | 11082 | 0 | 43737
|  | 46:30 | 16455 | 3237 | 12302 | 10883 | 0 | 42877
|  | 46:45 | 16173 | 3197 | 12147 | 10703 | 0 | 42220
|  | 47:00 | 15843 | 3162 | 11942 | 10431 | 0 | 41378
|  | 47:15 | 15430 | 3126 | 11794 | 10164 | 0 | 40514
|  | 47:30 | 15300 | 3084 | 11693 | 9984 | 0 | 40061
|  | 47:45 | 15290 | 3040 | 11647 | 9792 | 0 | 39769
|  | 48:00 | 15306 | 3015 | 11553 | 9646 | 0 | 39520
Jul |  | 0:15 | 15290 | 2994 | 11472 | 9514 | 0 | 39270
|  | 0:30 | 15097 | 2972 | 11365 | 9377 | 0 | 38811
|  | 0:45 | 14856 | 2955 | 11244 | 9234 | 0 | 38289
|  | 1:00 | 14699 | 2923 | 11150 | 9146 | 0 | 37918
|  | 1:15 | 14596 | 2899 | 11042 | 9069 | 0 | 37606
|  | 1:30 | 14441 | 2892 | 11047 | 9015 | 0 | 37395
|  | 1:45 | 14380 | 2875 | 10928 | 8960 | 0 | 37143
|  | 2:00 | 14124 | 2863 | 10839 | 8851 | 0 | 36677
|  | 2:15 | 13937 | 2839 | 10785 | 8797 | 0 | 36358
|  | 2:30 | 13833 | 2838 | 10827 | 8745 | 0 | 36243
|  | 2:45 | 13839 | 2815 | 10876 | 8815 | 0 | 36345
|  | 3:00 | 13748 | 2805 | 10753 | 8775 | 0 | 36081
|  | 3:15 | 13705 | 2811 | 10604 | 8685 | 0 | 35805
|  | 3:30 | 13714 | 2819 | 10643 | 8658 | 0 | 35834
|  | 3:45 | 13816 | 2814 | 10666 | 8644 | 0 | 35940
|  | 4:00 | 13799 | 2823 | 10654 | 8696 | 0 | 35972
|  | 4:15 | 13990 | 2817 | 10600 | 8727 | 0 | 36134
|  | 4:30 | 14109 | 2827 | 10581 | 8752 | 0 | 36269
|  | 4:45 | 14160 | 2843 | 10624 | 8765 | 0 | 36392
|  | 5:00 | 14340 | 2857 | 10615 | 8835 | 0 | 36647
|  | 5:15 | 14401 | 2882 | 10606 | 8797 | 0 | 36686
|  | 5:30 | 14487 | 2910 | 10663 | 8843 | 0 | 36903
|  | 5:45 | 14652 | 2934 | 10693 | 8832 | 0 | 37111
|  | 6:00 | 14682 | 2929 | 10700 | 8815 | 0 | 37126
|  | 6:15 | 14814 | 2937 | 10783 | 8807 | 0 | 37341
|  | 6:30 | 14898 | 2976 | 10974 | 8898 | 0 | 37746
|  | 6:45 | 15084 | 3016 | 11215 | 9021 | 0 | 38336
|  | 7:00 | 15445 | 3025 | 11354 | 9233 | 0 | 39057
|  | 7:15 | 15646 | 3044 | 11605 | 9426 | 0 | 39721
|  | 7:30 | 15999 | 3087 | 11840 | 9641 | 0 | 40567
|  | 7:45 | 16281 | 3119 | 12079 | 9821 | 0 | 41300
|  | 8:00 | 16580 | 3151 | 12307 | 10093 | 0 | 42131
|  | 8:15 | 16869 | 3183 | 12643 | 10345 | 0 | 43040
|  | 8:30 | 17204 | 3236 | 12980 | 10685 | 0 | 44105
|  | 8:45 | 17596 | 3270 | 13287 | 10946 | 0 | 45099
|  | 9:00 | 17960 | 3303 | 13460 | 11168 | 0 | 45891
|  | 9:15 | 18217 | 3325 | 13685 | 11307 | 0 | 46534
|  | 9:30 | 18589 | 3354 | 13865 | 11510 | 0 | 47318
|  | 9:45 | 18982 | 3384 | 14083 | 11681 | 0 | 48130
|  | 10:00 | 19270 | 3421 | 14331 | 11920 | 0 | 48942
|  | 10:15 | 19488 | 3445 | 14586 | 12130 | 0 | 49649
|  | 10:30 | 19793 | 3474 | 14745 | 12253 | 0 | 50265
|  | 10:45 | 20074 | 3510 | 14997 | 12426 | 0 | 51007
|  | 11:00 | 20418 | 3534 | 15115 | 12671 | 0 | 51738
|  | 11:15 | 20763 | 3555 | 15300 | 12854 | 0 | 52472
|  | 11:30 | 21025 | 3590 | 15386 | 13033 | 0 | 53034
|  | 11:45 | 21387 | 3616 | 15589 | 13161 | 0 | 53753
|  | 12:00 | 21801 | 3648 | 15725 | 13363 | 0 | 54537
|  | 12:15 | 22006 | 3684 | 15806 | 13440 | 0 | 54936
|  | 12:30 | 22235 | 3692 | 15921 | 13584 | 0 | 55432
|  | 12:45 | 22559 | 3725 | 16022 | 13655 | 0 | 55961
|  | 13:00 | 22680 | 3756 | 16068 | 13781 | 0 | 56285
|  | 13:15 | 22964 | 3787 | 16137 | 13887 | 0 | 56775
|  | 13:30 | 23200 | 3813 | 16141 | 13889 | 0 | 57043
|  | 13:45 | 23456 | 3840 | 16164 | 13962 | 0 | 57422
|  | 14:00 | 23538 | 3853 | 16216 | 14075 | 0 | 57682
|  | 14:15 | 23646 | 3863 | 16276 | 14210 | 0 | 57995
|  | 14:30 | 23655 | 3874 | 16233 | 14331 | 0 | 58093
|  | 14:45 | 23752 | 3899 | 16118 | 14320 | 0 | 58089
|  | 15:00 | 23960 | 3909 | 16099 | 14405 | 0 | 58373
|  | 15:15 | 24105 | 3928 | 16104 | 14393 | 0 | 58530
|  | 15:30 | 24002 | 3910 | 16007 | 14390 | 0 | 58309
|  | 15:45 | 23935 | 3910 | 15885 | 14371 | 0 | 58101
|  | 16:00 | 24026 | 3916 | 15802 | 14385 | 0 | 58129
|  | 16:15 | 24071 | 3916 | 15694 | 14396 | 0 | 58077
|  | 16:30 | 23967 | 3911 | 15548 | 14300 | 0 | 57726
|  | 16:45 | 23727 | 3898 | 15485 | 14225 | 0 | 57335
|  | 17:00 | 23522 | 3873 | 15333 | 14175 | 0 | 56903
|  | 17:15 | 23460 | 3855 | 15178 | 14118 | 0 | 56611
|  | 17:30 | 23226 | 3841 | 15089 | 14021 | 0 | 56177
|  | 17:45 | 22943 | 3821 | 14949 | 13905 | 0 | 55618
|  | 18:00 | 22762 | 3792 | 14803 | 13674 | 0 | 55031
|  | 18:15 | 22429 | 3773 | 14732 | 13562 | 0 | 54496
|  | 18:30 | 22237 | 3733 | 14696 | 13400 | 0 | 54066
|  | 18:45 | 22008 | 3720 | 14631 | 13181 | 0 | 53540
|  | 19:00 | 21782 | 3684 | 14437 | 13054 | 0 | 52957
|  | 19:15 | 21499 | 3662 | 14400 | 13027 | 0 | 52588
|  | 19:30 | 21344 | 3659 | 14287 | 12900 | 0 | 52190
|  | 19:45 | 21210 | 3642 | 14237 | 12856 | 0 | 51945
|  | 20:00 | 21076 | 3636 | 14127 | 12724 | 0 | 51563
|  | 20:15 | 20877 | 3620 | 14085 | 12598 | 0 | 51180
|  | 20:30 | 20473 | 3577 | 13922 | 12481 | 0 | 50453
|  | 20:45 | 20004 | 3541 | 13763 | 12335 | 0 | 49643
|  | 21:00 | 19596 | 3517 | 13617 | 12106 | 0 | 48836
|  | 21:15 | 19227 | 3475 | 13413 | 11977 | 0 | 48092
|  | 21:30 | 18908 | 3432 | 13243 | 11768 | 0 | 47351
|  | 21:45 | 18513 | 3378 | 13092 | 11673 | 0 | 46656
|  | 22:00 | 17986 | 3325 | 12820 | 11487 | 0 | 45618
|  | 22:15 | 17653 | 3276 | 12612 | 11194 | 0 | 44735
|  | 22:30 | 17386 | 3241 | 12475 | 10949 | 0 | 44051
|  | 22:45 | 16976 | 3209 | 12301 | 10658 | 0 | 43144
|  | 23:00 | 16575 | 3167 | 12115 | 10529 | 0 | 42386
|  | 23:15 | 16265 | 3120 | 11925 | 10302 | 0 | 41612
|  | 23:30 | 16211 | 3088 | 11883 | 10223 | 0 | 41405
|  | 23:45 | 16170 | 3072 | 11880 | 10149 | 0 | 41271
|  | 24:00 | 16133 | 3057 | 11944 | 10102 | 0 | 41236
Aug |  | 24:15 | 16134 | 3050 | 11924 | 10070 | 0 | 41178
|  | 24:30 | 15946 | 3019 | 11860 | 9902 | 0 | 40727
|  | 24:45 | 15815 | 2997 | 11678 | 9757 | 0 | 40247
|  | 25:00 | 15746 | 2979 | 11536 | 9671 | 0 | 39932
|  | 25:15 | 15468 | 2971 | 11443 | 9576 | 0 | 39458
|  | 25:30 | 15364 | 2966 | 11336 | 9532 | 0 | 39198
|  | 25:45 | 15310 | 2956 | 11247 | 9475 | 0 | 38988
|  | 26:00 | 15119 | 2939 | 11191 | 9371 | 0 | 38620
|  | 26:15 | 14915 | 2920 | 11124 | 9203 | 0 | 38162
|  | 26:30 | 14874 | 2909 | 11129 | 9209 | 0 | 38121
|  | 26:45 | 14832 | 2903 | 11028 | 9194 | 0 | 37957
|  | 27:00 | 14704 | 2892 | 10959 | 9107 | 0 | 37662
|  | 27:15 | 14650 | 2877 | 10922 | 9005 | 0 | 37454
|  | 27:30 | 14553 | 2872 | 10938 | 9001 | 0 | 37364
|  | 27:45 | 14573 | 2877 | 10936 | 9025 | 0 | 37411
|  | 28:00 | 14467 | 2867 | 10944 | 8999 | 0 | 37277
|  | 28:15 | 14559 | 2874 | 10990 | 9019 | 0 | 37442
|  | 28:30 | 14545 | 2880 | 10984 | 9047 | 0 | 37456
|  | 28:45 | 14525 | 2888 | 10993 | 9111 | 0 | 37517
|  | 29:00 | 14624 | 2896 | 11098 | 9188 | 0 | 37806
|  | 29:15 | 14806 | 2916 | 11120 | 9292 | 0 | 38134
|  | 29:30 | 14804 | 2906 | 11124 | 9301 | 0 | 38135
|  | 29:45 | 14873 | 2906 | 11185 | 9274 | 0 | 38238
|  | 30:00 | 14828 | 2916 | 11148 | 9355 | 0 | 38247
|  | 30:15 | 14980 | 2916 | 11179 | 9403 | 0 | 38478
|  | 30:30 | 15362 | 2937 | 11385 | 9557 | 0 | 39241
|  | 30:45 | 15640 | 2975 | 11584 | 9707 | 0 | 39906
|  | 31:00 | 15865 | 3001 | 11710 | 9832 | 0 | 40408
|  | 31:15 | 16259 | 3017 | 11944 | 9996 | 0 | 41216
|  | 31:30 | 16776 | 3053 | 12208 | 10132 | 0 | 42169
|  | 31:45 | 17076 | 3097 | 12504 | 10393 | 0 | 43070
|  | 32:00 | 17413 | 3126 | 12696 | 10637 | 0 | 43872
|  | 32:15 | 17963 | 3181 | 12914 | 10845 | 0 | 44903
|  | 32:30 | 18417 | 3222 | 13121 | 11119 | 0 | 45879
|  | 32:45 | 18839 | 3259 | 13358 | 11266 | 0 | 46722
|  | 33:00 | 19109 | 3317 | 13638 | 11433 | 0 | 47497
|  | 33:15 | 19623 | 3361 | 13889 | 11749 | 0 | 48622
|  | 33:30 | 19965 | 3420 | 14065 | 11935 | 0 | 49385
|  | 33:45 | 20265 | 3457 | 14345 | 12147 | 0 | 50214
|  | 34:00 | 20634 | 3496 | 14523 | 12427 | 0 | 51080
|  | 34:15 | 21102 | 3542 | 14723 | 12651 | 0 | 52018
|  | 34:30 | 21377 | 3563 | 14948 | 12829 | 0 | 52717
|  | 34:45 | 21640 | 3598 | 15132 | 12972 | 0 | 53342
|  | 35:00 | 21971 | 3635 | 15235 | 13193 | 0 | 54034
|  | 35:15 | 22234 | 3667 | 15415 | 13434 | 0 | 54750
|  | 35:30 | 22417 | 3703 | 15571 | 13599 | 0 | 55290
|  | 35:45 | 22680 | 3730 | 15701 | 13751 | 0 | 55862
|  | 36:00 | 22859 | 3759 | 15829 | 13927 | 0 | 56374
|  | 36:15 | 23021 | 3771 | 15942 | 14079 | 0 | 56813
|  | 36:30 | 23088 | 3799 | 15989 | 14241 | 0 | 57117
|  | 36:45 | 23247 | 3822 | 16114 | 14355 | 0 | 57538
|  | 37:00 | 23567 | 3841 | 16240 | 14490 | 0 | 58138
|  | 37:15 | 23761 | 3848 | 16421 | 14628 | 0 | 58658
|  | 37:30 | 23961 | 3871 | 16490 | 14728 | 0 | 59050
|  | 37:45 | 24057 | 3884 | 16530 | 14834 | 0 | 59305
|  | 38:00 | 24123 | 3900 | 16612 | 14919 | 0 | 59554
|  | 38:15 | 24261 | 3919 | 16700 | 15035 | 0 | 59915
|  | 38:30 | 24443 | 3933 | 16714 | 15087 | 0 | 60177
|  | 38:45 | 24381 | 3944 | 16731 | 15174 | 0 | 60230
|  | 39:00 | 24296 | 3954 | 16776 | 15154 | 0 | 60180
|  | 39:15 | 24473 | 3963 | 16767 | 15217 | 0 | 60420
|  | 39:30 | 24574 | 3971 | 16677 | 15251 | 0 | 60473
|  | 39:45 | 24579 | 3971 | 16706 | 15244 | 0 | 60500
|  | 40:00 | 24506 | 3977 | 16727 | 15233 | 0 | 60443
|  | 40:15 | 24407 | 3978 | 16628 | 15195 | 0 | 60208
|  | 40:30 | 24220 | 3966 | 16506 | 15142 | 0 | 59834
|  | 40:45 | 24066 | 3953 | 16411 | 15056 | 0 | 59486
|  | 41:00 | 23973 | 3943 | 16276 | 14909 | 0 | 59101
|  | 41:15 | 23823 | 3921 | 16202 | 14853 | 0 | 58799
|  | 41:30 | 23593 | 3898 | 16041 | 14709 | 0 | 58241
|  | 41:45 | 23269 | 3875 | 15885 | 14574 | 0 | 57603
|  | 42:00 | 23303 | 3849 | 15740 | 14396 | 0 | 57288
|  | 42:15 | 23016 | 3816 | 15579 | 14265 | 0 | 56676
|  | 42:30 | 22857 | 3792 | 15509 | 14186 | 0 | 56344
|  | 42:45 | 22760 | 3775 | 15453 | 14102 | 0 | 56090
|  | 43:00 | 22601 | 3752 | 15369 | 14107 | 0 | 55829
|  | 43:15 | 22361 | 3749 | 15305 | 13946 | 0 | 55361
|  | 43:30 | 22242 | 3733 | 15205 | 13878 | 0 | 55058
|  | 43:45 | 22014 | 3704 | 15098 | 13811 | 0 | 54627
|  | 44:00 | 21742 | 3675 | 14958 | 13682 | 0 | 54057
|  | 44:15 | 21463 | 3638 | 14757 | 13559 | 0 | 53417
|  | 44:30 | 21102 | 3587 | 14575 | 13401 | 0 | 52665
|  | 44:45 | 20717 | 3548 | 14404 | 13165 | 0 | 51834
|  | 45:00 | 20333 | 3501 | 14223 | 12955 | 0 | 51012
|  | 45:15 | 19827 | 3453 | 13954 | 12677 | 0 | 49911
|  | 45:30 | 19497 | 3404 | 13768 | 12392 | 0 | 49061
|  | 45:45 | 19201 | 3343 | 13554 | 12142 | 0 | 48240
|  | 46:00 | 18765 | 3298 | 13302 | 11970 | 0 | 47335
|  | 46:15 | 18273 | 3257 | 13107 | 11698 | 0 | 46335
|  | 46:30 | 17921 | 3206 | 12902 | 11568 | 0 | 45597
|  | 46:45 | 17468 | 3169 | 12736 | 11344 | 0 | 44717
|  | 47:00 | 17206 | 3135 | 12525 | 11062 | 0 | 43928
|  | 47:15 | 16902 | 3098 | 12335 | 10845 | 0 | 43180
|  | 47:30 | 15861 | 3013 | 11834 | 10203 | 0 | 40911
|  | 47:45 | 14841 | 2940 | 11314 | 9554 | 0 | 38649
|  | 48:00 | 13915 | 2860 | 10757 | 9018 | 0 | 36550
Sep | fall | 0:15 | 12961 | 2775 | 10136 | 8445 | 0 | 34317
|  | 0:30 | 12758 | 2754 | 10125 | 8356 | 0 | 33993
|  | 0:45 | 12750 | 2731 | 9980 | 8288 | 0 | 33749
|  | 1:00 | 12636 | 2726 | 9873 | 8196 | 0 | 33431
|  | 1:15 | 12445 | 2711 | 9792 | 8110 | 0 | 33058
|  | 1:30 | 12494 | 2689 | 9759 | 8089 | 0 | 33031
|  | 1:45 | 12378 | 2685 | 9727 | 8018 | 0 | 32808
|  | 2:00 | 12189 | 2673 | 9686 | 7917 | 0 | 32465
|  | 2:15 | 12083 | 2677 | 9621 | 7896 | 0 | 32277
|  | 2:30 | 12162 | 2673 | 9619 | 7919 | 0 | 32373
|  | 2:45 | 12297 | 2664 | 9610 | 7969 | 0 | 32540
|  | 3:00 | 12149 | 2664 | 9633 | 7924 | 0 | 32370
|  | 3:15 | 12074 | 2669 | 9681 | 7860 | 0 | 32284
|  | 3:30 | 12193 | 2678 | 9809 | 7919 | 0 | 32599
|  | 3:45 | 12414 | 2701 | 9986 | 8035 | 0 | 33136
|  | 4:00 | 12608 | 2700 | 10109 | 8192 | 0 | 33609
|  | 4:15 | 12725 | 2704 | 10195 | 8249 | 0 | 33873
|  | 4:30 | 13095 | 2734 | 10284 | 8446 | 0 | 34559
|  | 4:45 | 13454 | 2758 | 10442 | 8611 | 0 | 35265
|  | 5:00 | 13769 | 2777 | 10698 | 8903 | 0 | 36147
|  | 5:15 | 14126 | 2802 | 10856 | 9123 | 0 | 36907
|  | 5:30 | 14274 | 2827 | 10879 | 9178 | 0 | 37158
|  | 5:45 | 14481 | 2831 | 10794 | 9230 | 0 | 37336
|  | 6:00 | 14549 | 2843 | 10888 | 9225 | 0 | 37505
|  | 6:15 | 14691 | 2843 | 10937 | 9302 | 0 | 37773
|  | 6:30 | 14754 | 2864 | 10924 | 9337 | 0 | 37879
|  | 6:45 | 14747 | 2857 | 10911 | 9247 | 0 | 37762
|  | 7:00 | 14786 | 2871 | 11002 | 9372 | 0 | 38031
|  | 7:15 | 14842 | 2881 | 11054 | 9463 | 0 | 38240
|  | 7:30 | 15031 | 2904 | 11195 | 9581 | 0 | 38711
|  | 7:45 | 15230 | 2931 | 11360 | 9688 | 0 | 39209
|  | 8:00 | 15420 | 2957 | 11511 | 9843 | 0 | 39731
|  | 8:15 | 15615 | 2976 | 11635 | 9927 | 0 | 40153
|  | 8:30 | 15955 | 3003 | 11784 | 10211 | 0 | 40953
|  | 8:45 | 16176 | 3038 | 11914 | 10321 | 0 | 41449
|  | 9:00 | 16432 | 3064 | 12062 | 10437 | 0 | 41995
|  | 9:15 | 16711 | 3094 | 12245 | 10546 | 0 | 42596
|  | 9:30 | 16936 | 3125 | 12383 | 10699 | 0 | 43143
|  | 9:45 | 17200 | 3154 | 12553 | 10832 | 0 | 43739
|  | 10:00 | 17449 | 3183 | 12719 | 11029 | 0 | 44380
|  | 10:15 | 17654 | 3207 | 12911 | 11095 | 0 | 44867
|  | 10:30 | 17955 | 3234 | 12964 | 11236 | 0 | 45389
|  | 10:45 | 18323 | 3240 | 13027 | 11360 | 0 | 45950
|  | 11:00 | 18479 | 3257 | 13187 | 11459 | 0 | 46382
|  | 11:15 | 18649 | 3291 | 13338 | 11700 | 0 | 46978
|  | 11:30 | 18926 | 3321 | 13371 | 11884 | 0 | 47502
|  | 11:45 | 19253 | 3341 | 13521 | 12046 | 0 | 48161
|  | 12:00 | 19479 | 3366 | 13680 | 12158 | 0 | 48683
|  | 12:15 | 19651 | 3372 | 13817 | 12261 | 0 | 49101
|  | 12:30 | 19860 | 3400 | 13880 | 12429 | 0 | 49569
|  | 12:45 | 19939 | 3424 | 14001 | 12622 | 0 | 49986
|  | 13:00 | 20106 | 3445 | 14045 | 12641 | 0 | 50237
|  | 13:15 | 20286 | 3451 | 14094 | 12798 | 0 | 50629
|  | 13:30 | 20482 | 3466 | 14161 | 12919 | 0 | 51028
|  | 13:45 | 20588 | 3491 | 14242 | 12989 | 0 | 51310
|  | 14:00 | 20691 | 3518 | 14297 | 13097 | 0 | 51603
|  | 14:15 | 20798 | 3529 | 14384 | 13119 | 0 | 51830
|  | 14:30 | 20883 | 3534 | 14404 | 13203 | 0 | 52024
|  | 14:45 | 20875 | 3547 | 14440 | 13225 | 0 | 52087
|  | 15:00 | 20954 | 3572 | 14491 | 13272 | 0 | 52289
|  | 15:15 | 21095 | 3584 | 14623 | 13410 | 0 | 52712
|  | 15:30 | 21013 | 3569 | 14559 | 13370 | 0 | 52511
|  | 15:45 | 20941 | 3577 | 14571 | 13377 | 0 | 52466
|  | 16:00 | 20947 | 3558 | 14549 | 13394 | 0 | 52448
|  | 16:15 | 20874 | 3552 | 14507 | 13344 | 0 | 52277
|  | 16:30 | 20661 | 3547 | 14422 | 13317 | 0 | 51947
|  | 16:45 | 20395 | 3513 | 14316 | 13307 | 0 | 51531
|  | 17:00 | 20370 | 3509 | 14095 | 13137 | 0 | 51111
|  | 17:15 | 20158 | 3500 | 13908 | 12992 | 0 | 50558
|  | 17:30 | 19995 | 3474 | 13867 | 12833 | 0 | 50169
|  | 17:45 | 19826 | 3451 | 13868 | 12807 | 0 | 49952
|  | 18:00 | 19657 | 3426 | 13700 | 12647 | 0 | 49430
|  | 18:15 | 19485 | 3411 | 13601 | 12568 | 0 | 49065
|  | 18:30 | 19422 | 3407 | 13622 | 12508 | 0 | 48959
|  | 18:45 | 19249 | 3401 | 13491 | 12541 | 0 | 48682
|  | 19:00 | 19172 | 3379 | 13428 | 12495 | 0 | 48474
|  | 19:15 | 19258 | 3376 | 13400 | 12472 | 0 | 48506
|  | 19:30 | 19125 | 3350 | 13264 | 12347 | 0 | 48086
|  | 19:45 | 18956 | 3330 | 13119 | 12173 | 0 | 47578
|  | 20:00 | 18685 | 3300 | 12995 | 12031 | 0 | 47011
|  | 20:15 | 18172 | 3278 | 12863 | 11829 | 0 | 46142
|  | 20:30 | 17820 | 3262 | 12679 | 11623 | 0 | 45384
|  | 20:45 | 17462 | 3240 | 12527 | 11335 | 0 | 44564
|  | 21:00 | 17004 | 3207 | 12302 | 11116 | 0 | 43629
|  | 21:15 | 16596 | 3168 | 12103 | 10910 | 0 | 42777
|  | 21:30 | 16176 | 3138 | 11973 | 10645 | 0 | 41932
|  | 21:45 | 15609 | 3103 | 11710 | 10355 | 0 | 40777
|  | 22:00 | 15167 | 3077 | 11571 | 10123 | 0 | 39938
|  | 22:15 | 14873 | 3035 | 11418 | 9894 | 0 | 39220
|  | 22:30 | 14590 | 3007 | 11262 | 9650 | 0 | 38509
|  | 22:45 | 14235 | 2973 | 11067 | 9550 | 0 | 37825
|  | 23:00 | 13970 | 2932 | 10902 | 9313 | 0 | 37117
|  | 23:15 | 13679 | 2887 | 10737 | 9141 | 0 | 36444
|  | 23:30 | 12945 | 2820 | 10147 | 8618 | 0 | 34530
|  | 23:45 | 11992 | 2755 | 9534 | 8141 | 0 | 32422
|  | 24:00 | 11217 | 2689 | 9000 | 7692 | 0 | 30598
Oct |  | 24:15 | 10389 | 2605 | 8449 | 7186 | 0 | 28629
|  | 24:30 | 10286 | 2587 | 8392 | 7125 | 0 | 28390
|  | 24:45 | 10113 | 2579 | 8399 | 7027 | 0 | 28118
|  | 25:00 | 10045 | 2583 | 8330 | 6936 | 0 | 27894
|  | 25:15 | 10153 | 2568 | 8298 | 6902 | 0 | 27921
|  | 25:30 | 10262 | 2558 | 8281 | 6884 | 0 | 27985
|  | 25:45 | 10203 | 2553 | 8269 | 6849 | 0 | 27874
|  | 26:00 | 10107 | 2551 | 8259 | 6808 | 0 | 27725
|  | 26:15 | 10066 | 2548 | 8262 | 6732 | 0 | 27608
|  | 26:30 | 10076 | 2554 | 8287 | 6739 | 0 | 27656
|  | 26:45 | 10137 | 2553 | 8337 | 6776 | 0 | 27803
|  | 27:00 | 10310 | 2550 | 8329 | 6744 | 0 | 27933
|  | 27:15 | 10264 | 2553 | 8389 | 6732 | 0 | 27938
|  | 27:30 | 10528 | 2561 | 8594 | 6818 | 0 | 28501
|  | 27:45 | 10684 | 2584 | 8715 | 6889 | 0 | 28872
|  | 28:00 | 10779 | 2600 | 8802 | 6987 | 0 | 29168
|  | 28:15 | 10892 | 2617 | 8905 | 7139 | 0 | 29553
|  | 28:30 | 11152 | 2644 | 9104 | 7439 | 0 | 30339
|  | 28:45 | 11528 | 2663 | 9342 | 7631 | 0 | 31164
|  | 29:00 | 11861 | 2711 | 9527 | 7894 | 0 | 31993
|  | 29:15 | 12082 | 2746 | 9726 | 8042 | 0 | 32596
|  | 29:30 | 12318 | 2768 | 9800 | 8149 | 0 | 33035
|  | 29:45 | 12558 | 2792 | 9838 | 8207 | 0 | 33395
|  | 30:00 | 12634 | 2818 | 9861 | 8285 | 0 | 33598
|  | 30:15 | 12878 | 2827 | 9969 | 8422 | 0 | 34096
|  | 30:30 | 13008 | 2821 | 9932 | 8420 | 0 | 34181
|  | 30:45 | 12957 | 2815 | 9947 | 8402 | 0 | 34121
|  | 31:00 | 13016 | 2820 | 9999 | 8401 | 0 | 34236
|  | 31:15 | 12971 | 2820 | 9994 | 8354 | 0 | 34139
|  | 31:30 | 13169 | 2822 | 10139 | 8498 | 0 | 34628
|  | 31:45 | 13367 | 2821 | 10243 | 8596 | 0 | 35027
|  | 32:00 | 13412 | 2824 | 10334 | 8622 | 0 | 35192
|  | 32:15 | 13320 | 2847 | 10390 | 8678 | 0 | 35235
|  | 32:30 | 13411 | 2863 | 10481 | 8807 | 0 | 35562
|  | 32:45 | 13529 | 2891 | 10523 | 8880 | 0 | 35823
|  | 33:00 | 13654 | 2913 | 10611 | 8954 | 0 | 36132
|  | 33:15 | 13751 | 2915 | 10849 | 9064 | 0 | 36579
|  | 33:30 | 13820 | 2924 | 10986 | 9186 | 0 | 36916
|  | 33:45 | 13916 | 2927 | 11099 | 9296 | 0 | 37238
|  | 34:00 | 13985 | 2952 | 11200 | 9443 | 0 | 37580
|  | 34:15 | 14050 | 2970 | 11222 | 9535 | 0 | 37777
|  | 34:30 | 14079 | 2966 | 11278 | 9653 | 0 | 37976
|  | 34:45 | 14265 | 2968 | 11400 | 9693 | 0 | 38326
|  | 35:00 | 14411 | 2976 | 11458 | 9726 | 0 | 38571
|  | 35:15 | 14291 | 2983 | 11545 | 9801 | 0 | 38620
|  | 35:30 | 14326 | 2987 | 11697 | 9880 | 0 | 38890
|  | 35:45 | 14403 | 2985 | 11842 | 9947 | 0 | 39177
|  | 36:00 | 14421 | 3011 | 11908 | 10013 | 0 | 39353
|  | 36:15 | 14572 | 3034 | 12003 | 10092 | 0 | 39701
|  | 36:30 | 14602 | 3046 | 12119 | 10178 | 0 | 39945
|  | 36:45 | 14693 | 3065 | 12206 | 10278 | 0 | 40242
|  | 37:00 | 14657 | 3066 | 12222 | 10423 | 0 | 40368
|  | 37:15 | 14815 | 3070 | 12380 | 10472 | 0 | 40737
|  | 37:30 | 14901 | 3070 | 12383 | 10603 | 0 | 40957
|  | 37:45 | 14945 | 3091 | 12488 | 10693 | 0 | 41217
|  | 38:00 | 14986 | 3114 | 12600 | 10844 | 0 | 41544
|  | 38:15 | 15023 | 3109 | 12684 | 10853 | 0 | 41669
|  | 38:30 | 14947 | 3132 | 12760 | 10945 | 0 | 41784
|  | 38:45 | 14868 | 3127 | 12754 | 11099 | 0 | 41848
|  | 39:00 | 15111 | 3128 | 12865 | 11097 | 0 | 42201
|  | 39:15 | 15198 | 3156 | 12889 | 11133 | 0 | 42376
|  | 39:30 | 15188 | 3160 | 12885 | 11093 | 0 | 42326
|  | 39:45 | 15150 | 3157 | 12797 | 11150 | 0 | 42254
|  | 40:00 | 15139 | 3148 | 12720 | 11141 | 0 | 42148
|  | 40:15 | 15059 | 3143 | 12698 | 11172 | 0 | 42072
|  | 40:30 | 15027 | 3135 | 12591 | 11054 | 0 | 41807
|  | 40:45 | 15010 | 3122 | 12576 | 10963 | 0 | 41671
|  | 41:00 | 15023 | 3109 | 12360 | 10933 | 0 | 41425
|  | 41:15 | 14978 | 3100 | 12217 | 10876 | 0 | 41171
|  | 41:30 | 15112 | 3107 | 12194 | 10932 | 0 | 41345
|  | 41:45 | 15301 | 3110 | 12163 | 10995 | 0 | 41569
|  | 42:00 | 15306 | 3113 | 12231 | 11057 | 0 | 41707
|  | 42:15 | 15353 | 3123 | 12261 | 11101 | 0 | 41838
|  | 42:30 | 15180 | 3120 | 12189 | 10961 | 0 | 41450
|  | 42:45 | 15198 | 3124 | 12110 | 10921 | 0 | 41353
|  | 43:00 | 15129 | 3129 | 12058 | 10823 | 0 | 41139
|  | 43:15 | 15107 | 3117 | 11951 | 10799 | 0 | 40974
|  | 43:30 | 14960 | 3097 | 11786 | 10605 | 0 | 40448
|  | 43:45 | 14935 | 3061 | 11647 | 10430 | 0 | 40073
|  | 44:00 | 14675 | 3041 | 11537 | 10305 | 0 | 39558
|  | 44:15 | 14443 | 3018 | 11371 | 10188 | 0 | 39020
|  | 44:30 | 14218 | 2981 | 11152 | 10020 | 0 | 38371
|  | 44:45 | 13918 | 2951 | 11021 | 9874 | 0 | 37764
|  | 45:00 | 13613 | 2934 | 10712 | 9692 | 0 | 36951
|  | 45:15 | 13338 | 2902 | 10487 | 9409 | 0 | 36136
|  | 45:30 | 13093 | 2864 | 10300 | 9093 | 0 | 35350
|  | 45:45 | 12706 | 2824 | 10131 | 8836 | 0 | 34497
|  | 46:00 | 12465 | 2795 | 9896 | 8622 | 0 | 33778
|  | 46:15 | 12177 | 2757 | 9651 | 8441 | 0 | 33026
|  | 46:30 | 12000 | 2731 | 9588 | 8250 | 0 | 32569
|  | 46:45 | 11850 | 2715 | 9334 | 8121 | 0 | 32020
|  | 47:00 | 11637 | 2705 | 9173 | 7929 | 0 | 31444
|  | 47:15 | 11339 | 2679 | 9041 | 7764 | 0 | 30823
|  | 47:30 | 11240 | 2689 | 8831 | 7592 | 0 | 30352
|  | 47:45 | 11103 | 2702 | 8643 | 7450 | 0 | 29898
|  | 48:00 | 10936 | 2710 | 8465 | 7299 | 0 | 29410
Nov |  | 0:15 | 10836 | 2715 | 8302 | 7137 | 0 | 28990
|  | 0:30 | 10828 | 2711 | 8169 | 6986 | 0 | 28694
|  | 0:45 | 10697 | 2701 | 8073 | 6926 | 0 | 28397
|  | 1:00 | 10656 | 2693 | 8047 | 6865 | 0 | 28261
|  | 1:15 | 10616 | 2680 | 8089 | 6825 | 0 | 28210
|  | 1:30 | 10576 | 2670 | 8025 | 6793 | 0 | 28064
|  | 1:45 | 10585 | 2668 | 7957 | 6706 | 0 | 27916
|  | 2:00 | 10567 | 2676 | 7937 | 6701 | 0 | 27881
|  | 2:15 | 10563 | 2677 | 7945 | 6644 | 0 | 27829
|  | 2:30 | 10614 | 2706 | 7977 | 6515 | 0 | 27812
|  | 2:45 | 10637 | 2725 | 7914 | 6478 | 0 | 27754
|  | 3:00 | 10600 | 2730 | 7921 | 6473 | 0 | 27724
|  | 3:15 | 10613 | 2733 | 7928 | 6529 | 0 | 27803
|  | 3:30 | 10802 | 2721 | 8019 | 6530 | 0 | 28072
|  | 3:45 | 10880 | 2724 | 8030 | 6567 | 0 | 28201
|  | 4:00 | 10868 | 2706 | 8029 | 6582 | 0 | 28185
|  | 4:15 | 10885 | 2701 | 8113 | 6584 | 0 | 28283
|  | 4:30 | 11151 | 2718 | 8285 | 6707 | 0 | 28861
|  | 4:45 | 11393 | 2742 | 8445 | 6883 | 0 | 29463
|  | 5:00 | 11668 | 2752 | 8507 | 6964 | 0 | 29891
|  | 5:15 | 11943 | 2774 | 8674 | 7041 | 0 | 30432
|  | 5:30 | 12461 | 2810 | 8889 | 7202 | 0 | 31362
|  | 5:45 | 12884 | 2864 | 9041 | 7425 | 0 | 32214
|  | 6:00 | 13379 | 2906 | 9217 | 7728 | 0 | 33230
|  | 6:15 | 13696 | 2943 | 9494 | 7962 | 0 | 34095
|  | 6:30 | 13709 | 2948 | 9537 | 7971 | 0 | 34165
|  | 6:45 | 13894 | 2971 | 9633 | 7996 | 0 | 34494
|  | 7:00 | 13983 | 2989 | 9572 | 8128 | 0 | 34672
|  | 7:15 | 14050 | 3022 | 9526 | 8216 | 0 | 34814
|  | 7:30 | 14065 | 3026 | 9539 | 8179 | 0 | 34809
|  | 7:45 | 13943 | 3023 | 9569 | 8247 | 0 | 34782
|  | 8:00 | 13817 | 3034 | 9537 | 8235 | 0 | 34623
|  | 8:15 | 13706 | 3025 | 9552 | 8274 | 0 | 34557
|  | 8:30 | 13764 | 3024 | 9595 | 8317 | 0 | 34700
|  | 8:45 | 13687 | 3020 | 9703 | 8397 | 0 | 34807
|  | 9:00 | 13622 | 3032 | 9680 | 8435 | 0 | 34769
|  | 9:15 | 13622 | 3019 | 9700 | 8441 | 0 | 34782
|  | 9:30 | 13659 | 3013 | 9808 | 8524 | 0 | 35004
|  | 9:45 | 13632 | 3018 | 9946 | 8576 | 0 | 35172
|  | 10:00 | 13631 | 3024 | 9996 | 8663 | 0 | 35314
|  | 10:15 | 13576 | 3009 | 9864 | 8636 | 0 | 35085
|  | 10:30 | 13499 | 3000 | 9855 | 8644 | 0 | 34998
|  | 10:45 | 13453 | 3002 | 9931 | 8696 | 0 | 35082
|  | 11:00 | 13407 | 3003 | 10008 | 8768 | 0 | 35186
|  | 11:15 | 13471 | 2996 | 10016 | 8802 | 0 | 35285
|  | 11:30 | 13470 | 2993 | 10009 | 8789 | 0 | 35261
|  | 11:45 | 13490 | 2979 | 10069 | 8760 | 0 | 35298
|  | 12:00 | 13521 | 2970 | 10052 | 8798 | 0 | 35341
|  | 12:15 | 13441 | 2956 | 10116 | 8825 | 0 | 35338
|  | 12:30 | 13437 | 2958 | 10145 | 8839 | 0 | 35379
|  | 12:45 | 13482 | 2960 | 10205 | 8809 | 0 | 35456
|  | 13:00 | 13527 | 2968 | 10228 | 8794 | 0 | 35517
|  | 13:15 | 13452 | 2953 | 10284 | 8834 | 0 | 35523
|  | 13:30 | 13386 | 2952 | 10296 | 8798 | 0 | 35432
|  | 13:45 | 13489 | 2957 | 10313 | 8813 | 0 | 35572
|  | 14:00 | 13436 | 2966 | 10390 | 8813 | 0 | 35605
|  | 14:15 | 13449 | 2949 | 10390 | 8823 | 0 | 35611
|  | 14:30 | 13437 | 2952 | 10379 | 8916 | 0 | 35684
|  | 14:45 | 13544 | 2950 | 10335 | 8965 | 0 | 35794
|  | 15:00 | 13512 | 2957 | 10348 | 8889 | 0 | 35706
|  | 15:15 | 13434 | 2947 | 10382 | 8860 | 0 | 35623
|  | 15:30 | 13509 | 2928 | 10356 | 8835 | 0 | 35628
|  | 15:45 | 13523 | 2926 | 10331 | 8825 | 0 | 35605
|  | 16:00 | 13514 | 2941 | 10361 | 8828 | 0 | 35644
|  | 16:15 | 13424 | 2950 | 10326 | 8830 | 0 | 35530
|  | 16:30 | 13488 | 2956 | 10402 | 8847 | 0 | 35693
|  | 16:45 | 13575 | 2960 | 10434 | 8834 | 0 | 35803
|  | 17:00 | 13659 | 2960 | 10427 | 8870 | 0 | 35916
|  | 17:15 | 13681 | 2961 | 10458 | 8947 | 0 | 36047
|  | 17:30 | 13800 | 2985 | 10487 | 9115 | 0 | 36387
|  | 17:45 | 14006 | 3022 | 10555 | 9173 | 0 | 36756
|  | 18:00 | 14190 | 3036 | 10610 | 9328 | 0 | 37164
|  | 18:15 | 14396 | 3062 | 10591 | 9388 | 0 | 37437
|  | 18:30 | 14370 | 3057 | 10545 | 9361 | 0 | 37333
|  | 18:45 | 14365 | 3062 | 10532 | 9413 | 0 | 37372
|  | 19:00 | 14274 | 3042 | 10459 | 9374 | 0 | 37149
|  | 19:15 | 14235 | 3035 | 10390 | 9297 | 0 | 36957
|  | 19:30 | 14102 | 3031 | 10306 | 9260 | 0 | 36699
|  | 19:45 | 14065 | 3013 | 10260 | 9240 | 0 | 36578
|  | 20:00 | 14002 | 3012 | 10247 | 9170 | 0 | 36431
|  | 20:15 | 13911 | 3011 | 10118 | 9076 | 0 | 36116
|  | 20:30 | 13754 | 2984 | 10019 | 8963 | 0 | 35720
|  | 20:45 | 13537 | 2978 | 9919 | 8854 | 0 | 35288
|  | 21:00 | 13389 | 2980 | 9868 | 8728 | 0 | 34965
|  | 21:15 | 13202 | 2965 | 9813 | 8593 | 0 | 34573
|  | 21:30 | 12981 | 2946 | 9691 | 8390 | 0 | 34008
|  | 21:45 | 12730 | 2926 | 9620 | 8243 | 0 | 33519
|  | 22:00 | 12442 | 2918 | 9513 | 8107 | 0 | 32980
|  | 22:15 | 12264 | 2895 | 9403 | 7901 | 0 | 32463
|  | 22:30 | 11940 | 2867 | 9252 | 7691 | 0 | 31750
|  | 22:45 | 11773 | 2839 | 9119 | 7593 | 0 | 31324
|  | 23:00 | 11555 | 2815 | 8967 | 7412 | 0 | 30749
|  | 23:15 | 11331 | 2793 | 8870 | 7222 | 0 | 30216
|  | 23:30 | 11774 | 2839 | 8754 | 7299 | 0 | 30666
|  | 23:45 | 12051 | 2871 | 8728 | 7378 | 0 | 31028
|  | 24:00 | 12330 | 2893 | 8689 | 7563 | 0 | 31475
Dec | winter | 24:15 | 12817 | 2928 | 8644 | 7672 | 0 | 32061
|  | 24:30 | 12815 | 2929 | 8666 | 7600 | 0 | 32010
|  | 24:45 | 12831 | 2916 | 8607 | 7529 | 0 | 31883
|  | 25:00 | 12789 | 2919 | 8584 | 7505 | 0 | 31797
|  | 25:15 | 12764 | 2900 | 8485 | 7422 | 0 | 31571
|  | 25:30 | 12792 | 2902 | 8460 | 7398 | 0 | 31552
|  | 25:45 | 12819 | 2907 | 8433 | 7390 | 0 | 31549
|  | 26:00 | 12791 | 2897 | 8431 | 7318 | 0 | 31437
|  | 26:15 | 12889 | 2900 | 8401 | 7299 | 0 | 31489
|  | 26:30 | 12967 | 2907 | 8413 | 7409 | 0 | 31696
|  | 26:45 | 13116 | 2905 | 8434 | 7453 | 0 | 31908
|  | 27:00 | 13050 | 2903 | 8429 | 7365 | 0 | 31747
|  | 27:15 | 13095 | 2912 | 8478 | 7298 | 0 | 31783
|  | 27:30 | 13314 | 2924 | 8498 | 7316 | 0 | 32052
|  | 27:45 | 13413 | 2918 | 8599 | 7334 | 0 | 32264
|  | 28:00 | 13567 | 2929 | 8624 | 7416 | 0 | 32536
|  | 28:15 | 13602 | 2945 | 8609 | 7482 | 0 | 32638
|  | 28:30 | 13815 | 2956 | 8781 | 7613 | 0 | 33165
|  | 28:45 | 14050 | 2974 | 8882 | 7717 | 0 | 33623
|  | 29:00 | 14337 | 3014 | 8941 | 7853 | 0 | 34145
|  | 29:15 | 14614 | 3043 | 9074 | 7977 | 0 | 34708
|  | 29:30 | 14866 | 3109 | 9238 | 8073 | 0 | 35286
|  | 29:45 | 15258 | 3150 | 9416 | 8189 | 0 | 36013
|  | 30:00 | 15583 | 3209 | 9660 | 8421 | 0 | 36873
|  | 30:15 | 15902 | 3267 | 9879 | 8700 | 0 | 37748
|  | 30:30 | 16036 | 3281 | 9888 | 8800 | 0 | 38005
|  | 30:45 | 16209 | 3282 | 9937 | 8877 | 0 | 38305
|  | 31:00 | 16476 | 3302 | 10041 | 9011 | 0 | 38830
|  | 31:15 | 16566 | 3327 | 10119 | 9062 | 0 | 39074
|  | 31:30 | 16610 | 3332 | 10089 | 9022 | 0 | 39053
|  | 31:45 | 16574 | 3318 | 10021 | 9019 | 0 | 38932
|  | 32:00 | 16575 | 3304 | 10023 | 9057 | 0 | 38959
|  | 32:15 | 16520 | 3296 | 9999 | 9101 | 0 | 38916
|  | 32:30 | 16489 | 3277 | 10027 | 9177 | 0 | 38970
|  | 32:45 | 16505 | 3269 | 9987 | 9193 | 0 | 38954
|  | 33:00 | 16308 | 3263 | 10087 | 9183 | 0 | 38841
|  | 33:15 | 16110 | 3236 | 10109 | 9165 | 0 | 38620
|  | 33:30 | 16246 | 3223 | 10103 | 9173 | 0 | 38745
|  | 33:45 | 16054 | 3211 | 10089 | 9168 | 0 | 38522
|  | 34:00 | 15950 | 3197 | 10120 | 9120 | 0 | 38387
|  | 34:15 | 15682 | 3175 | 10068 | 9112 | 0 | 38037
|  | 34:30 | 15577 | 3165 | 10103 | 9016 | 0 | 37861
|  | 34:45 | 15463 | 3150 | 10142 | 8907 | 0 | 37662
|  | 35:00 | 15328 | 3141 | 10118 | 8944 | 0 | 37531
|  | 35:15 | 15144 | 3126 | 10068 | 8943 | 0 | 37281
|  | 35:30 | 15014 | 3098 | 10118 | 8844 | 0 | 37074
|  | 35:45 | 14860 | 3084 | 10095 | 8808 | 0 | 36847
|  | 36:00 | 14723 | 3084 | 10078 | 8865 | 0 | 36750
|  | 36:15 | 14601 | 3056 | 10029 | 8783 | 0 | 36469
|  | 36:30 | 14461 | 3051 | 10018 | 8760 | 0 | 36290
|  | 36:45 | 14346 | 3033 | 10051 | 8805 | 0 | 36235
|  | 37:00 | 14275 | 3027 | 10064 | 8736 | 0 | 36102
|  | 37:15 | 14188 | 3021 | 10054 | 8624 | 0 | 35887
|  | 37:30 | 14167 | 3023 | 10002 | 8578 | 0 | 35770
|  | 37:45 | 14056 | 3009 | 9983 | 8565 | 0 | 35613
|  | 38:00 | 13924 | 2999 | 9993 | 8527 | 0 | 35443
|  | 38:15 | 13709 | 3000 | 10041 | 8533 | 0 | 35283
|  | 38:30 | 13672 | 2992 | 9996 | 8526 | 0 | 35186
|  | 38:45 | 13610 | 2981 | 9927 | 8542 | 0 | 35060
|  | 39:00 | 13599 | 2977 | 9898 | 8515 | 0 | 34989
|  | 39:15 | 13478 | 2977 | 9976 | 8539 | 0 | 34970
|  | 39:30 | 13510 | 2973 | 9995 | 8603 | 0 | 35081
|  | 39:45 | 13675 | 2965 | 10012 | 8675 | 0 | 35327
|  | 40:00 | 13751 | 2968 | 10015 | 8656 | 0 | 35390
|  | 40:15 | 13759 | 2980 | 9959 | 8680 | 0 | 35378
|  | 40:30 | 13957 | 3004 | 10024 | 8889 | 0 | 35874
|  | 40:45 | 14327 | 3013 | 10103 | 9038 | 0 | 36481
|  | 41:00 | 14582 | 3013 | 10189 | 9178 | 0 | 36962
|  | 41:15 | 14868 | 3027 | 10373 | 9238 | 0 | 37506
|  | 41:30 | 15102 | 3070 | 10467 | 9381 | 0 | 38020
|  | 41:45 | 15396 | 3126 | 10565 | 9473 | 0 | 38560
|  | 42:00 | 15655 | 3159 | 10687 | 9649 | 0 | 39150
|  | 42:15 | 15869 | 3207 | 10739 | 9738 | 0 | 39553
|  | 42:30 | 15756 | 3213 | 10738 | 9664 | 0 | 39371
|  | 42:45 | 15878 | 3224 | 10696 | 9658 | 0 | 39456
|  | 43:00 | 15835 | 3236 | 10621 | 9628 | 0 | 39320
|  | 43:15 | 15870 | 3251 | 10524 | 9657 | 0 | 39302
|  | 43:30 | 15779 | 3264 | 10471 | 9610 | 0 | 39124
|  | 43:45 | 15853 | 3258 | 10477 | 9619 | 0 | 39207
|  | 44:00 | 15845 | 3251 | 10457 | 9587 | 0 | 39140
|  | 44:15 | 15789 | 3253 | 10487 | 9566 | 0 | 39095
|  | 44:30 | 15721 | 3246 | 10393 | 9467 | 0 | 38827
|  | 44:45 | 15626 | 3234 | 10299 | 9416 | 0 | 38575
|  | 45:00 | 15525 | 3228 | 10357 | 9379 | 0 | 38489
|  | 45:15 | 15439 | 3221 | 10289 | 9306 | 0 | 38255
|  | 45:30 | 15246 | 3209 | 10133 | 9200 | 0 | 37788
|  | 45:45 | 15071 | 3201 | 10031 | 8960 | 0 | 37263
|  | 46:00 | 14961 | 3173 | 9992 | 8902 | 0 | 37028
|  | 46:15 | 14723 | 3153 | 9930 | 8817 | 0 | 36623
|  | 46:30 | 14463 | 3126 | 9779 | 8663 | 0 | 36031
|  | 46:45 | 14204 | 3109 | 9628 | 8532 | 0 | 35473
|  | 47:00 | 13997 | 3075 | 9452 | 8311 | 0 | 34835
|  | 47:15 | 13779 | 3057 | 9382 | 8199 | 0 | 34417
|  | 47:30 | 13617 | 3005 | 9256 | 8043 | 0 | 33921
|  | 47:45 | 13522 | 2949 | 9013 | 7936 | 0 | 33420
|  | 48:00 | 13558 | 2892 | 8747 | 7921 | 0 | 33118

## CapFactor_hour
|  |  | SolarCSP | [5 empty] | Solar PVSAT | [5 empty] | wind | [5 empty] | new wind
Month | Season | Hour | Northeast | West | Coastal | South | Panhandle | ERCOT total | Northeast | West | Coastal | South | Panhandle | ERCOT total | Northeast | West | Coastal | South | Panhandle | ERCOT total | Northeast | West | Coastal | South | Panhandle | ERCOT total
Jan | Winter | 1:00 | 0 | 0 | 0 | 0 | 0 | 0 | 0 | 0 | 0 | 0 | 0 | 0 | 0.3568 | 0.5495 | 0.1516 | 0.468 | 0.5495 | 0.3196 | 0.2986 | 0.444 | 0.5613 | 0.4138 | 0.3381 | 0.3864 | ERCOT total
|  | 2:00 | 0 | 0 | 0 | 0 | 0 | 0 | 0 | 0 | 0 | 0 | 0 | 0 | 0.3479 | 0.4695 | 0.1469 | 0.3893 | 0.4695 | 0.29 | 0.327 | 0.4754 | 0.4899 | 0.3877 | 0.4128 | 0.4249 |  | SOLAR CSP |  |  |  |  | SOLAR PVSAT |  |  |  |  | wind |  |  |  |  | wind-new
|  | 3:00 | 0 | 0 | 0 | 0 | 0 | 0 | 0 | 0 | 0 | 0 | 0 | 0 | 0.2804 | 0.3726 | 0.1093 | 0.3164 | 0.3726 | 0.23 | 0.37 | 0.4737 | 0.4768 | 0.3958 | 0.4304 | 0.4371 |  | Spring | Summer | Fall | Winter |  | Spring | Summer | Fall | Winter |  | Spring | Summer | Fall | Winter |  | Spring | Summer | Fall | Winter
|  | 4:00 | 0 | 0 | 0 | 0 | 0 | 0 | 0 | 0 | 0 | 0 | 0 | 0 | 0.2342 | 0.3478 | 0.0975 | 0.3163 | 0.3478 | 0.2092 | 0.3676 | 0.4877 | 0.4445 | 0.3451 | 0.4158 | 0.4267 | 1:00 | 0 | 0 | 0 | 0 | 1:00 | 0 | 0 | 0 | 0 | 1:00 | 0.456 | 0.3183 | 0.4011 | 0.3196 | 1:00 | 0.6593 | 0.5212 | 0.4044 | 0.3864
|  | 5:00 | 0 | 0 | 0 | 0 | 0 | 0 | 0 | 0 | 0 | 0 | 0 | 0 | 0.2181 | 0.4143 | 0.1077 | 0.3794 | 0.4143 | 0.2292 | 0.4697 | 0.5277 | 0.4166 | 0.319 | 0.4361 | 0.4531 | 2:00 | 0 | 0 | 0 | 0 | 2:00 | 0 | 0 | 0 | 0 | 2:00 | 0.4475 | 0.2584 | 0.3881 | 0.29 | 2:00 | 0.6402 | 0.464 | 0.3664 | 0.4249
|  | 6:00 | 0 | 0 | 0 | 0 | 0 | 0 | 0 | 0 | 0 | 0 | 0 | 0 | 0.2129 | 0.3977 | 0.0985 | 0.3798 | 0.3977 | 0.2221 | 0.5254 | 0.4825 | 0.4084 | 0.2792 | 0.4479 | 0.4525 | 3:00 | 0 | 0 | 0 | 0 | 3:00 | 0 | 0 | 0 | 0 | 3:00 | 0.4666 | 0.2446 | 0.3531 | 0.23 | 3:00 | 0.6353 | 0.4585 | 0.3587 | 0.4371
|  | 7:00 | 0 | 0 | 0 | 0 | 0 | 0 | 0 | 0 | 0 | 0 | 0 | 0 | 0.2412 | 0.4065 | 0.0928 | 0.4028 | 0.4065 | 0.2335 | 0.547 | 0.4158 | 0.3878 | 0.2571 | 0.3644 | 0.3946 | 4:00 | 0 | 0 | 0 | 0 | 4:00 | 0 | 0 | 0 | 0 | 4:00 | 0.4386 | 0.2694 | 0.3502 | 0.2092 | 4:00 | 0.6181 | 0.4249 | 0.3711 | 0.4267
|  | 8:00 | 0 | 0 | 0 | 0 | 0 | 0 | 0.0045 | 0.0219 | 0.0251 | 0.0131 | 0 | 0.0129 | 0.2647 | 0.4105 | 0.0979 | 0.4313 | 0.4105 | 0.2483 | 0.5022 | 0.409 | 0.435 | 0.2519 | 0.3418 | 0.3818 | 5:00 | 0 | 0 | 0 | 0 | 5:00 | 0 | 0 | 0 | 0 | 5:00 | 0.3995 | 0.2559 | 0.3263 | 0.2292 | 5:00 | 0.6218 | 0.4142 | 0.374 | 0.4531
|  | 9:00 | 0 | 0 | 0 | 0 | 0 | 0 | 0.2699 | 0.3216 | 0.241 | 0.196 | 0.2884 | 0.2634 | 0.3084 | 0.4286 | 0.1059 | 0.46 | 0.4286 | 0.2717 | 0.4811 | 0.4342 | 0.4567 | 0.2836 | 0.3414 | 0.3888 | 6:00 | 0 | 0 | 0 | 0 | 6:00 | 0.0007 | 0.0066 | 0 | 0 | 6:00 | 0.3679 | 0.2693 | 0.2879 | 0.2221 | 6:00 | 0.6604 | 0.3747 | 0.3691 | 0.4525
|  | 10:00 | 0 | 0.0509 | 0 | 0 | 0 | 0.0102 | 0.5401 | 0.5986 | 0.4245 | 0.4177 | 0.6374 | 0.5236 | 0.2509 | 0.3759 | 0.0788 | 0.3964 | 0.3759 | 0.2258 | 0.4426 | 0.4063 | 0.2755 | 0.1751 | 0.4119 | 0.388 | 7:00 | 0 | 0 | 0 | 0 | 7:00 | 0.0958 | 0.1847 | 0.0053 | 0 | 7:00 | 0.3345 | 0.2529 | 0.2757 | 0.2335 | 7:00 | 0.6425 | 0.3314 | 0.3716 | 0.3946
|  | 11:00 | 0.1321 | 0.2156 | 0.044 | 0.0372 | 0.2493 | 0.1356 | 0.6567 | 0.6735 | 0.472 | 0.5395 | 0.7435 | 0.617 | 0.2417 | 0.4009 | 0.0773 | 0.3721 | 0.4009 | 0.2207 | 0.3362 | 0.3106 | 0.1529 | 0.0933 | 0.2399 | 0.2503 | 8:00 | 0 | 0.0126 | 0 | 0 | 8:00 | 0.3954 | 0.5577 | 0.2447 | 0.0129 | 8:00 | 0.2531 | 0.1969 | 0.2739 | 0.2483 | 8:00 | 0.5487 | 0.263 | 0.3395 | 0.3818
|  | 12:00 | 0.3054 | 0.4031 | 0.1489 | 0.0974 | 0.5056 | 0.2921 | 0.6656 | 0.6866 | 0.4938 | 0.4987 | 0.7199 | 0.6129 | 0.3135 | 0.5426 | 0.0906 | 0.4699 | 0.5426 | 0.2825 | 0.2676 | 0.2322 | 0.1413 | 0.0823 | 0.2119 | 0.2089 | 9:00 | 0.1115 | 0.3277 | 0.1213 | 0 | 9:00 | 0.5971 | 0.7871 | 0.5463 | 0.2634 | 9:00 | 0.1942 | 0.1483 | 0.2734 | 0.2717 | 9:00 | 0.4574 | 0.2138 | 0.3193 | 0.3888
|  | 13:00 | 0.3225 | 0.4281 | 0.1528 | 0.1441 | 0.4484 | 0.2992 | 0.6469 | 0.6762 | 0.4806 | 0.5492 | 0.6737 | 0.6053 | 0.3236 | 0.4488 | 0.0923 | 0.4197 | 0.4488 | 0.2649 | 0.2502 | 0.2231 | 0.086 | 0.0813 | 0.2155 | 0.2004 | 10:00 | 0.4102 | 0.7272 | 0.4494 | 0.1032 | 10:00 | 0.7258 | 0.8678 | 0.6572 | 0.5236 | 10:00 | 0.1881 | 0.1279 | 0.208 | 0.2258 | 10:00 | 0.3256 | 0.1674 | 0.2213 | 0.388
|  | 14:00 | 0.3302 | 0.4308 | 0.1496 | 0.1222 | 0.4493 | 0.2964 | 0.6532 | 0.6725 | 0.4883 | 0.504 | 0.6743 | 0.5985 | 0.2821 | 0.3345 | 0.0801 | 0.3104 | 0.3345 | 0.213 | 0.3055 | 0.2085 | 0.0752 | 0.0809 | 0.1967 | 0.1926 | 11:00 | 0.4276 | 0.8504 | 0.5743 | 0.3391 | 11:00 | 0.7521 | 0.8733 | 0.6891 | 0.617 | 11:00 | 0.1917 | 0.1143 | 0.1874 | 0.2207 | 11:00 | 0.3857 | 0.1674 | 0.1462 | 0.2503
|  | 15:00 | 0.3472 | 0.4698 | 0.1874 | 0.1646 | 0.505 | 0.3348 | 0.6542 | 0.6929 | 0.5334 | 0.4874 | 0.7178 | 0.6171 | 0.2794 | 0.3135 | 0.0725 | 0.2824 | 0.3135 | 0.2012 | 0.3231 | 0.19 | 0.0991 | 0.0871 | 0.1995 | 0.1949 | 12:00 | 0.371 | 0.8741 | 0.5459 | 0.3988 | 12:00 | 0.8102 | 0.8498 | 0.655 | 0.6129 | 12:00 | 0.2841 | 0.0962 | 0.2272 | 0.2825 | 12:00 | 0.529 | 0.1374 | 0.2479 | 0.2089
|  | 16:00 | 0.3221 | 0.4663 | 0.2666 | 0.0936 | 0.5566 | 0.341 | 0.5781 | 0.6588 | 0.5262 | 0.3709 | 0.7186 | 0.5705 | 0.3382 | 0.3482 | 0.0767 | 0.2834 | 0.3482 | 0.2237 | 0.3218 | 0.2012 | 0.1452 | 0.1121 | 0.1988 | 0.2033 | 13:00 | 0.339 | 0.926 | 0.4855 | 0.3782 | 13:00 | 0.8016 | 0.8493 | 0.6973 | 0.6053 | 13:00 | 0.3406 | 0.1161 | 0.1929 | 0.2649 | 13:00 | 0.5802 | 0.1692 | 0.238 | 0.2004
|  | 17:00 | 0.055 | 0.2775 | 0.0813 | 0.0652 | 0.4715 | 0.1901 | 0.3663 | 0.4849 | 0.3331 | 0.2389 | 0.5902 | 0.4027 | 0.3664 | 0.32 | 0.1055 | 0.2864 | 0.32 | 0.2405 | 0.3099 | 0.2105 | 0.2156 | 0.1353 | 0.2296 | 0.2286 | 14:00 | 0.4448 | 0.9171 | 0.417 | 0.3854 | 14:00 | 0.8069 | 0.8466 | 0.6645 | 0.5985 | 14:00 | 0.2997 | 0.1834 | 0.1645 | 0.213 | 14:00 | 0.5397 | 0.186 | 0.2824 | 0.1926
|  | 18:00 | 0 | 0 | 0 | 0 | 0 | 0 | 0.0521 | 0.155 | 0.0411 | 0.0641 | 0.2317 | 0.1088 | 0.356 | 0.3813 | 0.1159 | 0.3203 | 0.3813 | 0.2557 | 0.3066 | 0.2415 | 0.302 | 0.1682 | 0.2813 | 0.2725 | 15:00 | 0.3666 | 0.9005 | 0.515 | 0.433 | 15:00 | 0.8102 | 0.8518 | 0.6945 | 0.6171 | 15:00 | 0.2589 | 0.1645 | 0.1581 | 0.2012 | 15:00 | 0.4448 | 0.2004 | 0.2468 | 0.1949
|  | 19:00 | 0 | 0 | 0 | 0 | 0 | 0 | 0 | 0.001 | 0 | 0 | 0 | 0.0002 | 0.4174 | 0.49 | 0.1369 | 0.428 | 0.49 | 0.3158 | 0.3926 | 0.3174 | 0.4002 | 0.3055 | 0.3626 | 0.3575 | 16:00 | 0.3849 | 0.8556 | 0.4608 | 0.4287 | 16:00 | 0.7089 | 0.8531 | 0.6358 | 0.5705 | 16:00 | 0.2578 | 0.1475 | 0.1577 | 0.2237 | 16:00 | 0.4542 | 0.218 | 0.299 | 0.2033
|  | 20:00 | 0 | 0 | 0 | 0 | 0 | 0 | 0 | 0 | 0 | 0 | 0 | 0 | 0.4117 | 0.4638 | 0.1393 | 0.4489 | 0.4638 | 0.3162 | 0.47 | 0.4323 | 0.4542 | 0.3349 | 0.4861 | 0.4618 | 17:00 | 0.4101 | 0.7436 | 0.3705 | 0.2195 | 17:00 | 0.7081 | 0.7916 | 0.4353 | 0.4027 | 17:00 | 0.2615 | 0.1508 | 0.1695 | 0.2405 | 17:00 | 0.5143 | 0.2165 | 0.3226 | 0.2286
|  | 21:00 | 0 | 0 | 0 | 0 | 0 | 0 | 0 | 0 | 0 | 0 | 0 | 0 | 0.4085 | 0.4365 | 0.1338 | 0.456 | 0.4365 | 0.3112 | 0.5246 | 0.5675 | 0.488 | 0.3838 | 0.6013 | 0.5624 | 18:00 | 0.0695 | 0.5343 | 0.0273 | 0 | 18:00 | 0.4816 | 0.6451 | 0.0906 | 0.1088 | 18:00 | 0.3254 | 0.1979 | 0.1704 | 0.2557 | 18:00 | 0.561 | 0.2466 | 0.345 | 0.2725
|  | 22:00 | 0 | 0 | 0 | 0 | 0 | 0 | 0 | 0 | 0 | 0 | 0 | 0 | 0.4282 | 0.4514 | 0.1346 | 0.4334 | 0.4514 | 0.3144 | 0.4238 | 0.5284 | 0.35 | 0.3889 | 0.5725 | 0.5121 | 19:00 | 0 | 0.0418 | 0 | 0 | 19:00 | 0.1357 | 0.3408 | 0.0001 | 0.0002 | 19:00 | 0.4104 | 0.2265 | 0.1889 | 0.3158 | 19:00 | 0.6292 | 0.2769 | 0.419 | 0.3575
|  | 23:00 | 0 | 0 | 0 | 0 | 0 | 0 | 0 | 0 | 0 | 0 | 0 | 0 | 0.4664 | 0.4958 | 0.1266 | 0.435 | 0.4958 | 0.3275 | 0.3396 | 0.4841 | 0.3129 | 0.4767 | 0.527 | 0.4694 | 20:00 | 0 | 0 | 0 | 0 | 20:00 | 0.0039 | 0.0411 | 0 | 0 | 20:00 | 0.431 | 0.2566 | 0.2666 | 0.3162 | 20:00 | 0.7398 | 0.3917 | 0.4129 | 0.4618
|  | 24:00 | 0 | 0 | 0 | 0 | 0 | 0 | 0 | 0 | 0 | 0 | 0 | 0 | 0.4185 | 0.4117 | 0.1115 | 0.3986 | 0.4117 | 0.2907 | 0.3879 | 0.4293 | 0.2613 | 0.4427 | 0.4378 | 0.4103 | 21:00 | 0 | 0 | 0 | 0 | 21:00 | 0 | 0 | 0 | 0 | 21:00 | 0.4282 | 0.2818 | 0.3625 | 0.3112 | 21:00 | 0.8021 | 0.5139 | 0.4091 | 0.5624
Feb |  | 25:00 | 0 | 0 | 0 | 0 | 0 | 0 | 0 | 0 | 0 | 0 | 0 | 0 | 0.2844 | 0.3183 | 0.0688 | 0.2738 | 0.3183 | 0.2 | 0.1647 | 0.424 | 0.1211 | 0.2983 | 0.4965 | 0.3909 | 22:00 | 0 | 0 | 0 | 0 | 22:00 | 0 | 0 | 0 | 0 | 22:00 | 0.4818 | 0.265 | 0.3886 | 0.3144 | 22:00 | 0.7607 | 0.5082 | 0.4432 | 0.5121
|  | 26:00 | 0 | 0 | 0 | 0 | 0 | 0 | 0 | 0 | 0 | 0 | 0 | 0 | 0.332 | 0.3813 | 0.0903 | 0.3219 | 0.3813 | 0.239 | 0.1949 | 0.4511 | 0.2229 | 0.3483 | 0.5077 | 0.4199 | 23:00 | 0 | 0 | 0 | 0 | 23:00 | 0 | 0 | 0 | 0 | 23:00 | 0.4783 | 0.2656 | 0.3574 | 0.3275 | 23:00 | 0.7406 | 0.4857 | 0.4605 | 0.4694
|  | 27:00 | 0 | 0 | 0 | 0 | 0 | 0 | 0 | 0 | 0 | 0 | 0 | 0 | 0.3772 | 0.4151 | 0.1022 | 0.3595 | 0.4151 | 0.2681 | 0.198 | 0.4549 | 0.3615 | 0.428 | 0.4385 | 0.4057 | 24:00 | 0 | 0 | 0 | 0 | 24:00 | 0 | 0 | 0 | 0 | 24:00 | 0.489 | 0.3226 | 0.3593 | 0.2907 | 24:00 | 0.5846 | 0.4917 | 0.4745 | 0.4103
|  | 28:00 | 0 | 0 | 0 | 0 | 0 | 0 | 0 | 0 | 0 | 0 | 0 | 0 | 0.4551 | 0.4277 | 0.1189 | 0.4112 | 0.4277 | 0.3085 | 0.2824 | 0.4716 | 0.5008 | 0.5376 | 0.3863 | 0.4136
|  | 29:00 | 0 | 0 | 0 | 0 | 0 | 0 | 0 | 0 | 0 | 0 | 0 | 0 | 0.4607 | 0.4496 | 0.1361 | 0.4468 | 0.4496 | 0.3266 | 0.2791 | 0.4928 | 0.4842 | 0.5103 | 0.4603 | 0.4521
|  | 30:00 | 0 | 0 | 0 | 0 | 0 | 0 | 0 | 0 | 0 | 0 | 0 | 0 | 0.3806 | 0.4284 | 0.1214 | 0.453 | 0.4284 | 0.2968 | 0.2551 | 0.4717 | 0.3965 | 0.3981 | 0.4786 | 0.4388 | Northeast | [19 empty] | Spring | Summer | Fall | Winter
|  | 31:00 | 0 | 0 | 0 | 0 | 0 | 0 | 0 | 0 | 0 | 0 | 0 | 0 | 0.394 | 0.3987 | 0.1186 | 0.4517 | 0.3987 | 0.2957 | 0.3075 | 0.4713 | 0.3814 | 0.4096 | 0.51 | 0.4592 |  | SOLAR CSP |  |  |  |  | SOLAR PVSAT |  |  |  |  | wind |  |  |  |  | new-wind
|  | 32:00 | 0 | 0 | 0 | 0 | 0 | 0 | 0.0791 | 0.064 | 0.1298 | 0.0621 | 0.0053 | 0.0681 | 0.3904 | 0.3987 | 0.0997 | 0.4025 | 0.3987 | 0.2773 | 0.2508 | 0.457 | 0.3425 | 0.447 | 0.476 | 0.4297 |  | Spring | Summer | Fall | Winter |  | Spring | Summer | Fall | Winter |  | Spring | Summer | Fall | Winter |  | Spring | Summer | Fall | Winter
|  | 33:00 | 0 | 0 | 0 | 0 | 0 | 0 | 0.4657 | 0.4355 | 0.4771 | 0.3181 | 0.3369 | 0.4067 | 0.4001 | 0.4322 | 0.0942 | 0.3929 | 0.4322 | 0.2799 | 0.2143 | 0.4694 | 0.3063 | 0.5191 | 0.4703 | 0.4246 | 1:00 | 0 | 0 | 0 | 0 | 1:00 | 0 | 0 | 0 | 0 | 1:00 | 0.3017 | 0.1385 | 0.5161 | 0.4311 | 1:00 | 0.4429 | 0.2711 | 0.7245 | 0.604
|  | 34:00 | 0.0943 | 0.1206 | 0.0771 | 0 | 0 | 0.0584 | 0.7051 | 0.7039 | 0.6804 | 0.5522 | 0.6468 | 0.6577 | 0.4204 | 0.4703 | 0.138 | 0.4736 | 0.4703 | 0.3238 | 0.1795 | 0.5433 | 0.2414 | 0.402 | 0.4187 | 0.3987 | 2:00 | 0 | 0 | 0 | 0 | 2:00 | 0 | 0 | 0 | 0 | 2:00 | 0.2976 | 0.1308 | 0.5189 | 0.4354 | 2:00 | 0.4416 | 0.2315 | 0.6528 | 0.6028
|  | 35:00 | 0.2844 | 0.5028 | 0.2332 | 0.0384 | 0.2473 | 0.2612 | 0.7824 | 0.7697 | 0.698 | 0.6017 | 0.7572 | 0.7218 | 0.4548 | 0.5354 | 0.157 | 0.5414 | 0.5354 | 0.3623 | 0.1735 | 0.6101 | 0.212 | 0.3594 | 0.4739 | 0.4356 | 3:00 | 0 | 0 | 0 | 0 | 3:00 | 0 | 0 | 0 | 0 | 3:00 | 0.3531 | 0.1425 | 0.5242 | 0.4 | 3:00 | 0.4393 | 0.2673 | 0.6344 | 0.5564
|  | 36:00 | 0.4503 | 0.5996 | 0.2676 | 0.093 | 0.5459 | 0.3913 | 0.7764 | 0.7446 | 0.6983 | 0.671 | 0.7611 | 0.7303 | 0.528 | 0.5736 | 0.1734 | 0.5493 | 0.5736 | 0.3956 | 0.2558 | 0.6836 | 0.4384 | 0.3501 | 0.6124 | 0.5566 | 4:00 | 0 | 0 | 0 | 0 | 4:00 | 0 | 0 | 0 | 0 | 4:00 | 0.3898 | 0.1363 | 0.4874 | 0.3682 | 4:00 | 0.3336 | 0.211 | 0.6021 | 0.5053
|  | 37:00 | 0.4974 | 0.6087 | 0.2485 | 0.1189 | 0.4577 | 0.3862 | 0.7441 | 0.7473 | 0.6806 | 0.6304 | 0.7424 | 0.709 | 0.4439 | 0.4078 | 0.1589 | 0.4572 | 0.4078 | 0.3281 | 0.2891 | 0.6269 | 0.3501 | 0.2159 | 0.7052 | 0.5781 | 5:00 | 0 | 0 | 0 | 0 | 5:00 | 0 | 0 | 0 | 0 | 5:00 | 0.3735 | 0.1385 | 0.4878 | 0.3837 | 5:00 | 0.253 | 0.1382 | 0.5479 | 0.4715
|  | 38:00 | 0.4976 | 0.6204 | 0.0852 | 0.1236 | 0.3809 | 0.3415 | 0.7565 | 0.7493 | 0.7248 | 0.6099 | 0.7305 | 0.7142 | 0.3597 | 0.3062 | 0.1286 | 0.3466 | 0.3062 | 0.2582 | 0.2096 | 0.5038 | 0.2281 | 0.2448 | 0.6404 | 0.4961 | 6:00 | 0 | 0 | 0 | 0 | 6:00 | 0 | 0.0184 | 0 | 0.0581 | 6:00 | 0.3745 | 0.1381 | 0.4935 | 0.3681 | 6:00 | 0.2061 | 0.1307 | 0.5265 | 0.4799
|  | 39:00 | 0.4094 | 0.6377 | 0.0976 | 0.111 | 0.3474 | 0.3206 | 0.7402 | 0.6425 | 0.5915 | 0.5894 | 0.7166 | 0.6561 | 0.4351 | 0.3687 | 0.1434 | 0.3977 | 0.3687 | 0.3029 | 0.2128 | 0.5183 | 0.4061 | 0.352 | 0.5536 | 0.4812 | 7:00 | 0 | 0 | 0 | 0 | 7:00 | 0 | 0.2154 | 0 | 0.331 | 7:00 | 0.3609 | 0.1099 | 0.4599 | 0.3045 | 7:00 | 0.1782 | 0.115 | 0.4717 | 0.4119
|  | 40:00 | 0.4467 | 0.6345 | 0.0897 | 0.1039 | 0.4589 | 0.3467 | 0.6328 | 0.6613 | 0.4989 | 0.4689 | 0.7239 | 0.5972 | 0.4177 | 0.3212 | 0.1424 | 0.3887 | 0.3212 | 0.2902 | 0.2718 | 0.5246 | 0.4751 | 0.369 | 0.442 | 0.442 | 8:00 | 0 | 0.0207 | 0 | 0.0602 | 8:00 | 0.1017 | 0.5293 | 0.0332 | 0.6708 | 8:00 | 0.3554 | 0.0591 | 0.4913 | 0.2684 | 8:00 | 0.1965 | 0.0714 | 0.4991 | 0.2738
|  | 41:00 | 0.2648 | 0.4357 | 0 | 0.0552 | 0.1652 | 0.1842 | 0.4947 | 0.4604 | 0.2752 | 0.3842 | 0.5866 | 0.4402 | 0.3908 | 0.3303 | 0.1453 | 0.4009 | 0.3303 | 0.2873 | 0.3113 | 0.5425 | 0.4396 | 0.3181 | 0.439 | 0.4427 | 9:00 | 0 | 0.3734 | 0 | 0.5612 | 9:00 | 0.4206 | 0.756 | 0.3187 | 0.8122 | 9:00 | 0.3636 | 0.0282 | 0.5465 | 0.2292 | 9:00 | 0.2336 | 0.0442 | 0.5338 | 0.1896
|  | 42:00 | 0.003 | 0.0611 | 0 | 0 | 0.0161 | 0.016 | 0.1547 | 0.1866 | 0.0869 | 0.182 | 0.3008 | 0.1822 | 0.4544 | 0.444 | 0.1727 | 0.5011 | 0.444 | 0.3496 | 0.3525 | 0.61 | 0.5217 | 0.4204 | 0.492 | 0.5031 | 10:00 | 0.0648 | 0.6541 | 0.0219 | 0.8734 | 10:00 | 0.5649 | 0.8142 | 0.6137 | 0.8718 | 10:00 | 0.3476 | 0.0637 | 0.5607 | 0.2511 | 10:00 | 0.2545 | 0.0661 | 0.4967 | 0.2355
|  | 43:00 | 0 | 0 | 0 | 0 | 0 | 0 | 0.0001 | 0.006 | 0 | 0.0011 | 0.0086 | 0.0031 | 0.4559 | 0.5069 | 0.1732 | 0.4982 | 0.5069 | 0.3571 | 0.3847 | 0.6305 | 0.496 | 0.5177 | 0.5377 | 0.5357 | 11:00 | 0.2966 | 0.669 | 0.2655 | 0.8388 | 11:00 | 0.651 | 0.7954 | 0.6376 | 0.8748 | 11:00 | 0.2691 | 0.0487 | 0.6032 | 0.331 | 11:00 | 0.1506 | 0.0099 | 0.6964 | 0.3992
|  | 44:00 | 0 | 0 | 0 | 0 | 0 | 0 | 0 | 0 | 0 | 0 | 0 | 0 | 0.5011 | 0.5979 | 0.1737 | 0.5674 | 0.5979 | 0.3946 | 0.4378 | 0.6775 | 0.4221 | 0.5388 | 0.4807 | 0.5162 | 12:00 | 0.2713 | 0.7769 | 0.4207 | 0.7604 | 12:00 | 0.6208 | 0.8141 | 0.5772 | 0.8489 | 12:00 | 0.1966 | 0.0391 | 0.6339 | 0.3655 | 12:00 | 0.1191 | 0.0038 | 0.7534 | 0.4157
|  | 45:00 | 0 | 0 | 0 | 0 | 0 | 0 | 0 | 0 | 0 | 0 | 0 | 0 | 0.5414 | 0.6738 | 0.171 | 0.6219 | 0.6738 | 0.4247 | 0.501 | 0.713 | 0.3751 | 0.5152 | 0.4428 | 0.5059 | 13:00 | 0.3096 | 0.8408 | 0.3856 | 0.8196 | 13:00 | 0.6284 | 0.8429 | 0.5725 | 0.8464 | 13:00 | 0.1608 | 0.031 | 0.528 | 0.3802 | 13:00 | 0.1074 | 0.0043 | 0.7248 | 0.3938
|  | 46:00 | 0 | 0 | 0 | 0 | 0 | 0 | 0 | 0 | 0 | 0 | 0 | 0 | 0.541 | 0.7208 | 0.1773 | 0.6598 | 0.7208 | 0.4403 | 0.4969 | 0.7158 | 0.3265 | 0.5712 | 0.3604 | 0.4616 | 14:00 | 0.3555 | 0.6733 | 0.418 | 0.7537 | 14:00 | 0.6322 | 0.7766 | 0.5686 | 0.8558 | 14:00 | 0.1135 | 0.034 | 0.5236 | 0.3521 | 14:00 | 0.0747 | 0.0701 | 0.6803 | 0.3636
|  | 47:00 | 0 | 0 | 0 | 0 | 0 | 0 | 0 | 0 | 0 | 0 | 0 | 0 | 0.4343 | 0.4994 | 0.1476 | 0.5444 | 0.4994 | 0.3491 | 0.4421 | 0.6198 | 0.1502 | 0.3745 | 0.4015 | 0.4254 | 15:00 | 0.5397 | 0.5692 | 0.4774 | 0.8042 | 15:00 | 0.7483 | 0.747 | 0.5976 | 0.8339 | 15:00 | 0.0869 | 0.1092 | 0.5517 | 0.3586 | 15:00 | 0.0892 | 0.1713 | 0.605 | 0.3004
|  | 48:00 | 0 | 0 | 0 | 0 | 0 | 0 | 0 | 0 | 0 | 0 | 0 | 0 | 0.421 | 0.4545 | 0.1312 | 0.4711 | 0.4545 | 0.3189 | 0.3769 | 0.5331 | 0.2578 | 0.3324 | 0.3917 | 0.404 | 16:00 | 0.657 | 0.4192 | 0.5507 | 0.7466 | 16:00 | 0.7111 | 0.6296 | 0.6222 | 0.8272 | 16:00 | 0.0913 | 0.0266 | 0.5189 | 0.3509 | 16:00 | 0.0864 | 0.3191 | 0.5245 | 0.2923
Mar | Spring | 49:00 | 0 | 0 | 0 | 0 | 0 | 0 | 0 | 0 | 0 | 0 | 0 | 0 | 0.4019 | 0.438 | 0.1198 | 0.491 | 0.438 | 0.3109 | 0.5272 | 0.6632 | 0.4977 | 0.4303 | 0.3493 | 0.4609 | 17:00 | 0 | 0.2146 | 0.3165 | 0.6032 | 17:00 | 0.4893 | 0.437 | 0.5366 | 0.7226 | 17:00 | 0.096 | 0.0509 | 0.5002 | 0.2787 | 17:00 | 0.1257 | 0.3679 | 0.5018 | 0.2827
|  | 50:00 | 0 | 0 | 0 | 0 | 0 | 0 | 0 | 0 | 0 | 0 | 0 | 0 | 0.4382 | 0.5198 | 0.1161 | 0.4927 | 0.5198 | 0.3297 | 0.444 | 0.6632 | 0.4995 | 0.4095 | 0.4172 | 0.4848 | 18:00 | 0 | 0.1243 | 0 | 0.491 | 18:00 | 0.0397 | 0.2936 | 0.1136 | 0.6113 | 18:00 | 0.0946 | 0.0821 | 0.5045 | 0.2987 | 18:00 | 0.1457 | 0.4224 | 0.5078 | 0.369
|  | 51:00 | 0 | 0 | 0 | 0 | 0 | 0 | 0 | 0 | 0 | 0 | 0 | 0 | 0.3895 | 0.5961 | 0.1198 | 0.5182 | 0.5961 | 0.3316 | 0.4028 | 0.6472 | 0.5451 | 0.4306 | 0.3686 | 0.4583 | 19:00 | 0 | 0 | 0 | 0.0264 | 19:00 | 0 | 0.1453 | 0 | 0.2462 | 19:00 | 0.1155 | 0.1441 | 0.5145 | 0.3484 | 19:00 | 0.183 | 0.3932 | 0.5762 | 0.5315
|  | 52:00 | 0 | 0 | 0 | 0 | 0 | 0 | 0 | 0 | 0 | 0 | 0 | 0 | 0.3611 | 0.5037 | 0.1295 | 0.5154 | 0.5037 | 0.3159 | 0.4422 | 0.6874 | 0.5882 | 0.4568 | 0.3397 | 0.4634 | 20:00 | 0 | 0 | 0 | 0 | 20:00 | 0 | 0.0096 | 0 | 0.0083 | 20:00 | 0.1791 | 0.1714 | 0.5689 | 0.3661 | 20:00 | 0.2174 | 0.3453 | 0.6905 | 0.577
|  | 53:00 | 0 | 0 | 0 | 0 | 0 | 0 | 0 | 0 | 0 | 0 | 0 | 0 | 0.3139 | 0.4761 | 0.1041 | 0.4282 | 0.4761 | 0.2718 | 0.4876 | 0.6657 | 0.5756 | 0.4822 | 0.2807 | 0.4338 | 21:00 | 0 | 0 | 0 | 0 | 21:00 | 0 | 0 | 0 | 0 | 21:00 | 0.2852 | 0.2003 | 0.5869 | 0.4108 | 21:00 | 0.2487 | 0.2829 | 0.753 | 0.5946
|  | 54:00 | 0 | 0 | 0 | 0 | 0 | 0 | 0 | 0 | 0 | 0 | 0 | 0 | 0.2912 | 0.4427 | 0.1244 | 0.4654 | 0.4427 | 0.277 | 0.5604 | 0.6296 | 0.6904 | 0.5407 | 0.2936 | 0.456 | 22:00 | 0 | 0 | 0 | 0 | 22:00 | 0 | 0 | 0 | 0 | 22:00 | 0.289 | 0.2313 | 0.625 | 0.437 | 22:00 | 0.2901 | 0.3527 | 0.7551 | 0.6373
|  | 55:00 | 0 | 0 | 0 | 0 | 0 | 0 | 0 | 0.0034 | 0 | 0 | 0 | 0.0007 | 0.3393 | 0.4562 | 0.0992 | 0.4441 | 0.4562 | 0.2778 | 0.4933 | 0.5426 | 0.7688 | 0.5616 | 0.2784 | 0.431 | 23:00 | 0 | 0 | 0 | 0 | 23:00 | 0 | 0 | 0 | 0 | 23:00 | 0.3013 | 0.2861 | 0.5997 | 0.4024 | 23:00 | 0.2444 | 0.3662 | 0.7923 | 0.584
|  | 56:00 | 0 | 0 | 0 | 0 | 0 | 0 | 0.1432 | 0.1876 | 0.0235 | 0.1096 | 0.0607 | 0.1049 | 0.4779 | 0.4097 | 0.0826 | 0.3735 | 0.4097 | 0.2907 | 0.4046 | 0.4776 | 0.7102 | 0.5751 | 0.2238 | 0.3728 | 24:00 | 0 | 0 | 0 | 0 | 24:00 | 0 | 0 | 0 | 0 | 24:00 | 0.214 | 0.3063 | 0.5524 | 0.3856 | 24:00 | 0.2403 | 0.3421 | 0.8005 | 0.6328
|  | 57:00 | 0 | 0.0042 | 0 | 0 | 0 | 0.0008 | 0.4621 | 0.5912 | 0.0614 | 0.4015 | 0.4395 | 0.3912 | 0.4622 | 0.3678 | 0.0742 | 0.3322 | 0.3678 | 0.2698 | 0.3507 | 0.4239 | 0.654 | 0.6047 | 0.1917 | 0.3333
|  | 58:00 | 0.2182 | 0.3351 | 0 | 0.1932 | 0.1338 | 0.176 | 0.657 | 0.7865 | 0.2379 | 0.6205 | 0.6944 | 0.5993 | 0.4017 | 0.4138 | 0.1253 | 0.3686 | 0.4138 | 0.2858 | 0.4306 | 0.4069 | 0.7136 | 0.6831 | 0.1779 | 0.3419
|  | 59:00 | 0.5002 | 0.7479 | 0 | 0.4246 | 0.4501 | 0.4246 | 0.7329 | 0.8408 | 0.3587 | 0.7949 | 0.7934 | 0.7042 | 0.4928 | 0.5659 | 0.1248 | 0.505 | 0.5659 | 0.3565 | 0.3006 | 0.325 | 0.8233 | 0.6586 | 0.1987 | 0.3306 | West
|  | 60:00 | 0.5334 | 0.7507 | 0.168 | 0.583 | 0.5327 | 0.5136 | 0.7943 | 0.8434 | 0.5496 | 0.8067 | 0.8052 | 0.7599 | 0.5693 | 0.5552 | 0.1341 | 0.5181 | 0.5552 | 0.3831 | 0.2764 | 0.3536 | 0.8207 | 0.6536 | 0.2739 | 0.3715 |  | SOLAR CSP |  |  |  |  | SOLAR PVSAT |  |  |  |  | wind |  |  |  |  | new wind
|  | 61:00 | 0.5713 | 0.7408 | 0.3381 | 0.6706 | 0.5635 | 0.5769 | 0.7825 | 0.8309 | 0.6791 | 0.8094 | 0.7907 | 0.7785 | 0.5345 | 0.4525 | 0.1129 | 0.4368 | 0.4525 | 0.3365 | 0.3347 | 0.4108 | 0.8523 | 0.7066 | 0.3518 | 0.4362 |  | Spring | Summer | Fall | Winter |  | Spring | Summer | Fall | Winter |  | Spring | Summer | Fall | Winter |  | Spring | Summer | Fall | Winter
|  | 62:00 | 0.586 | 0.7448 | 0.4453 | 0.6625 | 0.4367 | 0.5751 | 0.7773 | 0.8354 | 0.8172 | 0.8132 | 0.77 | 0.8026 | 0.4966 | 0.3516 | 0.1381 | 0.3577 | 0.3516 | 0.3082 | 0.2941 | 0.3765 | 0.8671 | 0.7075 | 0.3182 | 0.4087 | 1:00 | 0 | 0 | 0 | 0 | 1:00 | 0 | 0 | 0 | 0 | 1:00 | 0.4077 | 0.2394 | 0.7079 | 0.6074 | 1:00 | 0.4064 | 0.1606 | 0.6743 | 0.6308
|  | 63:00 | 0.5851 | 0.7508 | 0.5712 | 0.6674 | 0.5637 | 0.6277 | 0.7794 | 0.8483 | 0.8211 | 0.7921 | 0.7747 | 0.8031 | 0.4158 | 0.3536 | 0.1122 | 0.3715 | 0.3536 | 0.278 | 0.3432 | 0.4391 | 0.9017 | 0.6984 | 0.3538 | 0.4498 | 2:00 | 0 | 0 | 0 | 0 | 2:00 | 0 | 0 | 0 | 0 | 2:00 | 0.3983 | 0.2663 | 0.6311 | 0.6871 | 2:00 | 0.3646 | 0.1808 | 0.6259 | 0.6532
|  | 64:00 | 0.517 | 0.7321 | 0.564 | 0.6423 | 0.5417 | 0.5994 | 0.7204 | 0.8257 | 0.757 | 0.7831 | 0.7438 | 0.766 | 0.4213 | 0.374 | 0.1163 | 0.3312 | 0.374 | 0.2756 | 0.3926 | 0.5244 | 0.8909 | 0.7456 | 0.4345 | 0.5161 | 3:00 | 0 | 0 | 0 | 0 | 3:00 | 0 | 0 | 0 | 0 | 3:00 | 0.3784 | 0.299 | 0.6106 | 0.5962 | 3:00 | 0.3376 | 0.243 | 0.5995 | 0.6486
|  | 65:00 | 0.3638 | 0.5514 | 0.3375 | 0.5187 | 0.3475 | 0.4238 | 0.5658 | 0.6556 | 0.5051 | 0.6473 | 0.6269 | 0.6001 | 0.4039 | 0.3712 | 0.1208 | 0.3259 | 0.3712 | 0.2711 | 0.4217 | 0.4908 | 0.8441 | 0.7563 | 0.4502 | 0.5148 | 4:00 | 0 | 0 | 0 | 0 | 4:00 | 0 | 0 | 0 | 0 | 4:00 | 0.393 | 0.3113 | 0.5905 | 0.5261 | 4:00 | 0.3427 | 0.2318 | 0.5902 | 0.6249
|  | 66:00 | 0 | 0.0925 | 0 | 0.0614 | 0 | 0.0308 | 0.2652 | 0.403 | 0.1733 | 0.3705 | 0.3745 | 0.3173 | 0.3278 | 0.3617 | 0.1314 | 0.3215 | 0.3617 | 0.2519 | 0.4883 | 0.5474 | 0.8437 | 0.7828 | 0.5164 | 0.5695 | 5:00 | 0 | 0 | 0 | 0 | 5:00 | 0 | 0 | 0 | 0 | 5:00 | 0.3642 | 0.2975 | 0.5198 | 0.5302 | 5:00 | 0.3169 | 0.2105 | 0.59 | 0.5599
|  | 67:00 | 0 | 0 | 0 | 0 | 0 | 0 | 0.0106 | 0.0282 | 0.001 | 0.0159 | 0.0276 | 0.0166 | 0.291 | 0.3366 | 0.0968 | 0.3201 | 0.3366 | 0.2244 | 0.6 | 0.5825 | 0.8913 | 0.8752 | 0.5814 | 0.6322 | 6:00 | 0 | 0 | 0 | 0 | 6:00 | 0 | 0.0013 | 0 | 0.045 | 6:00 | 0.289 | 0.2481 | 0.5211 | 0.5016 | 6:00 | 0.2798 | 0.2053 | 0.5729 | 0.5244
|  | 68:00 | 0 | 0 | 0 | 0 | 0 | 0 | 0 | 0 | 0 | 0 | 0 | 0 | 0.3242 | 0.3418 | 0.1155 | 0.3583 | 0.3418 | 0.2495 | 0.6186 | 0.6476 | 0.8139 | 0.7919 | 0.631 | 0.6614 | 7:00 | 0 | 0 | 0 | 0 | 7:00 | 0.0025 | 0.0942 | 0 | 0.3098 | 7:00 | 0.1901 | 0.1812 | 0.5251 | 0.4284 | 7:00 | 0.2153 | 0.1598 | 0.5376 | 0.486
|  | 69:00 | 0 | 0 | 0 | 0 | 0 | 0 | 0 | 0 | 0 | 0 | 0 | 0 | 0.3288 | 0.3568 | 0.1311 | 0.3938 | 0.3568 | 0.2659 | 0.6098 | 0.6763 | 0.6646 | 0.6763 | 0.6615 | 0.66 | 8:00 | 0 | 0 | 0 | 0 | 8:00 | 0.137 | 0.5717 | 0.0684 | 0.619 | 8:00 | 0.2156 | 0.0791 | 0.5671 | 0.3703 | 8:00 | 0.2215 | 0.0942 | 0.5822 | 0.4129
|  | 70:00 | 0 | 0 | 0 | 0 | 0 | 0 | 0 | 0 | 0 | 0 | 0 | 0 | 0.4091 | 0.4901 | 0.1495 | 0.4823 | 0.4901 | 0.3293 | 0.4975 | 0.5981 | 0.4927 | 0.5553 | 0.6856 | 0.6167 | 9:00 | 0 | 0.3427 | 0 | 0.4243 | 9:00 | 0.494 | 0.8283 | 0.4111 | 0.8455 | 9:00 | 0.2489 | 0.016 | 0.6276 | 0.3137 | 9:00 | 0.2389 | 0.0574 | 0.6504 | 0.3699
|  | 71:00 | 0 | 0 | 0 | 0 | 0 | 0 | 0 | 0 | 0 | 0 | 0 | 0 | 0.3655 | 0.4991 | 0.1256 | 0.4466 | 0.4991 | 0.3014 | 0.4154 | 0.5548 | 0.5015 | 0.5665 | 0.614 | 0.5632 | 10:00 | 0.1633 | 0.86 | 0.0926 | 0.9839 | 10:00 | 0.675 | 0.9028 | 0.6974 | 0.9433 | 10:00 | 0.2661 | 0.0404 | 0.6323 | 0.3416 | 10:00 | 0.2608 | 0.0867 | 0.651 | 0.3738
|  | 72:00 | 0 | 0 | 0 | 0 | 0 | 0 | 0 | 0 | 0 | 0 | 0 | 0 | 0.2956 | 0.4105 | 0.1023 | 0.3639 | 0.4105 | 0.2454 | 0.3986 | 0.5649 | 0.5432 | 0.5121 | 0.5194 | 0.5184 | 11:00 | 0.4965 | 0.8226 | 0.3896 | 0.9844 | 11:00 | 0.7645 | 0.8752 | 0.678 | 0.94 | 11:00 | 0.1181 | 0.0522 | 0.7741 | 0.4743 | 11:00 | 0.1406 | 0.0673 | 0.6886 | 0.4663
Apr |  | 73:00 | 0 | 0 | 0 | 0 | 0 | 0 | 0 | 0 | 0 | 0 | 0 | 0 | 0.4901 | 0.7972 | 0.1844 | 0.7515 | 0.7972 | 0.456 | 0.7445 | 0.6554 | 0.5128 | 0.5885 | 0.6815 | 0.6593 | 12:00 | 0.5111 | 0.7679 | 0.496 | 0.9476 | 12:00 | 0.7238 | 0.8049 | 0.6233 | 0.9237 | 12:00 | 0.0687 | 0.0329 | 0.7674 | 0.456 | 12:00 | 0.108 | 0.0519 | 0.6696 | 0.4422
|  | 74:00 | 0 | 0 | 0 | 0 | 0 | 0 | 0 | 0 | 0 | 0 | 0 | 0 | 0.5022 | 0.7537 | 0.1772 | 0.7319 | 0.7537 | 0.4475 | 0.7947 | 0.7184 | 0.4061 | 0.5213 | 0.6342 | 0.6402 | 13:00 | 0.5334 | 0.7457 | 0.4415 | 0.9321 | 13:00 | 0.6927 | 0.8236 | 0.6388 | 0.9188 | 13:00 | 0.0605 | 0.0268 | 0.6805 | 0.3987 | 13:00 | 0.0584 | 0.0389 | 0.5555 | 0.3854
|  | 75:00 | 0 | 0 | 0 | 0 | 0 | 0 | 0 | 0 | 0 | 0 | 0 | 0 | 0.5128 | 0.782 | 0.1902 | 0.7698 | 0.782 | 0.4666 | 0.7792 | 0.7346 | 0.3838 | 0.3994 | 0.6364 | 0.6353 | 14:00 | 0.575 | 0.6792 | 0.4611 | 0.9762 | 14:00 | 0.7151 | 0.7761 | 0.6513 | 0.9171 | 14:00 | 0.0529 | 0.0141 | 0.5853 | 0.3625 | 14:00 | 0.0345 | 0.0568 | 0.4789 | 0.3176
|  | 76:00 | 0 | 0 | 0 | 0 | 0 | 0 | 0 | 0 | 0 | 0 | 0 | 0 | 0.4968 | 0.7423 | 0.1728 | 0.7104 | 0.7423 | 0.4386 | 0.7488 | 0.7747 | 0.3124 | 0.3205 | 0.6141 | 0.6181 | 15:00 | 0.6649 | 0.8185 | 0.4602 | 0.9462 | 15:00 | 0.7557 | 0.8265 | 0.6619 | 0.9174 | 15:00 | 0.0345 | 0.0157 | 0.4918 | 0.3116 | 15:00 | 0.0339 | 0.0845 | 0.4113 | 0.2729
|  | 77:00 | 0 | 0 | 0 | 0 | 0 | 0 | 0 | 0 | 0 | 0 | 0 | 0 | 0.4716 | 0.6588 | 0.1618 | 0.6216 | 0.6588 | 0.3995 | 0.7481 | 0.7488 | 0.3487 | 0.326 | 0.6246 | 0.6218 | 16:00 | 0.7296 | 0.7138 | 0.5228 | 0.9608 | 16:00 | 0.7504 | 0.7199 | 0.6347 | 0.9009 | 16:00 | 0.0376 | 0.1274 | 0.4502 | 0.282 | 16:00 | 0.0352 | 0.1053 | 0.3237 | 0.273
|  | 78:00 | 0 | 0 | 0 | 0 | 0 | 0 | 0.0014 | 0.002 | 0 | 0 | 0 | 0.0007 | 0.4353 | 0.5785 | 0.1455 | 0.5944 | 0.5785 | 0.3679 | 0.8028 | 0.6806 | 0.3613 | 0.3671 | 0.7133 | 0.6604 | 17:00 | 0.2819 | 0.637 | 0.3371 | 0.8281 | 17:00 | 0.5643 | 0.6455 | 0.524 | 0.7809 | 17:00 | 0.0442 | 0.1122 | 0.4308 | 0.2073 | 17:00 | 0.0387 | 0.1381 | 0.3347 | 0.2328
|  | 79:00 | 0 | 0 | 0 | 0 | 0 | 0 | 0.1016 | 0.1197 | 0.0292 | 0.0329 | 0.1955 | 0.0958 | 0.428 | 0.4881 | 0.1287 | 0.525 | 0.4881 | 0.3345 | 0.7596 | 0.5497 | 0.3676 | 0.3396 | 0.7471 | 0.6425 | 18:00 | 0 | 0.5313 | 0 | 0.8093 | 18:00 | 0.0999 | 0.5795 | 0.1646 | 0.7284 | 18:00 | 0.0633 | 0.1115 | 0.4523 | 0.2266 | 18:00 | 0.0499 | 0.138 | 0.3884 | 0.2617
|  | 80:00 | 0 | 0 | 0 | 0 | 0 | 0 | 0.4377 | 0.3413 | 0.2824 | 0.2432 | 0.6724 | 0.3954 | 0.3158 | 0.3645 | 0.1038 | 0.3985 | 0.3645 | 0.2531 | 0.6612 | 0.4204 | 0.5347 | 0.4047 | 0.5969 | 0.5487 | 19:00 | 0 | 0.2055 | 0 | 0.4521 | 19:00 | 0 | 0.2671 | 0.0012 | 0.3873 | 19:00 | 0.1185 | 0.321 | 0.5123 | 0.3378 | 19:00 | 0.0756 | 0.1577 | 0.4198 | 0.3581
|  | 81:00 | 0.1055 | 0.1789 | 0.0455 | 0 | 0.2016 | 0.1063 | 0.5326 | 0.5164 | 0.5664 | 0.4386 | 0.9314 | 0.5971 | 0.2343 | 0.2759 | 0.0885 | 0.3018 | 0.2759 | 0.1942 | 0.5498 | 0.3037 | 0.6601 | 0.4692 | 0.4586 | 0.4574 | 20:00 | 0 | 0 | 0 | 0 | 20:00 | 0 | 0.0315 | 0 | 0.0365 | 20:00 | 0.2495 | 0.3306 | 0.5883 | 0.4379 | 20:00 | 0.2016 | 0.2078 | 0.4755 | 0.4294
|  | 82:00 | 0.2351 | 0.5234 | 0.0378 | 0.0037 | 0.4131 | 0.2426 | 0.6937 | 0.7146 | 0.5973 | 0.6443 | 0.979 | 0.7258 | 0.2387 | 0.2749 | 0.0799 | 0.2823 | 0.2749 | 0.1881 | 0.3326 | 0.2141 | 0.6133 | 0.4368 | 0.2989 | 0.3256 | 21:00 | 0 | 0 | 0 | 0 | 21:00 | 0 | 0 | 0 | 0 | 21:00 | 0.4086 | 0.3299 | 0.6043 | 0.511 | 21:00 | 0.3883 | 0.2802 | 0.5161 | 0.4961
|  | 83:00 | 0.3224 | 0.6106 | 0.1893 | 0 | 0.5187 | 0.3282 | 0.6577 | 0.7741 | 0.639 | 0.7218 | 0.9679 | 0.7521 | 0.2258 | 0.3041 | 0.0839 | 0.2932 | 0.3041 | 0.1917 | 0.4044 | 0.1922 | 0.5747 | 0.4512 | 0.4198 | 0.3857 | 22:00 | 0 | 0 | 0 | 0 | 22:00 | 0 | 0 | 0 | 0 | 22:00 | 0.4076 | 0.3118 | 0.6573 | 0.5457 | 22:00 | 0.4337 | 0.3713 | 0.5755 | 0.5487
|  | 84:00 | 0.3717 | 0.651 | 0.513 | 0.0397 | 0.4423 | 0.4036 | 0.7851 | 0.7777 | 0.748 | 0.8009 | 0.9394 | 0.8102 | 0.3282 | 0.423 | 0.1279 | 0.4533 | 0.423 | 0.2841 | 0.6083 | 0.1957 | 0.6472 | 0.4106 | 0.6446 | 0.529 | 23:00 | 0 | 0 | 0 | 0 | 23:00 | 0 | 0 | 0 | 0 | 23:00 | 0.3516 | 0.423 | 0.6528 | 0.5268 | 23:00 | 0.4535 | 0.4178 | 0.6282 | 0.5603
|  | 85:00 | 0.4552 | 0.7989 | 0.5299 | 0.1222 | 0.5245 | 0.4861 | 0.8012 | 0.7708 | 0.7071 | 0.8366 | 0.8925 | 0.8016 | 0.4264 | 0.5567 | 0.1422 | 0.4894 | 0.5567 | 0.3406 | 0.5031 | 0.2567 | 0.535 | 0.3656 | 0.7722 | 0.5802 | 24:00 | 0 | 0 | 0 | 0 | 24:00 | 0 | 0 | 0 | 0 | 24:00 | 0.2556 | 0.4763 | 0.6983 | 0.6188 | 24:00 | 0.3664 | 0.4431 | 0.6656 | 0.6398
|  | 86:00 | 0.5988 | 0.8842 | 0.5587 | 0.0973 | 0.4527 | 0.5183 | 0.834 | 0.8301 | 0.7051 | 0.8478 | 0.8175 | 0.8069 | 0.45 | 0.3819 | 0.1308 | 0.3779 | 0.3819 | 0.2997 | 0.5732 | 0.3566 | 0.4762 | 0.2784 | 0.652 | 0.5397
|  | 87:00 | 0.6746 | 0.8483 | 0.5792 | 0.2029 | 0.4102 | 0.543 | 0.8855 | 0.7944 | 0.7514 | 0.887 | 0.7328 | 0.8102 | 0.3854 | 0.3208 | 0.1127 | 0.3368 | 0.3208 | 0.2589 | 0.5983 | 0.3502 | 0.4996 | 0.2782 | 0.455 | 0.4448
|  | 88:00 | 0.494 | 0.8716 | 0.5207 | 0.272 | 0.4208 | 0.5158 | 0.8597 | 0.7453 | 0.7507 | 0.7929 | 0.3958 | 0.7089 | 0.3797 | 0.3404 | 0.115 | 0.3234 | 0.3404 | 0.2578 | 0.6161 | 0.3483 | 0.6139 | 0.3184 | 0.441 | 0.4542 | Coastal
|  | 89:00 | 0.6101 | 0.7637 | 0.533 | 0.3717 | 0.0789 | 0.4714 | 0.8062 | 0.6603 | 0.5717 | 0.718 | 0.7843 | 0.7081 | 0.3672 | 0.3367 | 0.1233 | 0.3453 | 0.3367 | 0.2615 | 0.6242 | 0.3939 | 0.6877 | 0.3447 | 0.5192 | 0.5143 |  | SOLAR CSP |  |  |  |  | SOLAR PVSAT |  |  |  |  | wind |  |  |  |  | new wind
|  | 90:00 | 0.3008 | 0.468 | 0.0594 | 0.1676 | 0.1294 | 0.225 | 0.5527 | 0.5618 | 0.3614 | 0.47 | 0.4622 | 0.4816 | 0.4289 | 0.4801 | 0.1357 | 0.4684 | 0.4801 | 0.3254 | 0.7545 | 0.3932 | 0.816 | 0.4943 | 0.5406 | 0.561 |  | Spring | Summer | Fall | Winter |  | Spring | Summer | Fall | Winter |  | Spring | Summer | Fall | Winter |  | Spring | Summer | Fall | Winter
|  | 91:00 | 0 | 0 | 0 | 0 | 0 | 0 | 0.1571 | 0.129 | 0.0328 | 0.0653 | 0.2942 | 0.1357 | 0.514 | 0.6373 | 0.1715 | 0.6093 | 0.6373 | 0.4104 | 0.8526 | 0.4571 | 0.8206 | 0.6335 | 0.6123 | 0.6292 | 1:00 | 0 | 0 | 0 | 0 | 1:00 | 0 | 0 | 0 | 0 | 1:00 | 0.2933 | 0.1742 | 0.4723 | 0.3676 | 1:00 | 0.1036 | 0.0066 | 0.2825 | 0.1831
|  | 92:00 | 0 | 0 | 0 | 0 | 0 | 0 | 0.0014 | 0.0018 | 0 | 0 | 0.0161 | 0.0039 | 0.5283 | 0.6904 | 0.1809 | 0.6422 | 0.6904 | 0.431 | 0.8526 | 0.6257 | 0.7209 | 0.6598 | 0.777 | 0.7398 | 2:00 | 0 | 0 | 0 | 0 | 2:00 | 0 | 0 | 0 | 0 | 2:00 | 0.2719 | 0.1732 | 0.468 | 0.4046 | 2:00 | 0.171 | 0.004 | 0.3324 | 0.1616
|  | 93:00 | 0 | 0 | 0 | 0 | 0 | 0 | 0 | 0 | 0 | 0 | 0 | 0 | 0.5194 | 0.708 | 0.1753 | 0.6413 | 0.708 | 0.4282 | 0.8454 | 0.7489 | 0.5912 | 0.6425 | 0.8784 | 0.8021 | 3:00 | 0 | 0 | 0 | 0 | 3:00 | 0 | 0 | 0 | 0 | 3:00 | 0.2778 | 0.1731 | 0.4803 | 0.3397 | 3:00 | 0.2373 | 0.0021 | 0.3972 | 0.1157
|  | 94:00 | 0 | 0 | 0 | 0 | 0 | 0 | 0 | 0 | 0 | 0 | 0 | 0 | 0.5829 | 0.7866 | 0.1886 | 0.7471 | 0.7866 | 0.4818 | 0.836 | 0.8297 | 0.3649 | 0.541 | 0.8222 | 0.7607 | 4:00 | 0 | 0 | 0 | 0 | 4:00 | 0 | 0 | 0 | 0 | 4:00 | 0.2478 | 0.1716 | 0.4876 | 0.3133 | 4:00 | 0.2401 | 0.0011 | 0.3874 | 0.068
|  | 95:00 | 0 | 0 | 0 | 0 | 0 | 0 | 0 | 0 | 0 | 0 | 0 | 0 | 0.5667 | 0.7988 | 0.1879 | 0.7466 | 0.7988 | 0.4783 | 0.7803 | 0.8306 | 0.4893 | 0.564 | 0.7639 | 0.7406 | 5:00 | 0 | 0 | 0 | 0 | 5:00 | 0 | 0 | 0 | 0 | 5:00 | 0.2166 | 0.172 | 0.5286 | 0.3598 | 5:00 | 0.3448 | 0.0068 | 0.4436 | 0.0674
|  | 96:00 | 0 | 0 | 0 | 0 | 0 | 0 | 0 | 0 | 0 | 0 | 0 | 0 | 0.5669 | 0.7994 | 0.2034 | 0.7685 | 0.7994 | 0.489 | 0.7109 | 0.6966 | 0.4996 | 0.4101 | 0.5406 | 0.5846 | 6:00 | 0 | 0 | 0 | 0 | 6:00 | 0 | 0.0149 | 0 | 0.0439 | 6:00 | 0.4536 | 0.1673 | 0.5687 | 0.3284 | 6:00 | 0.6047 | 0.0197 | 0.4978 | 0.0634
May |  | 97:00 | 0 | 0 | 0 | 0 | 0 | 0 | 0 | 0 | 0 | 0 | 0 | 0 | 0.6385 | 0.8176 | 0.2171 | 0.7686 | 0.8176 | 0.5168 | 0.7875 | 0.8276 | 0.453 | 0.5583 | 0.8481 | 0.7786 | 7:00 | 0 | 0 | 0 | 0 | 7:00 | 0 | 0.216 | 0 | 0.3084 | 7:00 | 0.4257 | 0.125 | 0.5358 | 0.2729 | 7:00 | 0.7525 | 0.0227 | 0.5089 | 0.0355
|  | 98:00 | 0 | 0 | 0 | 0 | 0 | 0 | 0 | 0 | 0 | 0 | 0 | 0 | 0.605 | 0.7233 | 0.1998 | 0.7481 | 0.7233 | 0.4852 | 0.7082 | 0.796 | 0.3941 | 0.4907 | 0.7784 | 0.7177 | 8:00 | 0 | 0.0076 | 0 | 0.0238 | 8:00 | 0.0183 | 0.6103 | 0.0937 | 0.5944 | 8:00 | 0.47 | 0.0704 | 0.5341 | 0.2327 | 8:00 | 0.8288 | 0.0312 | 0.5464 | 0.0187
|  | 99:00 | 0 | 0 | 0 | 0 | 0 | 0 | 0 | 0 | 0 | 0 | 0 | 0 | 0.5742 | 0.6414 | 0.1944 | 0.7204 | 0.6414 | 0.4591 | 0.5901 | 0.7297 | 0.373 | 0.4308 | 0.7219 | 0.656 | 9:00 | 0 | 0.4679 | 0 | 0.4181 | 9:00 | 0.2805 | 0.7922 | 0.4971 | 0.7908 | 9:00 | 0.5298 | 0.0416 | 0.5474 | 0.2009 | 9:00 | 0.8436 | 0.0607 | 0.5703 | 0.0092
|  | 100:00 | 0 | 0 | 0 | 0 | 0 | 0 | 0 | 0 | 0 | 0 | 0 | 0 | 0.5868 | 0.6374 | 0.2007 | 0.7254 | 0.6374 | 0.4657 | 0.5979 | 0.7098 | 0.4314 | 0.4241 | 0.6872 | 0.6413 | 10:00 | 0.0735 | 0.9229 | 0.1666 | 0.7903 | 10:00 | 0.5483 | 0.8418 | 0.7203 | 0.868 | 10:00 | 0.463 | 0.0495 | 0.6103 | 0.2023 | 10:00 | 0.8126 | 0.0897 | 0.4879 | 0.0471
|  | 101:00 | 0 | 0 | 0 | 0 | 0 | 0 | 0 | 0 | 0 | 0 | 0 | 0 | 0.5549 | 0.6141 | 0.1814 | 0.6861 | 0.6141 | 0.4384 | 0.5583 | 0.6456 | 0.4318 | 0.3715 | 0.6188 | 0.5857 | 11:00 | 0.231 | 0.8837 | 0.6083 | 0.6589 | 11:00 | 0.5427 | 0.8663 | 0.7356 | 0.7895 | 11:00 | 0.2754 | 0.0559 | 0.7505 | 0.248 | 11:00 | 0.6591 | 0.0685 | 0.5532 | 0.1115
|  | 102:00 | 0 | 0 | 0 | 0 | 0 | 0 | 0.0081 | 0.0015 | 0.0073 | 0 | 0.0172 | 0.0068 | 0.4858 | 0.5524 | 0.1542 | 0.6133 | 0.5524 | 0.3863 | 0.5208 | 0.5472 | 0.4695 | 0.411 | 0.5761 | 0.5438 | 12:00 | 0.2994 | 0.9043 | 0.5321 | 0.7528 | 12:00 | 0.578 | 0.8634 | 0.6982 | 0.8807 | 12:00 | 0.2115 | 0.014 | 0.8085 | 0.2703 | 12:00 | 0.5573 | 0.0379 | 0.6985 | 0.1957
|  | 103:00 | 0 | 0 | 0 | 0 | 0 | 0 | 0.1185 | 0.0443 | 0.1541 | 0.0535 | 0.2905 | 0.1322 | 0.421 | 0.4789 | 0.1369 | 0.5155 | 0.4789 | 0.3329 | 0.4866 | 0.4776 | 0.4648 | 0.3821 | 0.5372 | 0.5029 | 13:00 | 0.3126 | 0.9026 | 0.35 | 0.7216 | 13:00 | 0.6007 | 0.8676 | 0.5573 | 0.7783 | 13:00 | 0.2051 | 0.0316 | 0.8399 | 0.3669 | 13:00 | 0.5057 | 0.0446 | 0.7167 | 0.4203
|  | 104:00 | 0.0919 | 0.0795 | 0.1017 | 0 | 0.0584 | 0.0663 | 0.3286 | 0.2155 | 0.3035 | 0.2646 | 0.5784 | 0.3381 | 0.3488 | 0.3612 | 0.1027 | 0.3764 | 0.3612 | 0.2572 | 0.342 | 0.4007 | 0.4112 | 0.346 | 0.4057 | 0.3953 | 14:00 | 0.342 | 0.8167 | 0.3955 | 0.7042 | 14:00 | 0.5718 | 0.8592 | 0.6243 | 0.8114 | 14:00 | 0.1608 | 0.0307 | 0.784 | 0.4759 | 14:00 | 0.4163 | 0.104 | 0.814 | 0.571
|  | 105:00 | 0.6225 | 0.3471 | 0.5634 | 0.1817 | 0.4926 | 0.4415 | 0.5488 | 0.3698 | 0.453 | 0.4588 | 0.7337 | 0.5128 | 0.2977 | 0.2554 | 0.0828 | 0.2714 | 0.2554 | 0.2014 | 0.2373 | 0.3465 | 0.3566 | 0.2885 | 0.3083 | 0.3136 | 15:00 | 0.4339 | 0.7668 | 0.4064 | 0.6938 | 15:00 | 0.5888 | 0.8465 | 0.6725 | 0.8686 | 15:00 | 0.1482 | 0.1595 | 0.7271 | 0.5604 | 15:00 | 0.3657 | 0.2163 | 0.851 | 0.7079
|  | 106:00 | 0.7778 | 0.5444 | 0.6954 | 0.4354 | 0.7095 | 0.6325 | 0.7757 | 0.5652 | 0.7578 | 0.6824 | 0.7218 | 0.7006 | 0.4451 | 0.3606 | 0.1221 | 0.3805 | 0.3606 | 0.2929 | 0.2673 | 0.4859 | 0.3633 | 0.42 | 0.3029 | 0.3523 | 16:00 | 0.4358 | 0.5658 | 0.6138 | 0.8206 | 16:00 | 0.552 | 0.7727 | 0.701 | 0.8816 | 16:00 | 0.1299 | 0.1417 | 0.7216 | 0.5244 | 16:00 | 0.3445 | 0.0468 | 0.8477 | 0.7176
|  | 107:00 | 0.728 | 0.519 | 0.6909 | 0.4643 | 0.6302 | 0.6065 | 0.8004 | 0.6347 | 0.8771 | 0.7571 | 0.8328 | 0.7804 | 0.4247 | 0.3343 | 0.117 | 0.3607 | 0.3343 | 0.278 | 0.255 | 0.4026 | 0.4666 | 0.4609 | 0.2956 | 0.3421 | 17:00 | 0 | 0.4021 | 0.2635 | 0.592 | 17:00 | 0.314 | 0.6388 | 0.5495 | 0.7185 | 17:00 | 0.13 | 0.0684 | 0.6505 | 0.4314 | 17:00 | 0.331 | 0.0185 | 0.8271 | 0.6259
|  | 108:00 | 0.6962 | 0.4977 | 0.6933 | 0.4473 | 0.5506 | 0.577 | 0.7882 | 0.738 | 0.9156 | 0.7989 | 0.7494 | 0.798 | 0.4347 | 0.3193 | 0.1033 | 0.3516 | 0.3193 | 0.2717 | 0.2345 | 0.3691 | 0.5243 | 0.4997 | 0.2445 | 0.3148 | 18:00 | 0 | 0.0634 | 0 | 0.3244 | 18:00 | 0.0165 | 0.3286 | 0.0647 | 0.5391 | 18:00 | 0.1853 | 0.1344 | 0.6403 | 0.3656 | 18:00 | 0.3658 | 0.0342 | 0.8599 | 0.5517
|  | 109:00 | 0.655 | 0.4678 | 0.6576 | 0.4104 | 0.5067 | 0.5395 | 0.7497 | 0.7401 | 0.8859 | 0.8088 | 0.7343 | 0.7838 | 0.4714 | 0.3555 | 0.1148 | 0.3771 | 0.3555 | 0.2961 | 0.28 | 0.3877 | 0.6418 | 0.5985 | 0.2469 | 0.3432 | 19:00 | 0 | 0 | 0 | 0 | 19:00 | 0 | 0.1126 | 0 | 0.1848 | 19:00 | 0.1799 | 0.4189 | 0.6773 | 0.3813 | 19:00 | 0.3541 | 0.06 | 0.8341 | 0.4071
|  | 110:00 | 0.6247 | 0.4529 | 0.6494 | 0.3847 | 0.4925 | 0.5209 | 0.6807 | 0.7043 | 0.9105 | 0.7819 | 0.8137 | 0.7782 | 0.4712 | 0.3957 | 0.1369 | 0.3723 | 0.3957 | 0.3087 | 0.3 | 0.414 | 0.5972 | 0.5364 | 0.324 | 0.3823 | 20:00 | 0 | 0 | 0 | 0 | 20:00 | 0 | 0.0027 | 0 | 0.0067 | 20:00 | 0.2328 | 0.3223 | 0.719 | 0.3858 | 20:00 | 0.2959 | 0.1109 | 0.7071 | 0.3677
|  | 111:00 | 0.6013 | 0.4449 | 0.6134 | 0.3181 | 0.3922 | 0.474 | 0.7128 | 0.6533 | 0.8799 | 0.7825 | 0.714 | 0.7485 | 0.4301 | 0.3389 | 0.1365 | 0.3526 | 0.3389 | 0.2863 | 0.3948 | 0.4232 | 0.657 | 0.5894 | 0.369 | 0.4269 | 21:00 | 0 | 0 | 0 | 0 | 21:00 | 0 | 0 | 0 | 0 | 21:00 | 0.3095 | 0.2104 | 0.6708 | 0.3948 | 21:00 | 0.2356 | 0.1766 | 0.5321 | 0.3492
|  | 112:00 | 0.5877 | 0.4536 | 0.5718 | 0.2972 | 0.4614 | 0.4743 | 0.7153 | 0.6373 | 0.8475 | 0.78 | 0.7466 | 0.7453 | 0.4299 | 0.3076 | 0.1344 | 0.3128 | 0.3076 | 0.2737 | 0.4042 | 0.4498 | 0.7209 | 0.6839 | 0.3892 | 0.4556 | 22:00 | 0 | 0 | 0 | 0 | 22:00 | 0 | 0 | 0 | 0 | 22:00 | 0.2543 | 0.185 | 0.6752 | 0.3522 | 22:00 | 0.1745 | 0.1356 | 0.4891 | 0.2254
|  | 113:00 | 0.574 | 0.4498 | 0.5354 | 0.2972 | 0.4843 | 0.4681 | 0.6394 | 0.5709 | 0.6718 | 0.5907 | 0.7058 | 0.6357 | 0.3777 | 0.2678 | 0.1149 | 0.2666 | 0.2678 | 0.2373 | 0.3674 | 0.3921 | 0.6623 | 0.6544 | 0.3263 | 0.3988 | 23:00 | 0 | 0 | 0 | 0 | 23:00 | 0 | 0 | 0 | 0 | 23:00 | 0.222 | 0.2927 | 0.6469 | 0.3218 | 23:00 | 0.1946 | 0.0987 | 0.4486 | 0.1695
|  | 114:00 | 0.518 | 0.2785 | 0.454 | 0.2598 | 0.5109 | 0.4042 | 0.4404 | 0.3816 | 0.3732 | 0.3664 | 0.4972 | 0.4118 | 0.3436 | 0.199 | 0.098 | 0.2175 | 0.199 | 0.203 | 0.392 | 0.3492 | 0.6021 | 0.7255 | 0.3724 | 0.4113 | 24:00 | 0 | 0 | 0 | 0 | 24:00 | 0 | 0 | 0 | 0 | 24:00 | 0.1426 | 0.2995 | 0.6018 | 0.3707 | 24:00 | 0.1811 | 0.1024 | 0.3781 | 0.1254
|  | 115:00 | 0 | 0.0461 | 0 | 0 | 0.0764 | 0.0245 | 0.1268 | 0.0722 | 0.0668 | 0.0925 | 0.1455 | 0.1008 | 0.3845 | 0.201 | 0.0953 | 0.2721 | 0.201 | 0.2246 | 0.4627 | 0.401 | 0.6607 | 0.7666 | 0.4616 | 0.4843
|  | 116:00 | 0 | 0 | 0 | 0 | 0 | 0 | 0.0025 | 0.0033 | 0 | 0.0005 | 0.0023 | 0.0017 | 0.4372 | 0.3637 | 0.1326 | 0.4154 | 0.3637 | 0.3022 | 0.6011 | 0.5377 | 0.503 | 0.6303 | 0.5447 | 0.5485
|  | 117:00 | 0 | 0 | 0 | 0 | 0 | 0 | 0 | 0 | 0 | 0 | 0 | 0 | 0.5068 | 0.6257 | 0.1806 | 0.607 | 0.6257 | 0.4102 | 0.729 | 0.68 | 0.3946 | 0.5171 | 0.6101 | 0.6106 | South
|  | 118:00 | 0 | 0 | 0 | 0 | 0 | 0 | 0 | 0 | 0 | 0 | 0 | 0 | 0.5004 | 0.5604 | 0.1739 | 0.5791 | 0.5604 | 0.3924 | 0.8081 | 0.772 | 0.3525 | 0.5302 | 0.6921 | 0.6772 |  | SOLAR CSP |  |  |  |  | SOLAR PVSAT |  |  |  |  | wind |  |  |  |  | new wind
|  | 119:00 | 0 | 0 | 0 | 0 | 0 | 0 | 0 | 0 | 0 | 0 | 0 | 0 | 0.4883 | 0.5769 | 0.1684 | 0.617 | 0.5769 | 0.3963 | 0.7527 | 0.7147 | 0.2773 | 0.4993 | 0.7785 | 0.6914 |  | Spring | Summer | Fall | Winter |  | Spring | Summer | Fall | Winter |  | Spring | Summer | Fall | Winter |  | Spring | Summer | Fall | Winter
|  | 120:00 | 0 | 0 | 0 | 0 | 0 | 0 | 0 | 0 | 0 | 0 | 0 | 0 | 0.5015 | 0.6476 | 0.1689 | 0.6387 | 0.6476 | 0.4129 | 0.7016 | 0.683 | 0.2792 | 0.4343 | 0.8431 | 0.7083 | 1:00 | 0 | 0 | 0 | 0 | 1:00 | 0 | 0 | 0 | 0 | 1:00 | 0.4009 | 0.2272 | 0.7065 | 0.6042 | 1:00 | 0.3853 | 0.1289 | 0.3035 | 0.4127
Jun | Summer | 121:00 | 0 | 0 | 0 | 0 | 0 | 0 | 0 | 0 | 0 | 0 | 0 | 0 | 0.4009 | 0.5533 | 0.1448 | 0.512 | 0.5533 | 0.3385 | 0.5623 | 0.6079 | 0.2468 | 0.4259 | 0.7044 | 0.6019 | 2:00 | 0 | 0 | 0 | 0 | 2:00 | 0 | 0 | 0 | 0 | 2:00 | 0.4103 | 0.2734 | 0.712 | 0.6548 | 2:00 | 0.4914 | 0.1765 | 0.3567 | 0.3307
|  | 122:00 | 0 | 0 | 0 | 0 | 0 | 0 | 0 | 0 | 0 | 0 | 0 | 0 | 0.4216 | 0.6265 | 0.1628 | 0.6211 | 0.6265 | 0.3819 | 0.5698 | 0.6233 | 0.1733 | 0.3276 | 0.6543 | 0.5682 | 3:00 | 0 | 0 | 0 | 0 | 3:00 | 0 | 0 | 0 | 0 | 3:00 | 0.3784 | 0.2901 | 0.7085 | 0.5864 | 3:00 | 0.5095 | 0.1579 | 0.3822 | 0.2467
|  | 123:00 | 0 | 0 | 0 | 0 | 0 | 0 | 0 | 0 | 0 | 0 | 0 | 0 | 0.4632 | 0.641 | 0.1753 | 0.6666 | 0.641 | 0.4094 | 0.5021 | 0.5716 | 0.1377 | 0.242 | 0.5513 | 0.4893 | 4:00 | 0 | 0 | 0 | 0 | 4:00 | 0 | 0 | 0 | 0 | 4:00 | 0.3456 | 0.2905 | 0.6929 | 0.5325 | 4:00 | 0.5922 | 0.0633 | 0.3299 | 0.1587
|  | 124:00 | 0 | 0 | 0 | 0 | 0 | 0 | 0 | 0 | 0 | 0 | 0 | 0 | 0.4017 | 0.5004 | 0.1309 | 0.5099 | 0.5004 | 0.3265 | 0.5137 | 0.621 | 0.1311 | 0.2202 | 0.5233 | 0.486 | 5:00 | 0 | 0 | 0 | 0 | 5:00 | 0 | 0 | 0 | 0 | 5:00 | 0.318 | 0.283 | 0.6615 | 0.576 | 5:00 | 0.5743 | 0.0756 | 0.3896 | 0.1227
|  | 125:00 | 0 | 0 | 0 | 0 | 0 | 0 | 0 | 0 | 0 | 0 | 0 | 0 | 0.3339 | 0.4336 | 0.116 | 0.4403 | 0.4336 | 0.2796 | 0.4457 | 0.5956 | 0.1287 | 0.168 | 0.5419 | 0.4793 | 6:00 | 0 | 0 | 0 | 0 | 6:00 | 0 | 0.0007 | 0 | 0.0093 | 6:00 | 0.2727 | 0.2401 | 0.6592 | 0.5454 | 6:00 | 0.6377 | 0.0735 | 0.4084 | 0.1044
|  | 126:00 | 0 | 0 | 0 | 0 | 0 | 0 | 0.0081 | 0.0318 | 0.0054 | 0.0007 | 0.0161 | 0.0124 | 0.2863 | 0.365 | 0.0941 | 0.3862 | 0.365 | 0.2385 | 0.3488 | 0.5194 | 0.1282 | 0.1287 | 0.5481 | 0.4525 | 7:00 | 0 | 0 | 0 | 0 | 7:00 | 0 | 0.1003 | 0 | 0.2011 | 7:00 | 0.2061 | 0.196 | 0.6467 | 0.4558 | 7:00 | 0.7143 | 0.0691 | 0.3921 | 0.0652
|  | 127:00 | 0 | 0 | 0 | 0 | 0 | 0 | 0.205 | 0.2529 | 0.2581 | 0.1851 | 0.2561 | 0.2314 | 0.2561 | 0.3168 | 0.0904 | 0.3632 | 0.3168 | 0.2182 | 0.3374 | 0.488 | 0.1301 | 0.1129 | 0.5233 | 0.4311 | 8:00 | 0 | 0 | 0 | 0.0005 | 8:00 | 0.0117 | 0.4569 | 0.0468 | 0.6143 | 8:00 | 0.2114 | 0.092 | 0.6588 | 0.3974 | 8:00 | 0.7329 | 0.0392 | 0.4642 | 0.0475
|  | 128:00 | 0 | 0.0691 | 0.003 | 0 | 0.0551 | 0.0254 | 0.4665 | 0.5399 | 0.555 | 0.4628 | 0.57 | 0.5188 | 0.2274 | 0.2623 | 0.0741 | 0.2934 | 0.2623 | 0.1833 | 0.2499 | 0.4379 | 0.0738 | 0.077 | 0.3779 | 0.3288 | 9:00 | 0 | 0.3166 | 0 | 0.4274 | 9:00 | 0.1356 | 0.6331 | 0.356 | 0.7863 | 9:00 | 0.2332 | 0.0354 | 0.6762 | 0.3548 | 9:00 | 0.7053 | 0.0254 | 0.5461 | 0.0349
|  | 129:00 | 0.1391 | 0.3718 | 0.1905 | 0.1221 | 0.3625 | 0.2372 | 0.6663 | 0.6884 | 0.6583 | 0.6703 | 0.667 | 0.67 | 0.2136 | 0.2235 | 0.0621 | 0.242 | 0.2235 | 0.1598 | 0.1945 | 0.3864 | 0.0655 | 0.0679 | 0.2588 | 0.2498 | 10:00 | 0 | 0.646 | 0.073 | 0.808 | 10:00 | 0.2939 | 0.7265 | 0.549 | 0.8541 | 10:00 | 0.223 | 0.0429 | 0.7507 | 0.3427 | 10:00 | 0.5955 | 0.0353 | 0.5301 | 0.0655
|  | 130:00 | 0.5212 | 0.7383 | 0.4679 | 0.3956 | 0.6951 | 0.5636 | 0.8139 | 0.8353 | 0.8065 | 0.78 | 0.9188 | 0.8309 | 0.26 | 0.3009 | 0.0704 | 0.2812 | 0.3009 | 0.1931 | 0.185 | 0.4238 | 0.067 | 0.0691 | 0.2407 | 0.2483 | 11:00 | 0.0083 | 0.6081 | 0.3707 | 0.7117 | 11:00 | 0.3446 | 0.7381 | 0.5791 | 0.7899 | 11:00 | 0.1367 | 0.0362 | 0.7746 | 0.3986 | 11:00 | 0.4272 | 0.0168 | 0.6108 | 0.0987
|  | 131:00 | 0.5952 | 0.7789 | 0.5189 | 0.5646 | 0.8617 | 0.6639 | 0.8045 | 0.9544 | 0.792 | 0.7936 | 0.8859 | 0.8461 | 0.3036 | 0.3208 | 0.0782 | 0.2879 | 0.3208 | 0.2122 | 0.2031 | 0.4331 | 0.0911 | 0.0931 | 0.304 | 0.288 | 12:00 | 0.096 | 0.6639 | 0.3906 | 0.5519 | 12:00 | 0.3317 | 0.8054 | 0.5834 | 0.7349 | 12:00 | 0.0947 | 0.0268 | 0.8044 | 0.4005 | 12:00 | 0.2963 | 0.0099 | 0.6959 | 0.104
|  | 132:00 | 0.6921 | 0.8701 | 0.5665 | 0.7629 | 0.9696 | 0.7722 | 0.8546 | 0.9537 | 0.8117 | 0.9028 | 0.9199 | 0.8885 | 0.3167 | 0.2943 | 0.0913 | 0.2959 | 0.2943 | 0.2196 | 0.245 | 0.403 | 0.1375 | 0.1401 | 0.3553 | 0.3191 | 13:00 | 0.1373 | 0.9151 | 0.3932 | 0.6765 | 13:00 | 0.3554 | 0.8275 | 0.5517 | 0.8383 | 13:00 | 0.0774 | 0.0206 | 0.7017 | 0.3457 | 13:00 | 0.2305 | 0.0124 | 0.7274 | 0.1496
|  | 133:00 | 0.6784 | 0.9507 | 0.6321 | 0.7152 | 0.9502 | 0.7853 | 0.8521 | 0.9409 | 0.8465 | 0.8606 | 0.8622 | 0.8725 | 0.3457 | 0.4139 | 0.0981 | 0.3605 | 0.4139 | 0.2576 | 0.2167 | 0.3285 | 0.2788 | 0.1742 | 0.3812 | 0.3298 | 14:00 | 0.1539 | 0.7155 | 0.4176 | 0.7381 | 14:00 | 0.3671 | 0.7858 | 0.5351 | 0.8239 | 14:00 | 0.0534 | 0.0244 | 0.5983 | 0.323 | 14:00 | 0.2075 | 0.0361 | 0.7801 | 0.326
|  | 134:00 | 0.6991 | 0.9595 | 0.5803 | 0.7729 | 0.9405 | 0.7905 | 0.8833 | 0.9368 | 0.8048 | 0.8862 | 0.8998 | 0.8822 | 0.3228 | 0.358 | 0.1086 | 0.3147 | 0.358 | 0.2396 | 0.2227 | 0.2934 | 0.4472 | 0.2647 | 0.5054 | 0.4082 | 15:00 | 0.1335 | 0.692 | 0.4553 | 0.6796 | 15:00 | 0.3271 | 0.7705 | 0.5602 | 0.8273 | 15:00 | 0.0362 | 0.0293 | 0.575 | 0.2647 | 15:00 | 0.1593 | 0.044 | 0.8313 | 0.4131
|  | 135:00 | 0.7082 | 0.9326 | 0.5078 | 0.7345 | 0.871 | 0.7508 | 0.8668 | 0.9337 | 0.7714 | 0.8764 | 0.86 | 0.8617 | 0.3098 | 0.2882 | 0.1003 | 0.2831 | 0.2882 | 0.218 | 0.1719 | 0.2343 | 0.5535 | 0.3299 | 0.4924 | 0.3976 | 16:00 | 0.1884 | 0.437 | 0.4839 | 0.6512 | 16:00 | 0.335 | 0.6931 | 0.5617 | 0.8107 | 16:00 | 0.043 | 0.0447 | 0.4794 | 0.2413 | 16:00 | 0.1606 | 0.0609 | 0.7485 | 0.4742
|  | 136:00 | 0.6713 | 0.8787 | 0.4952 | 0.6527 | 0.974 | 0.7343 | 0.8355 | 0.8938 | 0.7385 | 0.8239 | 0.9144 | 0.8412 | 0.3543 | 0.3513 | 0.1158 | 0.3417 | 0.3513 | 0.2559 | 0.1597 | 0.1893 | 0.6087 | 0.3408 | 0.467 | 0.3802 | 17:00 | 0.0532 | 0.3195 | 0.3878 | 0.7126 | 17:00 | 0.2524 | 0.5613 | 0.4892 | 0.797 | 17:00 | 0.0437 | 0.065 | 0.4457 | 0.2271 | 17:00 | 0.1433 | 0.0691 | 0.7157 | 0.5752
|  | 137:00 | 0.5695 | 0.8573 | 0.4065 | 0.5906 | 0.9575 | 0.6763 | 0.7337 | 0.8421 | 0.6282 | 0.7598 | 0.8824 | 0.7692 | 0.3784 | 0.3478 | 0.1187 | 0.3474 | 0.3478 | 0.2646 | 0.1986 | 0.1942 | 0.5772 | 0.3918 | 0.4984 | 0.4001 | 18:00 | 0 | 0.1801 | 0 | 0.5171 | 18:00 | 0.0311 | 0.3175 | 0.1525 | 0.6361 | 18:00 | 0.0556 | 0.1514 | 0.4135 | 0.2443 | 18:00 | 0.1051 | 0.0601 | 0.7002 | 0.5943
|  | 138:00 | 0.3871 | 0.6907 | 0.2345 | 0.4219 | 0.6719 | 0.4812 | 0.5545 | 0.6739 | 0.4239 | 0.5509 | 0.6159 | 0.5638 | 0.3325 | 0.3626 | 0.1106 | 0.3115 | 0.3626 | 0.243 | 0.1823 | 0.1922 | 0.5771 | 0.4522 | 0.4815 | 0.392 | 19:00 | 0 | 0 | 0 | 0 | 19:00 | 0 | 0.1397 | 0 | 0.3187 | 19:00 | 0.1006 | 0.3774 | 0.467 | 0.3385 | 19:00 | 0.1496 | 0.0548 | 0.7302 | 0.5617
|  | 139:00 | 0.0306 | 0.1081 | 0 | 0 | 0.4574 | 0.1192 | 0.2701 | 0.3803 | 0.1457 | 0.2483 | 0.4102 | 0.2909 | 0.3411 | 0.3631 | 0.1131 | 0.33 | 0.3631 | 0.2502 | 0.2024 | 0.226 | 0.4514 | 0.4974 | 0.4892 | 0.3934 | 20:00 | 0 | 0 | 0 | 0 | 20:00 | 0 | 0.0046 | 0 | 0.0176 | 20:00 | 0.2275 | 0.3068 | 0.6463 | 0.4145 | 20:00 | 0.1813 | 0.1007 | 0.743 | 0.5392
|  | 140:00 | 0 | 0 | 0 | 0 | 0 | 0 | 0.0138 | 0.0364 | 0 | 0.0039 | 0.0997 | 0.0308 | 0.3794 | 0.4143 | 0.1218 | 0.3959 | 0.4143 | 0.2836 | 0.3708 | 0.3598 | 0.4186 | 0.531 | 0.627 | 0.5096 | 21:00 | 0 | 0 | 0 | 0 | 21:00 | 0 | 0 | 0 | 0 | 21:00 | 0.3991 | 0.2368 | 0.7801 | 0.4725 | 21:00 | 0.2396 | 0.1576 | 0.6951 | 0.5236
|  | 141:00 | 0 | 0 | 0 | 0 | 0 | 0 | 0 | 0 | 0 | 0 | 0 | 0 | 0.4157 | 0.4738 | 0.1305 | 0.4771 | 0.4738 | 0.3206 | 0.5927 | 0.5102 | 0.3859 | 0.6077 | 0.7515 | 0.6308 | 22:00 | 0 | 0 | 0 | 0 | 22:00 | 0 | 0 | 0 | 0 | 22:00 | 0.3577 | 0.2938 | 0.7892 | 0.5062 | 22:00 | 0.2862 | 0.2304 | 0.6715 | 0.5567
|  | 142:00 | 0 | 0 | 0 | 0 | 0 | 0 | 0 | 0 | 0 | 0 | 0 | 0 | 0.4312 | 0.5824 | 0.1362 | 0.548 | 0.5824 | 0.3542 | 0.6591 | 0.5195 | 0.3469 | 0.5982 | 0.7292 | 0.6244 | 23:00 | 0 | 0 | 0 | 0 | 23:00 | 0 | 0 | 0 | 0 | 23:00 | 0.3133 | 0.382 | 0.7687 | 0.4833 | 23:00 | 0.3101 | 0.2619 | 0.5447 | 0.5047
|  | 143:00 | 0 | 0 | 0 | 0 | 0 | 0 | 0 | 0 | 0 | 0 | 0 | 0 | 0.4375 | 0.6135 | 0.1428 | 0.5374 | 0.6135 | 0.3602 | 0.7468 | 0.6261 | 0.2849 | 0.5539 | 0.7575 | 0.6635 | 24:00 | 0 | 0 | 0 | 0 | 24:00 | 0 | 0 | 0 | 0 | 24:00 | 0.2183 | 0.3829 | 0.7842 | 0.5428 | 24:00 | 0.2835 | 0.2809 | 0.4707 | 0.3642
|  | 144:00 | 0 | 0 | 0 | 0 | 0 | 0 | 0 | 0 | 0 | 0 | 0 | 0 | 0.4962 | 0.7185 | 0.1676 | 0.629 | 0.7185 | 0.4173 | 0.7453 | 0.7021 | 0.2484 | 0.4782 | 0.7838 | 0.6862
Jul |  | 145:00 | 0 | 0 | 0 | 0 | 0 | 0 | 0 | 0 | 0 | 0 | 0 | 0 | 0.3864 | 0.5017 | 0.1334 | 0.4849 | 0.5017 | 0.3183 | 0.5625 | 0.5888 | 0.3206 | 0.4366 | 0.5347 | 0.5212
|  | 146:00 | 0 | 0 | 0 | 0 | 0 | 0 | 0 | 0 | 0 | 0 | 0 | 0 | 0.3146 | 0.4357 | 0.1032 | 0.3852 | 0.4357 | 0.2584 | 0.4352 | 0.5795 | 0.2356 | 0.2946 | 0.4855 | 0.464 | Panhandle
|  | 147:00 | 0 | 0 | 0 | 0 | 0 | 0 | 0 | 0 | 0 | 0 | 0 | 0 | 0.2951 | 0.4027 | 0.0996 | 0.371 | 0.4027 | 0.2446 | 0.4515 | 0.556 | 0.168 | 0.2664 | 0.4993 | 0.4585 |  | SOLAR CSP |  |  |  |  | SOLAR PVSAT |  |  |  |  | wind |  |  |  |  | new wind
|  | 148:00 | 0 | 0 | 0 | 0 | 0 | 0 | 0 | 0 | 0 | 0 | 0 | 0 | 0.3288 | 0.4327 | 0.1064 | 0.4161 | 0.4327 | 0.2694 | 0.3977 | 0.507 | 0.1685 | 0.26 | 0.467 | 0.4249 |  | Spring | Summer | Fall | Winter |  | Spring | Summer | Fall | Winter |  | Spring | Summer | Fall | Winter |  | Spring | Summer | Fall | Winter
|  | 149:00 | 0 | 0 | 0 | 0 | 0 | 0 | 0 | 0 | 0 | 0 | 0 | 0 | 0.3091 | 0.4037 | 0.1012 | 0.4037 | 0.4037 | 0.2559 | 0.3448 | 0.4612 | 0.1351 | 0.2717 | 0.4848 | 0.4142 | 1:00 | 0 | 0 | 0 | 0 | 1:00 | 0 | 0 | 0 | 0 | 1:00 | 0.4077 | 0.2394 | 0.7079 | 0.6074 | 1:00 | 0.2556 | 0.3652 | 0.6165 | 0.7101
|  | 150:00 | 0 | 0 | 0 | 0 | 0 | 0 | 0.0122 | 0.0076 | 0.0082 | 0.0003 | 0.0049 | 0.0066 | 0.3345 | 0.3966 | 0.1058 | 0.4301 | 0.3966 | 0.2693 | 0.3065 | 0.4072 | 0.1284 | 0.2631 | 0.4413 | 0.3747 | 2:00 | 0 | 0 | 0 | 0 | 2:00 | 0 | 0 | 0 | 0 | 2:00 | 0.3983 | 0.2663 | 0.6311 | 0.6871 | 2:00 | 0.2625 | 0.2643 | 0.5382 | 0.6626
|  | 151:00 | 0 | 0 | 0 | 0 | 0 | 0 | 0.2479 | 0.2222 | 0.1774 | 0.0912 | 0.1848 | 0.1847 | 0.3093 | 0.3317 | 0.1039 | 0.4258 | 0.3317 | 0.2529 | 0.3033 | 0.3466 | 0.1293 | 0.265 | 0.3828 | 0.3314 | 3:00 | 0 | 0 | 0 | 0 | 3:00 | 0 | 0 | 0 | 0 | 3:00 | 0.3784 | 0.299 | 0.6106 | 0.5962 | 3:00 | 0.3081 | 0.2604 | 0.4882 | 0.6353
|  | 152:00 | 0.0704 | 0.0575 | 0 | 0 | 0 | 0.0256 | 0.5476 | 0.5893 | 0.4836 | 0.4995 | 0.6685 | 0.5577 | 0.2373 | 0.2618 | 0.0827 | 0.331 | 0.2618 | 0.1969 | 0.2244 | 0.3051 | 0.1958 | 0.2528 | 0.2691 | 0.263 | 4:00 | 0 | 0 | 0 | 0 | 4:00 | 0 | 0 | 0 | 0 | 4:00 | 0.393 | 0.3113 | 0.5905 | 0.5261 | 4:00 | 0.3162 | 0.3347 | 0.4497 | 0.6016
|  | 153:00 | 0.4491 | 0.308 | 0.0878 | 0.1251 | 0.3326 | 0.2605 | 0.7962 | 0.8375 | 0.6949 | 0.7369 | 0.8698 | 0.7871 | 0.1774 | 0.2118 | 0.0608 | 0.2452 | 0.2118 | 0.1483 | 0.1607 | 0.265 | 0.2859 | 0.276 | 0.1808 | 0.2138 | 5:00 | 0 | 0 | 0 | 0 | 5:00 | 0 | 0 | 0 | 0 | 5:00 | 0.3642 | 0.2975 | 0.5198 | 0.5302 | 5:00 | 0.3183 | 0.3508 | 0.465 | 0.5709
|  | 154:00 | 0.7784 | 0.6517 | 0.4574 | 0.418 | 0.9313 | 0.6474 | 0.8857 | 0.8901 | 0.7889 | 0.8602 | 0.9142 | 0.8678 | 0.1587 | 0.1817 | 0.0578 | 0.1933 | 0.1817 | 0.1279 | 0.1008 | 0.1949 | 0.2515 | 0.2485 | 0.1437 | 0.1674 | 6:00 | 0 | 0 | 0 | 0 | 6:00 | 0 | 0.0107 | 0 | 0.0284 | 6:00 | 0.289 | 0.2481 | 0.5211 | 0.5016 | 6:00 | 0.3444 | 0.3176 | 0.5123 | 0.5894
|  | 155:00 | 0.8407 | 0.7584 | 0.6106 | 0.5375 | 0.8615 | 0.7217 | 0.8605 | 0.9074 | 0.7938 | 0.8673 | 0.9374 | 0.8733 | 0.1475 | 0.1571 | 0.0546 | 0.1618 | 0.1571 | 0.1143 | 0.1075 | 0.1838 | 0.2577 | 0.1965 | 0.1505 | 0.1674 | 7:00 | 0 | 0 | 0 | 0 | 7:00 | 0 | 0.3125 | 0 | 0.2879 | 7:00 | 0.1901 | 0.1812 | 0.5251 | 0.4284 | 7:00 | 0.2969 | 0.2837 | 0.5406 | 0.5789
|  | 156:00 | 0.9263 | 0.8686 | 0.6247 | 0.6802 | 0.9439 | 0.8087 | 0.8258 | 0.8888 | 0.8063 | 0.8297 | 0.8982 | 0.8498 | 0.1321 | 0.1126 | 0.0461 | 0.1367 | 0.1126 | 0.0962 | 0.0791 | 0.1675 | 0.2162 | 0.1694 | 0.1162 | 0.1374 | 8:00 | 0 | 0 | 0 | 0 | 8:00 | 0.026 | 0.6538 | 0.0034 | 0.5578 | 8:00 | 0.2156 | 0.0791 | 0.5671 | 0.3703 | 8:00 | 0.2651 | 0.1545 | 0.6079 | 0.485
|  | 157:00 | 0.882 | 0.7132 | 0.5814 | 0.7039 | 0.7828 | 0.7326 | 0.8067 | 0.8584 | 0.8338 | 0.832 | 0.9157 | 0.8493 | 0.1646 | 0.1584 | 0.044 | 0.1675 | 0.1584 | 0.1161 | 0.0974 | 0.1474 | 0.3721 | 0.2092 | 0.1455 | 0.1692 | 9:00 | 0 | 0.4238 | 0 | 0.3064 | 9:00 | 0.3421 | 0.8778 | 0.1654 | 0.9126 | 9:00 | 0.2489 | 0.016 | 0.6276 | 0.3137 | 9:00 | 0.2428 | 0.0706 | 0.6839 | 0.3958
|  | 158:00 | 0.9364 | 0.8183 | 0.5236 | 0.6613 | 0.9667 | 0.7813 | 0.859 | 0.8537 | 0.8328 | 0.8202 | 0.8672 | 0.8466 | 0.2601 | 0.2392 | 0.0838 | 0.242 | 0.2392 | 0.1834 | 0.1107 | 0.145 | 0.4936 | 0.2246 | 0.1479 | 0.186 | 10:00 | 0 | 0.9513 | 0 | 0.8169 | 10:00 | 0.7819 | 0.9267 | 0.7149 | 0.9789 | 10:00 | 0.2661 | 0.0404 | 0.6323 | 0.3416 | 10:00 | 0.2735 | 0.1522 | 0.7397 | 0.4338
|  | 159:00 | 0.9151 | 0.8432 | 0.503 | 0.6584 | 0.9513 | 0.7742 | 0.8508 | 0.8529 | 0.8604 | 0.8232 | 0.8717 | 0.8518 | 0.2696 | 0.1641 | 0.0842 | 0.1773 | 0.1641 | 0.1645 | 0.1014 | 0.138 | 0.6665 | 0.2639 | 0.139 | 0.2004 | 11:00 | 0.2758 | 0.9544 | 0.3243 | 0.9848 | 11:00 | 0.7384 | 0.9259 | 0.7697 | 0.9777 | 11:00 | 0.1181 | 0.0522 | 0.7741 | 0.4743 | 11:00 | 0.1201 | 0.1455 | 0.7554 | 0.5469
|  | 160:00 | 0.8859 | 0.7527 | 0.5513 | 0.6975 | 0.9239 | 0.7623 | 0.8548 | 0.8817 | 0.8659 | 0.8617 | 0.8016 | 0.8531 | 0.2578 | 0.1235 | 0.0847 | 0.1322 | 0.1235 | 0.1475 | 0.0944 | 0.1378 | 0.6608 | 0.2463 | 0.1786 | 0.218 | 12:00 | 0.4253 | 0.9822 | 0.5583 | 0.9816 | 12:00 | 0.6722 | 0.9261 | 0.7013 | 0.9701 | 12:00 | 0.0687 | 0.0329 | 0.7674 | 0.456 | 12:00 | 0.1515 | 0.0992 | 0.7005 | 0.625
|  | 161:00 | 0.7555 | 0.686 | 0.4032 | 0.5995 | 0.9086 | 0.6706 | 0.7982 | 0.7605 | 0.7258 | 0.8105 | 0.863 | 0.7916 | 0.2539 | 0.1341 | 0.0819 | 0.1535 | 0.1341 | 0.1508 | 0.0996 | 0.1379 | 0.6082 | 0.2835 | 0.1831 | 0.2165 | 13:00 | 0.2542 | 0.9728 | 0.4776 | 0.9824 | 13:00 | 0.5685 | 0.8761 | 0.6497 | 0.9713 | 13:00 | 0.0605 | 0.0268 | 0.6805 | 0.3987 | 13:00 | 0.1408 | 0.0505 | 0.7116 | 0.6683
|  | 162:00 | 0.5924 | 0.4644 | 0.1654 | 0.4702 | 0.7905 | 0.4966 | 0.6426 | 0.62 | 0.4855 | 0.6788 | 0.7987 | 0.6451 | 0.3209 | 0.1746 | 0.1043 | 0.2259 | 0.1746 | 0.1979 | 0.1541 | 0.1498 | 0.5486 | 0.3961 | 0.2289 | 0.2466 | 14:00 | 0.1767 | 0.9587 | 0.4672 | 0.9864 | 14:00 | 0.5076 | 0.8675 | 0.6505 | 0.9674 | 14:00 | 0.0529 | 0.0141 | 0.5853 | 0.3625 | 14:00 | 0.1037 | 0.03 | 0.6615 | 0.648
|  | 163:00 | 0.0871 | 0.0603 | 0 | 0 | 0.3049 | 0.0905 | 0.3218 | 0.3884 | 0.1211 | 0.3327 | 0.5401 | 0.3408 | 0.3195 | 0.2606 | 0.1192 | 0.2903 | 0.2606 | 0.2265 | 0.2005 | 0.1991 | 0.5451 | 0.4695 | 0.2509 | 0.2769 | 15:00 | 0.334 | 0.689 | 0.5559 | 0.9868 | 15:00 | 0.6709 | 0.7936 | 0.7215 | 0.9667 | 15:00 | 0.0345 | 0.0157 | 0.4918 | 0.3116 | 15:00 | 0.0701 | 0.0609 | 0.6024 | 0.6241
|  | 164:00 | 0 | 0 | 0 | 0 | 0 | 0 | 0.0171 | 0.0409 | 0.0014 | 0.0164 | 0.1297 | 0.0411 | 0.3882 | 0.3028 | 0.1179 | 0.3217 | 0.3028 | 0.2566 | 0.2953 | 0.3185 | 0.6696 | 0.6076 | 0.364 | 0.3917 | 16:00 | 0.5697 | 0.7911 | 0.5868 | 0.989 | 16:00 | 0.6702 | 0.8817 | 0.7105 | 0.9678 | 16:00 | 0.0376 | 0.1274 | 0.4502 | 0.282 | 16:00 | 0.0459 | 0.0616 | 0.6017 | 0.5568
|  | 165:00 | 0 | 0 | 0 | 0 | 0 | 0 | 0 | 0 | 0 | 0 | 0 | 0 | 0.4373 | 0.3284 | 0.123 | 0.3536 | 0.3284 | 0.2818 | 0.3921 | 0.4746 | 0.7593 | 0.6708 | 0.4893 | 0.5139 | 17:00 | 0.2278 | 0.9637 | 0.5127 | 0.992 | 17:00 | 0.5155 | 0.9072 | 0.6607 | 0.9431 | 17:00 | 0.0442 | 0.1122 | 0.4308 | 0.2073 | 17:00 | 0.027 | 0.1042 | 0.5423 | 0.4823
|  | 166:00 | 0 | 0 | 0 | 0 | 0 | 0 | 0 | 0 | 0 | 0 | 0 | 0 | 0.3948 | 0.3615 | 0.1105 | 0.3346 | 0.3615 | 0.265 | 0.3839 | 0.4629 | 0.6054 | 0.6679 | 0.5203 | 0.5082 | 18:00 | 0 | 0.7479 | 0 | 1.0002 | 18:00 | 0.0946 | 0.7369 | 0.2355 | 0.8285 | 18:00 | 0.0633 | 0.1115 | 0.4523 | 0.2266 | 18:00 | 0.0427 | 0.1485 | 0.5687 | 0.5251
|  | 167:00 | 0 | 0 | 0 | 0 | 0 | 0 | 0 | 0 | 0 | 0 | 0 | 0 | 0.3487 | 0.4139 | 0.1198 | 0.3531 | 0.4139 | 0.2656 | 0.421 | 0.435 | 0.4526 | 0.4728 | 0.5318 | 0.4857 | 19:00 | 0 | 0.084 | 0 | 0.6541 | 19:00 | 0 | 0.2167 | 0 | 0.526 | 19:00 | 0.1185 | 0.321 | 0.5123 | 0.3378 | 19:00 | 0.1472 | 0.2671 | 0.6265 | 0.6009
|  | 168:00 | 0 | 0 | 0 | 0 | 0 | 0 | 0 | 0 | 0 | 0 | 0 | 0 | 0.4136 | 0.5264 | 0.1285 | 0.4629 | 0.5264 | 0.3226 | 0.4852 | 0.4986 | 0.3214 | 0.4285 | 0.5344 | 0.4917 | 20:00 | 0 | 0 | 0 | 0 | 20:00 | 0 | 0.0931 | 0 | 0.1561 | 20:00 | 0.2495 | 0.3306 | 0.5883 | 0.4379 | 20:00 | 0.2931 | 0.3458 | 0.7288 | 0.6797
Aug |  | 169:00 | 0 | 0 | 0 | 0 | 0 | 0 | 0 | 0 | 0 | 0 | 0 | 0 | 0.3524 | 0.5881 | 0.1261 | 0.4951 | 0.5881 | 0.3181 | 0.2726 | 0.4074 | 0.1638 | 0.2501 | 0.4624 | 0.3849 | 21:00 | 0 | 0 | 0 | 0 | 21:00 | 0 | 0 | 0 | 0.0023 | 21:00 | 0.4086 | 0.3299 | 0.6043 | 0.511 | 21:00 | 0.462 | 0.4255 | 0.7721 | 0.7261
|  | 170:00 | 0 | 0 | 0 | 0 | 0 | 0 | 0 | 0 | 0 | 0 | 0 | 0 | 0.3313 | 0.5341 | 0.1147 | 0.4752 | 0.5341 | 0.2972 | 0.4251 | 0.4963 | 0.1287 | 0.2212 | 0.4603 | 0.4159 | 22:00 | 0 | 0 | 0 | 0 | 22:00 | 0 | 0 | 0 | 0 | 22:00 | 0.4076 | 0.3118 | 0.6573 | 0.5457 | 22:00 | 0.4102 | 0.4973 | 0.8156 | 0.6997
|  | 171:00 | 0 | 0 | 0 | 0 | 0 | 0 | 0 | 0 | 0 | 0 | 0 | 0 | 0.2816 | 0.4866 | 0.0993 | 0.4121 | 0.4866 | 0.2588 | 0.3547 | 0.4144 | 0.1299 | 0.2261 | 0.4333 | 0.3762 | 23:00 | 0 | 0 | 0 | 0 | 23:00 | 0 | 0 | 0 | 0 | 23:00 | 0.3516 | 0.423 | 0.6528 | 0.5268 | 23:00 | 0.3425 | 0.4644 | 0.8153 | 0.7027
|  | 172:00 | 0 | 0 | 0 | 0 | 0 | 0 | 0 | 0 | 0 | 0 | 0 | 0 | 0.2455 | 0.4023 | 0.0975 | 0.3497 | 0.4023 | 0.2255 | 0.2693 | 0.3353 | 0.1153 | 0.2058 | 0.4531 | 0.3561 | 24:00 | 0 | 0 | 0 | 0 | 24:00 | 0 | 0 | 0 | 0 | 24:00 | 0.2556 | 0.4763 | 0.6983 | 0.6188 | 24:00 | 0.2955 | 0.4225 | 0.7676 | 0.6685
|  | 173:00 | 0 | 0 | 0 | 0 | 0 | 0 | 0 | 0 | 0 | 0 | 0 | 0 | 0.2454 | 0.3798 | 0.0841 | 0.3476 | 0.3798 | 0.217 | 0.2062 | 0.2734 | 0.1027 | 0.1619 | 0.4716 | 0.3409
|  | 174:00 | 0 | 0 | 0 | 0 | 0 | 0 | 0.0002 | 0.0036 | 0 | 0 | 0 | 0.0008 | 0.2551 | 0.3517 | 0.0829 | 0.3692 | 0.3517 | 0.2203 | 0.1848 | 0.1945 | 0.0758 | 0.1626 | 0.4426 | 0.303
|  | 175:00 | 0 | 0 | 0 | 0 | 0 | 0 | 0.098 | 0.1696 | 0.0692 | 0.1193 | 0.0777 | 0.1068 | 0.2616 | 0.3673 | 0.0818 | 0.3884 | 0.3673 | 0.2274 | 0.1676 | 0.1322 | 0.0767 | 0.1583 | 0.3547 | 0.2428 | [8 empty] | 0.30073
|  | 176:00 | 0 | 0 | 0 | 0 | 0 | 0 | 0.5074 | 0.5849 | 0.5521 | 0.5109 | 0.4982 | 0.5307 | 0.1855 | 0.2283 | 0.0563 | 0.2471 | 0.2283 | 0.1511 | 0.1141 | 0.1327 | 0.0763 | 0.1268 | 0.2491 | 0.1824
|  | 177:00 | 0.188 | 0.2351 | 0.0786 | 0.1408 | 0.0801 | 0.1445 | 0.7619 | 0.7969 | 0.7658 | 0.6611 | 0.7937 | 0.7559 | 0.1338 | 0.139 | 0.0374 | 0.1533 | 0.139 | 0.0997 | 0.085 | 0.1517 | 0.0829 | 0.1313 | 0.1758 | 0.1475
|  | 178:00 | 0.5146 | 0.69 | 0.2119 | 0.4302 | 0.3911 | 0.4476 | 0.8245 | 0.869 | 0.8392 | 0.7903 | 0.8988 | 0.8443 | 0.1124 | 0.0997 | 0.0354 | 0.1145 | 0.0997 | 0.0805 | 0.0775 | 0.1634 | 0.0662 | 0.0713 | 0.1149 | 0.1141
|  | 179:00 | 0.6991 | 0.8615 | 0.4204 | 0.7499 | 0.7329 | 0.6928 | 0.8275 | 0.7843 | 0.8568 | 0.8077 | 0.8855 | 0.8324 | 0.1395 | 0.1458 | 0.0435 | 0.1366 | 0.1458 | 0.1012 | 0.0895 | 0.1678 | 0.0661 | 0.065 | 0.2076 | 0.1627
|  | 180:00 | 0.6689 | 0.8532 | 0.4324 | 0.8079 | 0.7491 | 0.7023 | 0.8044 | 0.7741 | 0.8482 | 0.8082 | 0.8714 | 0.8212 | 0.1255 | 0.1321 | 0.038 | 0.1368 | 0.1321 | 0.0935 | 0.1087 | 0.149 | 0.0711 | 0.0684 | 0.2828 | 0.1992
|  | 181:00 | 0.7566 | 0.8969 | 0.4323 | 0.8538 | 0.7471 | 0.7373 | 0.817 | 0.7729 | 0.7981 | 0.8211 | 0.8706 | 0.8159 | 0.1859 | 0.2014 | 0.055 | 0.2136 | 0.2014 | 0.1408 | 0.1254 | 0.1231 | 0.1384 | 0.0904 | 0.196 | 0.1603
|  | 182:00 | 0.6411 | 0.8917 | 0.373 | 0.6817 | 0.7413 | 0.6658 | 0.7964 | 0.766 | 0.8268 | 0.7982 | 0.881 | 0.8137 | 0.2068 | 0.2256 | 0.0636 | 0.1931 | 0.2256 | 0.1489 | 0.1522 | 0.1033 | 0.283 | 0.0987 | 0.1853 | 0.1704
|  | 183:00 | 0.6283 | 0.8346 | 0.5449 | 0.7114 | 0.759 | 0.6957 | 0.7697 | 0.8402 | 0.8516 | 0.8095 | 0.8827 | 0.8308 | 0.2703 | 0.1456 | 0.0649 | 0.1662 | 0.1456 | 0.1525 | 0.1525 | 0.125 | 0.3656 | 0.1484 | 0.1339 | 0.1612
|  | 184:00 | 0.6178 | 0.7411 | 0.4081 | 0.6179 | 0.6237 | 0.6017 | 0.7963 | 0.7162 | 0.8268 | 0.7885 | 0.9089 | 0.8073 | 0.289 | 0.159 | 0.0744 | 0.1667 | 0.159 | 0.1633 | 0.17 | 0.1563 | 0.4496 | 0.1892 | 0.1156 | 0.1724
|  | 185:00 | 0.5176 | 0.6886 | 0.253 | 0.5694 | 0.4263 | 0.491 | 0.7205 | 0.7769 | 0.7471 | 0.7193 | 0.8465 | 0.7621 | 0.2384 | 0.1347 | 0.0629 | 0.1284 | 0.1347 | 0.1339 | 0.2016 | 0.2295 | 0.447 | 0.2218 | 0.1287 | 0.2003
|  | 186:00 | 0.3544 | 0.5102 | 0 | 0.4202 | 0.3005 | 0.3171 | 0.5217 | 0.595 | 0.4312 | 0.5092 | 0.6789 | 0.5472 | 0.2222 | 0.1381 | 0.0635 | 0.1332 | 0.1381 | 0.131 | 0.2428 | 0.2364 | 0.3809 | 0.1781 | 0.153 | 0.2092
|  | 187:00 | 0.0001 | 0.0385 | 0 | 0 | 0 | 0.0077 | 0.1407 | 0.2902 | 0.0238 | 0.1123 | 0.3057 | 0.1745 | 0.2631 | 0.159 | 0.078 | 0.1771 | 0.159 | 0.1595 | 0.2914 | 0.2861 | 0.3216 | 0.2346 | 0.2443 | 0.2675
|  | 188:00 | 0 | 0 | 0 | 0 | 0 | 0 | 0.0018 | 0.012 | 0 | 0 | 0.0211 | 0.007 | 0.3131 | 0.1961 | 0.094 | 0.2078 | 0.1961 | 0.1905 | 0.3244 | 0.3379 | 0.2973 | 0.299 | 0.3764 | 0.3493
|  | 189:00 | 0 | 0 | 0 | 0 | 0 | 0 | 0 | 0 | 0 | 0 | 0 | 0 | 0.3642 | 0.2292 | 0.1145 | 0.2498 | 0.2292 | 0.2254 | 0.3657 | 0.3735 | 0.2854 | 0.4351 | 0.5386 | 0.4482
|  | 190:00 | 0 | 0 | 0 | 0 | 0 | 0 | 0 | 0 | 0 | 0 | 0 | 0 | 0.3367 | 0.3254 | 0.1153 | 0.3409 | 0.3254 | 0.2475 | 0.3868 | 0.3109 | 0.2407 | 0.4351 | 0.5027 | 0.4133
|  | 191:00 | 0 | 0 | 0 | 0 | 0 | 0 | 0 | 0 | 0 | 0 | 0 | 0 | 0.3328 | 0.4079 | 0.1192 | 0.4105 | 0.4079 | 0.2716 | 0.4545 | 0.3578 | 0.2586 | 0.4572 | 0.594 | 0.4804
|  | 192:00 | 0 | 0 | 0 | 0 | 0 | 0 | 0 | 0 | 0 | 0 | 0 | 0 | 0.4107 | 0.6388 | 0.1493 | 0.5509 | 0.6388 | 0.3609 | 0.4306 | 0.4048 | 0.2526 | 0.3795 | 0.6235 | 0.4991
Sep | Fall | 193:00 | 0 | 0 | 0 | 0 | 0 | 0 | 0 | 0 | 0 | 0 | 0 | 0 | 0.2961 | 0.3876 | 0.1044 | 0.3829 | 0.3876 | 0.2474 | 0.4858 | 0.5294 | 0.1556 | 0.2509 | 0.6954 | 0.5527
|  | 194:00 | 0 | 0 | 0 | 0 | 0 | 0 | 0 | 0 | 0 | 0 | 0 | 0 | 0.3018 | 0.4127 | 0.1018 | 0.3801 | 0.4127 | 0.2504 | 0.4927 | 0.5395 | 0.2006 | 0.2964 | 0.602 | 0.516
|  | 195:00 | 0 | 0 | 0 | 0 | 0 | 0 | 0 | 0 | 0 | 0 | 0 | 0 | 0.2672 | 0.4315 | 0.0899 | 0.3753 | 0.4315 | 0.2372 | 0.4473 | 0.537 | 0.2035 | 0.2912 | 0.4643 | 0.4413
|  | 196:00 | 0 | 0 | 0 | 0 | 0 | 0 | 0 | 0 | 0 | 0 | 0 | 0 | 0.2534 | 0.3878 | 0.0837 | 0.3643 | 0.3878 | 0.2234 | 0.3782 | 0.5159 | 0.229 | 0.2375 | 0.386 | 0.3899
|  | 197:00 | 0 | 0 | 0 | 0 | 0 | 0 | 0 | 0 | 0 | 0 | 0 | 0 | 0.2827 | 0.4042 | 0.1045 | 0.4167 | 0.4042 | 0.2524 | 0.3268 | 0.4323 | 0.2215 | 0.2203 | 0.385 | 0.3631
|  | 198:00 | 0 | 0 | 0 | 0 | 0 | 0 | 0 | 0 | 0 | 0 | 0 | 0 | 0.2738 | 0.3691 | 0.099 | 0.4036 | 0.3691 | 0.2409 | 0.3564 | 0.3663 | 0.174 | 0.2045 | 0.357 | 0.3313
|  | 199:00 | 0 | 0 | 0 | 0 | 0 | 0 | 0.0655 | 0.0859 | 0.1041 | 0.0706 | 0.0317 | 0.0715 | 0.2793 | 0.3233 | 0.0898 | 0.3973 | 0.3233 | 0.2321 | 0.3852 | 0.3424 | 0.1753 | 0.195 | 0.4516 | 0.3764
|  | 200:00 | 0 | 0 | 0 | 0 | 0 | 0 | 0.3624 | 0.4427 | 0.3795 | 0.431 | 0.3724 | 0.3976 | 0.2406 | 0.3183 | 0.0846 | 0.3713 | 0.3183 | 0.2133 | 0.2693 | 0.303 | 0.1317 | 0.1466 | 0.4246 | 0.3337
|  | 201:00 | 0.1001 | 0.1167 | 0.0943 | 0.0682 | 0.1755 | 0.1109 | 0.5996 | 0.7571 | 0.6619 | 0.6787 | 0.6685 | 0.6732 | 0.2218 | 0.3138 | 0.0827 | 0.3621 | 0.3138 | 0.2049 | 0.1819 | 0.2742 | 0.0953 | 0.1077 | 0.4145 | 0.3064
|  | 202:00 | 0.4691 | 0.4019 | 0.2821 | 0.2763 | 0.8533 | 0.4566 | 0.7161 | 0.8521 | 0.8032 | 0.7731 | 0.8642 | 0.8017 | 0.1824 | 0.2477 | 0.0605 | 0.2682 | 0.2477 | 0.1584 | 0.0982 | 0.1661 | 0.1077 | 0.1058 | 0.4182 | 0.2757
|  | 203:00 | 0.5951 | 0.6768 | 0.4291 | 0.4108 | 0.802 | 0.5828 | 0.7656 | 0.8238 | 0.7833 | 0.7928 | 0.8123 | 0.7956 | 0.1702 | 0.1992 | 0.0613 | 0.229 | 0.1992 | 0.1417 | 0.1074 | 0.1632 | 0.1881 | 0.1632 | 0.4238 | 0.2906
|  | 204:00 | 0.6946 | 0.8037 | 0.6244 | 0.4554 | 0.9403 | 0.7037 | 0.7655 | 0.783 | 0.8087 | 0.7742 | 0.8149 | 0.7893 | 0.1716 | 0.193 | 0.0581 | 0.2092 | 0.193 | 0.1362 | 0.0911 | 0.1269 | 0.2088 | 0.2169 | 0.3376 | 0.2421
|  | 205:00 | 0.6837 | 0.8166 | 0.4642 | 0.5544 | 0.8795 | 0.6797 | 0.7623 | 0.7925 | 0.7932 | 0.7786 | 0.807 | 0.7867 | 0.1765 | 0.1601 | 0.0602 | 0.1584 | 0.1601 | 0.1244 | 0.1008 | 0.1122 | 0.2232 | 0.1996 | 0.308 | 0.2259
|  | 206:00 | 0.7127 | 0.8435 | 0.6398 | 0.6807 | 0.9511 | 0.7656 | 0.7587 | 0.8081 | 0.7944 | 0.7695 | 0.8178 | 0.7897 | 0.1901 | 0.1649 | 0.0574 | 0.1421 | 0.1649 | 0.1244 | 0.1127 | 0.1343 | 0.345 | 0.2324 | 0.3469 | 0.2671
|  | 207:00 | 0.701 | 0.7725 | 0.6235 | 0.5455 | 0.8983 | 0.7082 | 0.7554 | 0.822 | 0.7445 | 0.8082 | 0.842 | 0.7944 | 0.2005 | 0.1719 | 0.0651 | 0.1569 | 0.1719 | 0.1342 | 0.1535 | 0.1511 | 0.518 | 0.3686 | 0.3736 | 0.3148
|  | 208:00 | 0.6482 | 0.789 | 0.4881 | 0.5495 | 0.9141 | 0.6778 | 0.7112 | 0.8204 | 0.768 | 0.7709 | 0.8563 | 0.7854 | 0.1768 | 0.1585 | 0.0578 | 0.1448 | 0.1585 | 0.1206 | 0.1518 | 0.1516 | 0.4919 | 0.3985 | 0.3405 | 0.2964
|  | 209:00 | 0.503 | 0.6329 | 0.2328 | 0.4423 | 0.8195 | 0.5261 | 0.6224 | 0.7289 | 0.6205 | 0.7039 | 0.773 | 0.6897 | 0.1964 | 0.1554 | 0.066 | 0.1522 | 0.1554 | 0.1305 | 0.1411 | 0.1456 | 0.3154 | 0.2569 | 0.2906 | 0.2423
|  | 210:00 | 0.1319 | 0.2753 | 0 | 0.1034 | 0.5703 | 0.2162 | 0.3469 | 0.4673 | 0.237 | 0.4105 | 0.5643 | 0.4052 | 0.214 | 0.1649 | 0.0606 | 0.1745 | 0.1649 | 0.1389 | 0.163 | 0.1689 | 0.3292 | 0.3099 | 0.2982 | 0.2578
|  | 211:00 | 0 | 0 | 0 | 0 | 0 | 0 | 0.0244 | 0.0369 | 0.0035 | 0.0267 | 0.0345 | 0.0252 | 0.2386 | 0.206 | 0.0693 | 0.2187 | 0.206 | 0.163 | 0.2002 | 0.1972 | 0.2915 | 0.336 | 0.3629 | 0.2977
|  | 212:00 | 0 | 0 | 0 | 0 | 0 | 0 | 0 | 0 | 0 | 0 | 0 | 0 | 0.2976 | 0.3231 | 0.0956 | 0.3222 | 0.3231 | 0.2246 | 0.2501 | 0.2132 | 0.2522 | 0.3596 | 0.4946 | 0.3697
|  | 213:00 | 0 | 0 | 0 | 0 | 0 | 0 | 0 | 0 | 0 | 0 | 0 | 0 | 0.3724 | 0.4647 | 0.1359 | 0.4624 | 0.4647 | 0.3065 | 0.311 | 0.2307 | 0.2107 | 0.3488 | 0.6038 | 0.4302
|  | 214:00 | 0 | 0 | 0 | 0 | 0 | 0 | 0 | 0 | 0 | 0 | 0 | 0 | 0.3809 | 0.5463 | 0.1278 | 0.4741 | 0.5463 | 0.3177 | 0.3687 | 0.2952 | 0.2439 | 0.2874 | 0.6806 | 0.4909
|  | 215:00 | 0 | 0 | 0 | 0 | 0 | 0 | 0 | 0 | 0 | 0 | 0 | 0 | 0.3639 | 0.5908 | 0.1177 | 0.4759 | 0.5908 | 0.3145 | 0.379 | 0.2367 | 0.17 | 0.2123 | 0.7121 | 0.4829
|  | 216:00 | 0 | 0 | 0 | 0 | 0 | 0 | 0 | 0 | 0 | 0 | 0 | 0 | 0.3795 | 0.6218 | 0.1214 | 0.4901 | 0.6218 | 0.3269 | 0.3438 | 0.2015 | 0.1151 | 0.1866 | 0.6219 | 0.4182
Oct |  | 217:00 | 0 | 0 | 0 | 0 | 0 | 0 | 0 | 0 | 0 | 0 | 0 | 0 | 0.4639 | 0.665 | 0.1573 | 0.6459 | 0.665 | 0.4011 | 0.2229 | 0.1516 | 0.0774 | 0.1413 | 0.6567 | 0.4044
|  | 218:00 | 0 | 0 | 0 | 0 | 0 | 0 | 0 | 0 | 0 | 0 | 0 | 0 | 0.453 | 0.6497 | 0.1544 | 0.6106 | 0.6497 | 0.3881 | 0.2342 | 0.1798 | 0.0913 | 0.1306 | 0.5635 | 0.3664
|  | 219:00 | 0 | 0 | 0 | 0 | 0 | 0 | 0 | 0 | 0 | 0 | 0 | 0 | 0.4045 | 0.577 | 0.1431 | 0.5698 | 0.577 | 0.3531 | 0.2067 | 0.2302 | 0.1018 | 0.1214 | 0.5301 | 0.3587
|  | 220:00 | 0 | 0 | 0 | 0 | 0 | 0 | 0 | 0 | 0 | 0 | 0 | 0 | 0.4075 | 0.5688 | 0.1364 | 0.5694 | 0.5688 | 0.3502 | 0.1807 | 0.3049 | 0.1257 | 0.1332 | 0.5206 | 0.3711
|  | 221:00 | 0 | 0 | 0 | 0 | 0 | 0 | 0 | 0 | 0 | 0 | 0 | 0 | 0.3823 | 0.5325 | 0.1333 | 0.5129 | 0.5325 | 0.3263 | 0.1568 | 0.3882 | 0.1754 | 0.1853 | 0.4783 | 0.374
|  | 222:00 | 0 | 0 | 0 | 0 | 0 | 0 | 0 | 0 | 0 | 0 | 0 | 0 | 0.3291 | 0.4451 | 0.1138 | 0.4866 | 0.4451 | 0.2879 | 0.166 | 0.4362 | 0.2078 | 0.173 | 0.4386 | 0.3691
|  | 223:00 | 0 | 0 | 0 | 0 | 0 | 0 | 0.0065 | 0.0039 | 0.0123 | 0.0036 | 0 | 0.0053 | 0.3277 | 0.4047 | 0.1053 | 0.4683 | 0.4047 | 0.2757 | 0.2037 | 0.4495 | 0.2485 | 0.165 | 0.4206 | 0.3716
|  | 224:00 | 0 | 0 | 0 | 0 | 0 | 0 | 0.3084 | 0.2092 | 0.2667 | 0.2951 | 0.1441 | 0.2447 | 0.334 | 0.3927 | 0.1045 | 0.4589 | 0.3927 | 0.2739 | 0.1921 | 0.3632 | 0.2578 | 0.1291 | 0.3993 | 0.3395
|  | 225:00 | 0.0081 | 0.0516 | 0.0024 | 0 | 0 | 0.0124 | 0.6166 | 0.5118 | 0.6135 | 0.5438 | 0.4456 | 0.5463 | 0.3407 | 0.4106 | 0.1008 | 0.4438 | 0.4106 | 0.2734 | 0.1881 | 0.3028 | 0.2615 | 0.1124 | 0.3876 | 0.3193
|  | 226:00 | 0.3792 | 0.3133 | 0.5358 | 0.304 | 0.339 | 0.3743 | 0.7136 | 0.71 | 0.6708 | 0.6047 | 0.587 | 0.6572 | 0.248 | 0.3143 | 0.0771 | 0.3517 | 0.3143 | 0.208 | 0.1454 | 0.2838 | 0.1179 | 0.0806 | 0.2463 | 0.2213
|  | 227:00 | 0.6515 | 0.5309 | 0.6535 | 0.5686 | 0.716 | 0.6241 | 0.6973 | 0.7112 | 0.7344 | 0.634 | 0.6685 | 0.6891 | 0.2173 | 0.316 | 0.0789 | 0.2866 | 0.316 | 0.1874 | 0.0903 | 0.2217 | 0.1158 | 0.0792 | 0.1378 | 0.1462
|  | 228:00 | 0.5925 | 0.5712 | 0.6287 | 0.5676 | 0.6005 | 0.5921 | 0.6998 | 0.6564 | 0.6764 | 0.609 | 0.6333 | 0.655 | 0.284 | 0.3485 | 0.0911 | 0.3486 | 0.3485 | 0.2272 | 0.0999 | 0.2317 | 0.1333 | 0.0933 | 0.3282 | 0.2479
|  | 229:00 | 0.5798 | 0.5973 | 0.5641 | 0.4847 | 0.5888 | 0.5629 | 0.7205 | 0.7177 | 0.7058 | 0.667 | 0.6754 | 0.6973 | 0.2483 | 0.2956 | 0.0806 | 0.2792 | 0.2956 | 0.1929 | 0.0781 | 0.196 | 0.1046 | 0.0881 | 0.3365 | 0.238
|  | 230:00 | 0.6262 | 0.6884 | 0.642 | 0.5104 | 0.6189 | 0.6172 | 0.6979 | 0.6212 | 0.709 | 0.6362 | 0.6584 | 0.6645 | 0.2289 | 0.2245 | 0.0781 | 0.2116 | 0.2245 | 0.1645 | 0.0947 | 0.2627 | 0.1051 | 0.0932 | 0.3905 | 0.2824
|  | 231:00 | 0.6835 | 0.69 | 0.6931 | 0.4885 | 0.6936 | 0.6497 | 0.7108 | 0.6712 | 0.663 | 0.7016 | 0.7259 | 0.6945 | 0.221 | 0.211 | 0.0789 | 0.1969 | 0.211 | 0.1581 | 0.0944 | 0.2202 | 0.1163 | 0.0987 | 0.3359 | 0.2468
|  | 232:00 | 0.7056 | 0.7236 | 0.647 | 0.5094 | 0.7492 | 0.667 | 0.6682 | 0.6709 | 0.6124 | 0.6 | 0.6274 | 0.6358 | 0.2329 | 0.2043 | 0.0704 | 0.1993 | 0.2043 | 0.1577 | 0.0963 | 0.1873 | 0.1489 | 0.0991 | 0.4466 | 0.299
|  | 233:00 | 0.245 | 0.4365 | 0.0637 | 0.2973 | 0.5724 | 0.323 | 0.4486 | 0.4498 | 0.3595 | 0.4393 | 0.4792 | 0.4353 | 0.262 | 0.1925 | 0.0808 | 0.2033 | 0.1925 | 0.1695 | 0.1024 | 0.2423 | 0.1957 | 0.1062 | 0.4563 | 0.3226
|  | 234:00 | 0 | 0 | 0 | 0 | 0 | 0 | 0.0445 | 0.1421 | 0.0257 | 0.0993 | 0.1415 | 0.0906 | 0.2887 | 0.1662 | 0.0824 | 0.1823 | 0.1662 | 0.1704 | 0.1221 | 0.2547 | 0.2424 | 0.1091 | 0.4799 | 0.345
|  | 235:00 | 0 | 0 | 0 | 0 | 0 | 0 | 0 | 0.0005 | 0 | 0 | 0 | 0.0001 | 0.2926 | 0.1791 | 0.1005 | 0.2256 | 0.1791 | 0.1889 | 0.2218 | 0.2945 | 0.2692 | 0.1406 | 0.5779 | 0.419
|  | 236:00 | 0 | 0 | 0 | 0 | 0 | 0 | 0 | 0 | 0 | 0 | 0 | 0 | 0.3628 | 0.3543 | 0.1198 | 0.3734 | 0.3543 | 0.2666 | 0.3167 | 0.3966 | 0.2542 | 0.1897 | 0.4977 | 0.4129
|  | 237:00 | 0 | 0 | 0 | 0 | 0 | 0 | 0 | 0 | 0 | 0 | 0 | 0 | 0.4465 | 0.5582 | 0.146 | 0.5629 | 0.5582 | 0.3625 | 0.4251 | 0.4945 | 0.2359 | 0.2572 | 0.4199 | 0.4091
|  | 238:00 | 0 | 0 | 0 | 0 | 0 | 0 | 0 | 0 | 0 | 0 | 0 | 0 | 0.4866 | 0.6218 | 0.1548 | 0.5815 | 0.6218 | 0.3886 | 0.5174 | 0.5299 | 0.2005 | 0.3374 | 0.452 | 0.4432
|  | 239:00 | 0 | 0 | 0 | 0 | 0 | 0 | 0 | 0 | 0 | 0 | 0 | 0 | 0.4237 | 0.5731 | 0.1437 | 0.5652 | 0.5731 | 0.3574 | 0.5923 | 0.4453 | 0.1824 | 0.3096 | 0.5144 | 0.4605
|  | 240:00 | 0 | 0 | 0 | 0 | 0 | 0 | 0 | 0 | 0 | 0 | 0 | 0 | 0.4242 | 0.5723 | 0.1356 | 0.5908 | 0.5723 | 0.3593 | 0.6217 | 0.407 | 0.1743 | 0.2702 | 0.5581 | 0.4745
Nov |  | 241:00 | 0 | 0 | 0 | 0 | 0 | 0 | 0 | 0 | 0 | 0 | 0 | 0 | 0.4947 | 0.7089 | 0.1725 | 0.6852 | 0.7089 | 0.4289 | 0.2099 | 0.4218 | 0.2531 | 0.2274 | 0.4871 | 0.4027
|  | 242:00 | 0 | 0 | 0 | 0 | 0 | 0 | 0 | 0 | 0 | 0 | 0 | 0 | 0.4917 | 0.71 | 0.1729 | 0.6805 | 0.71 | 0.4274 | 0.2044 | 0.3809 | 0.2651 | 0.2646 | 0.4261 | 0.3652
|  | 243:00 | 0 | 0 | 0 | 0 | 0 | 0 | 0 | 0 | 0 | 0 | 0 | 0 | 0.4937 | 0.6948 | 0.178 | 0.6705 | 0.6948 | 0.4262 | 0.2101 | 0.3573 | 0.2261 | 0.1923 | 0.3807 | 0.3301
|  | 244:00 | 0 | 0 | 0 | 0 | 0 | 0 | 0 | 0 | 0 | 0 | 0 | 0 | 0.4702 | 0.6096 | 0.1542 | 0.6169 | 0.6096 | 0.3893 | 0.2138 | 0.3605 | 0.2277 | 0.1851 | 0.3662 | 0.3238
|  | 245:00 | 0 | 0 | 0 | 0 | 0 | 0 | 0 | 0 | 0 | 0 | 0 | 0 | 0.4349 | 0.5062 | 0.1313 | 0.5373 | 0.5062 | 0.3421 | 0.204 | 0.3855 | 0.181 | 0.1791 | 0.3662 | 0.3227
|  | 246:00 | 0 | 0 | 0 | 0 | 0 | 0 | 0 | 0 | 0 | 0 | 0 | 0 | 0.4068 | 0.403 | 0.1104 | 0.4574 | 0.403 | 0.2977 | 0.1575 | 0.3512 | 0.126 | 0.1713 | 0.3753 | 0.3077
|  | 247:00 | 0 | 0 | 0 | 0 | 0 | 0 | 0 | 0.0002 | 0 | 0 | 0 | 0 | 0.3816 | 0.3341 | 0.0889 | 0.3721 | 0.3341 | 0.2569 | 0.1613 | 0.3143 | 0.0987 | 0.1691 | 0.3968 | 0.3073
|  | 248:00 | 0 | 0 | 0 | 0 | 0 | 0 | 0.0974 | 0.1372 | 0.1977 | 0.1524 | 0.0138 | 0.1197 | 0.3344 | 0.286 | 0.0905 | 0.3293 | 0.286 | 0.23 | 0.1728 | 0.3778 | 0.1077 | 0.1882 | 0.4209 | 0.3369
|  | 249:00 | 0 | 0 | 0 | 0 | 0 | 0 | 0.4337 | 0.5359 | 0.4941 | 0.5093 | 0.3179 | 0.4582 | 0.3041 | 0.2442 | 0.0968 | 0.3064 | 0.2442 | 0.2144 | 0.211 | 0.4622 | 0.1218 | 0.2235 | 0.4756 | 0.391
|  | 250:00 | 0.0342 | 0.1126 | 0.0417 | 0.0331 | 0 | 0.0443 | 0.6116 | 0.7192 | 0.6437 | 0.673 | 0.5357 | 0.6367 | 0.2539 | 0.2189 | 0.0832 | 0.2615 | 0.2189 | 0.1829 | 0.2639 | 0.3827 | 0.1194 | 0.1837 | 0.5348 | 0.4067
|  | 251:00 | 0.1942 | 0.3514 | 0.1616 | 0.135 | 0.2637 | 0.2212 | 0.6439 | 0.7412 | 0.6888 | 0.7073 | 0.6221 | 0.6807 | 0.2578 | 0.2569 | 0.0778 | 0.283 | 0.2569 | 0.1906 | 0.2749 | 0.3577 | 0.0833 | 0.1578 | 0.4096 | 0.3342
|  | 252:00 | 0.2957 | 0.4244 | 0.2654 | 0.2368 | 0.363 | 0.3171 | 0.6289 | 0.7061 | 0.6587 | 0.6962 | 0.5973 | 0.6574 | 0.4001 | 0.3943 | 0.1274 | 0.4308 | 0.3943 | 0.2963 | 0.2494 | 0.3309 | 0.1363 | 0.178 | 0.4766 | 0.3658
|  | 253:00 | 0.305 | 0.4215 | 0.2358 | 0.2498 | 0.2043 | 0.2833 | 0.6135 | 0.6827 | 0.6518 | 0.6847 | 0.5707 | 0.6407 | 0.3731 | 0.4781 | 0.1346 | 0.4359 | 0.4781 | 0.3025 | 0.2457 | 0.2205 | 0.2593 | 0.1866 | 0.519 | 0.3762
|  | 254:00 | 0.3459 | 0.434 | 0.3104 | 0.2615 | 0.2312 | 0.3166 | 0.6307 | 0.7014 | 0.6195 | 0.6956 | 0.578 | 0.645 | 0.3191 | 0.374 | 0.1284 | 0.3824 | 0.374 | 0.2618 | 0.1385 | 0.1578 | 0.3163 | 0.1885 | 0.5607 | 0.3775
|  | 255:00 | 0.3538 | 0.4457 | 0.3882 | 0.3278 | 0.3458 | 0.3723 | 0.6294 | 0.7233 | 0.6472 | 0.7003 | 0.6186 | 0.6638 | 0.3271 | 0.3577 | 0.1359 | 0.3884 | 0.3577 | 0.2663 | 0.1036 | 0.1507 | 0.3751 | 0.2056 | 0.5191 | 0.3585
|  | 256:00 | 0.2996 | 0.439 | 0.3919 | 0.3014 | 0.4033 | 0.3671 | 0.525 | 0.6493 | 0.5138 | 0.6158 | 0.5103 | 0.5628 | 0.3402 | 0.2434 | 0.1229 | 0.2803 | 0.2434 | 0.2298 | 0.1511 | 0.1599 | 0.4214 | 0.2306 | 0.5075 | 0.3666
|  | 257:00 | 0 | 0.093 | 0.0033 | 0 | 0 | 0.0193 | 0.2582 | 0.4222 | 0.253 | 0.3649 | 0.2871 | 0.3171 | 0.3122 | 0.164 | 0.0951 | 0.235 | 0.164 | 0.1923 | 0.2309 | 0.1754 | 0.3658 | 0.1808 | 0.474 | 0.3537
|  | 258:00 | 0 | 0 | 0 | 0 | 0 | 0 | 0.0023 | 0.0535 | 0.0028 | 0.016 | 0.0296 | 0.0208 | 0.2482 | 0.1369 | 0.0696 | 0.1843 | 0.1369 | 0.1508 | 0.3112 | 0.2407 | 0.3945 | 0.195 | 0.4756 | 0.3823
|  | 259:00 | 0 | 0 | 0 | 0 | 0 | 0 | 0 | 0 | 0 | 0 | 0 | 0 | 0.3149 | 0.1944 | 0.0726 | 0.2675 | 0.1944 | 0.1942 | 0.4327 | 0.2939 | 0.4195 | 0.2558 | 0.5972 | 0.4746
|  | 260:00 | 0 | 0 | 0 | 0 | 0 | 0 | 0 | 0 | 0 | 0 | 0 | 0 | 0.3725 | 0.3874 | 0.1007 | 0.4032 | 0.3874 | 0.2715 | 0.5815 | 0.4926 | 0.399 | 0.4108 | 0.6535 | 0.5691
|  | 261:00 | 0 | 0 | 0 | 0 | 0 | 0 | 0 | 0 | 0 | 0 | 0 | 0 | 0.4355 | 0.6371 | 0.1335 | 0.5753 | 0.6371 | 0.3663 | 0.6936 | 0.6749 | 0.3912 | 0.5583 | 0.6958 | 0.6499
|  | 262:00 | 0 | 0 | 0 | 0 | 0 | 0 | 0 | 0 | 0 | 0 | 0 | 0 | 0.3971 | 0.6157 | 0.1254 | 0.5286 | 0.6157 | 0.3403 | 0.6634 | 0.6539 | 0.3687 | 0.4976 | 0.6786 | 0.6278
|  | 263:00 | 0 | 0 | 0 | 0 | 0 | 0 | 0 | 0 | 0 | 0 | 0 | 0 | 0.3623 | 0.4884 | 0.1061 | 0.4668 | 0.4884 | 0.2954 | 0.5693 | 0.6372 | 0.2842 | 0.399 | 0.6432 | 0.5816
|  | 264:00 | 0 | 0 | 0 | 0 | 0 | 0 | 0 | 0 | 0 | 0 | 0 | 0 | 0.3199 | 0.4131 | 0.095 | 0.4301 | 0.4131 | 0.2628 | 0.5608 | 0.6075 | 0.2597 | 0.3517 | 0.5578 | 0.5261
Dec | Winter | 265:00 | 0 | 0 | 0 | 0 | 0 | 0 | 0 | 0 | 0 | 0 | 0 | 0 | 0.4719 | 0.5229 | 0.1399 | 0.4926 | 0.5229 | 0.3491 | 0.2364 | 0.3373 | 0.2877 | 0.3273 | 0.3352 | 0.3187
|  | 266:00 | 0 | 0 | 0 | 0 | 0 | 0 | 0 | 0 | 0 | 0 | 0 | 0 | 0.4666 | 0.5238 | 0.1452 | 0.4859 | 0.5238 | 0.3485 | 0.302 | 0.4324 | 0.2989 | 0.361 | 0.3084 | 0.3369
|  | 267:00 | 0 | 0 | 0 | 0 | 0 | 0 | 0 | 0 | 0 | 0 | 0 | 0 | 0.4985 | 0.6102 | 0.1451 | 0.5007 | 0.6102 | 0.3706 | 0.3203 | 0.4686 | 0.2803 | 0.3302 | 0.2658 | 0.3223
|  | 268:00 | 0 | 0 | 0 | 0 | 0 | 0 | 0 | 0 | 0 | 0 | 0 | 0 | 0.5914 | 0.7272 | 0.188 | 0.6048 | 0.7272 | 0.4486 | 0.3039 | 0.4313 | 0.25 | 0.2878 | 0.2087 | 0.278
|  | 269:00 | 0 | 0 | 0 | 0 | 0 | 0 | 0 | 0 | 0 | 0 | 0 | 0 | 0.5618 | 0.7275 | 0.1916 | 0.6739 | 0.7275 | 0.4555 | 0.3084 | 0.4187 | 0.3223 | 0.342 | 0.2012 | 0.2826
|  | 270:00 | 0 | 0 | 0 | 0 | 0 | 0 | 0 | 0 | 0 | 0 | 0 | 0 | 0.5636 | 0.6389 | 0.1966 | 0.6871 | 0.6389 | 0.4501 | 0.2551 | 0.4641 | 0.3855 | 0.3944 | 0.196 | 0.2937
|  | 271:00 | 0 | 0 | 0 | 0 | 0 | 0 | 0 | 0 | 0 | 0 | 0 | 0 | 0.5482 | 0.5378 | 0.2003 | 0.6289 | 0.5378 | 0.4237 | 0.2229 | 0.4082 | 0.3854 | 0.35 | 0.1879 | 0.2714
|  | 272:00 | 0 | 0 | 0 | 0 | 0 | 0 | 0.0732 | 0.0373 | 0.0508 | 0.0733 | 0.0156 | 0.05 | 0.5238 | 0.478 | 0.1742 | 0.5699 | 0.478 | 0.3875 | 0.2453 | 0.3948 | 0.4315 | 0.4218 | 0.253 | 0.3121
|  | 273:00 | 0 | 0 | 0 | 0 | 0 | 0 | 0.3067 | 0.2851 | 0.2013 | 0.2352 | 0.2772 | 0.2611 | 0.4865 | 0.4222 | 0.1521 | 0.4886 | 0.4222 | 0.3453 | 0.3205 | 0.3883 | 0.5024 | 0.4605 | 0.3652 | 0.3853
|  | 274:00 | 0.0183 | 0.015 | 0 | 0 | 0 | 0.0067 | 0.3752 | 0.4332 | 0.1891 | 0.4127 | 0.6281 | 0.4077 | 0.4259 | 0.4918 | 0.1434 | 0.5635 | 0.4918 | 0.3479 | 0.3352 | 0.3814 | 0.3535 | 0.4013 | 0.3709 | 0.3686
|  | 275:00 | 0.0539 | 0.1665 | 0 | 0.0411 | 0.0835 | 0.069 | 0.4549 | 0.4581 | 0.3586 | 0.4777 | 0.5792 | 0.4657 | 0.4088 | 0.3514 | 0.1164 | 0.3851 | 0.3514 | 0.2802 | 0.384 | 0.3681 | 0.3077 | 0.4006 | 0.2964 | 0.3284
|  | 276:00 | 0.1171 | 0.2758 | 0 | 0.0947 | 0.2596 | 0.1494 | 0.4894 | 0.4967 | 0.4155 | 0.5139 | 0.6039 | 0.5039 | 0.3173 | 0.2512 | 0.0945 | 0.3002 | 0.2512 | 0.2168 | 0.3564 | 0.3482 | 0.3386 | 0.4946 | 0.3062 | 0.3334
|  | 277:00 | 0.1375 | 0.2614 | 0 | 0.1348 | 0.1239 | 0.1315 | 0.5035 | 0.5023 | 0.4164 | 0.4934 | 0.5964 | 0.5024 | 0.2204 | 0.2275 | 0.0653 | 0.2507 | 0.2275 | 0.1652 | 0.3314 | 0.3913 | 0.2679 | 0.3809 | 0.3634 | 0.356
|  | 278:00 | 0.1807 | 0.2808 | 0 | 0.1698 | 0.2947 | 0.1852 | 0.5438 | 0.4446 | 0.3934 | 0.4909 | 0.6306 | 0.5007 | 0.223 | 0.2988 | 0.0762 | 0.3063 | 0.2988 | 0.1898 | 0.4199 | 0.465 | 0.2974 | 0.318 | 0.4751 | 0.4393
|  | 279:00 | 0.2418 | 0.35 | 0.0196 | 0.1582 | 0.3508 | 0.2241 | 0.4848 | 0.5152 | 0.3527 | 0.4882 | 0.6868 | 0.5055 | 0.2479 | 0.3545 | 0.0783 | 0.3257 | 0.3545 | 0.2081 | 0.4124 | 0.5514 | 0.4275 | 0.3796 | 0.4937 | 0.4849
|  | 280:00 | 0.2 | 0.2984 | 0.0291 | 0.1806 | 0.283 | 0.1982 | 0.4386 | 0.4814 | 0.2267 | 0.4703 | 0.6508 | 0.4536 | 0.2655 | 0.3086 | 0.0799 | 0.3063 | 0.3086 | 0.2044 | 0.3687 | 0.6273 | 0.5371 | 0.4008 | 0.5856 | 0.5567
|  | 281:00 | 0.0079 | 0.0463 | 0 | 0 | 0 | 0.0109 | 0.2675 | 0.2315 | 0.1308 | 0.2817 | 0.4387 | 0.27 | 0.2866 | 0.2763 | 0.0858 | 0.3177 | 0.2763 | 0.2112 | 0.4285 | 0.6385 | 0.5691 | 0.4475 | 0.6157 | 0.5869
|  | 282:00 | 0 | 0 | 0 | 0 | 0 | 0 | 0.0131 | 0.0326 | 0.0018 | 0.0284 | 0.0773 | 0.0306 | 0.283 | 0.257 | 0.083 | 0.2928 | 0.257 | 0.2018 | 0.4886 | 0.683 | 0.5039 | 0.4649 | 0.6279 | 0.6032
|  | 283:00 | 0 | 0 | 0 | 0 | 0 | 0 | 0 | 0 | 0 | 0 | 0 | 0 | 0.2988 | 0.2298 | 0.0701 | 0.2516 | 0.2298 | 0.1896 | 0.6062 | 0.7746 | 0.4768 | 0.5106 | 0.7322 | 0.6885
|  | 284:00 | 0 | 0 | 0 | 0 | 0 | 0 | 0 | 0 | 0 | 0 | 0 | 0 | 0.3224 | 0.3149 | 0.0953 | 0.3431 | 0.3149 | 0.2347 | 0.5682 | 0.731 | 0.4241 | 0.5133 | 0.6216 | 0.6129
|  | 285:00 | 0 | 0 | 0 | 0 | 0 | 0 | 0 | 0 | 0 | 0 | 0 | 0 | 0.3692 | 0.4831 | 0.1236 | 0.4815 | 0.4831 | 0.3067 | 0.5342 | 0.6523 | 0.3737 | 0.5612 | 0.4975 | 0.5253
|  | 286:00 | 0 | 0 | 0 | 0 | 0 | 0 | 0 | 0 | 0 | 0 | 0 | 0 | 0.4286 | 0.4939 | 0.1116 | 0.4656 | 0.4939 | 0.3167 | 0.6524 | 0.6443 | 0.3108 | 0.474 | 0.5407 | 0.5475
|  | 287:00 | 0 | 0 | 0 | 0 | 0 | 0 | 0 | 0 | 0 | 0 | 0 | 0 | 0.4504 | 0.463 | 0.1035 | 0.3904 | 0.463 | 0.301 | 0.5929 | 0.7208 | 0.2377 | 0.4024 | 0.4685 | 0.5102
|  | 288:00 | 0 | 0 | 0 | 0 | 0 | 0 | 0 | 0 | 0 | 0 | 0 | 0 | 0.4102 | 0.4017 | 0.1166 | 0.3392 | 0.4017 | 0.2775 | 0.4699 | 0.654 | 0.1394 | 0.2952 | 0.3673 | 0.4144

## CapFactor_hour_week_day
|  |  | SolarCSP | [5 empty] | Solar PVSAT | [5 empty] | wind | [5 empty] | new wind
Month | Season | Hour | Northeast | West | Coastal | South | Panhandle | ERCOT total | Northeast | West | Coastal | South | Panhandle | ERCOT total | Northeast | West | Coastal | South | Panhandle | ERCOT total | Northeast | West | Coastal | South | Panhandle | ERCOT total
Jan | Winter | 1:00 | 0 | 0 | 0 | 0 | 0 | 0 | 0 | 0 | 0 | 0 | 0 | 0 | 0.3568 | 0.5495 | 0.1516 | 0.468 | 0.5495 | 0.3196 | 0.2986 | 0.444 | 0.5613 | 0.4138 | 0.3381 | 0.3864 | ERCOT total
|  | 2:00 | 0 | 0 | 0 | 0 | 0 | 0 | 0 | 0 | 0 | 0 | 0 | 0 | 0.3479 | 0.4695 | 0.1469 | 0.3893 | 0.4695 | 0.29 | 0.327 | 0.4754 | 0.4899 | 0.3877 | 0.4128 | 0.4249 |  | SOLAR CSP |  |  |  |  | SOLAR PVSAT |  |  |  |  | wind |  |  |  |  | wind-new
|  | 3:00 | 0 | 0 | 0 | 0 | 0 | 0 | 0 | 0 | 0 | 0 | 0 | 0 | 0.2804 | 0.3726 | 0.1093 | 0.3164 | 0.3726 | 0.23 | 0.37 | 0.4737 | 0.4768 | 0.3958 | 0.4304 | 0.4371 |  | Spring | Summer | Fall | Winter |  | Spring | Summer | Fall | Winter |  | Spring | Summer | Fall | Winter |  | Spring | Summer | Fall | Winter
|  | 4:00 | 0 | 0 | 0 | 0 | 0 | 0 | 0 | 0 | 0 | 0 | 0 | 0 | 0.2342 | 0.3478 | 0.0975 | 0.3163 | 0.3478 | 0.2092 | 0.3676 | 0.4877 | 0.4445 | 0.3451 | 0.4158 | 0.4267 | 1:00 | 0 | 0 | 0 | 0 | 1:00 | 0 | 0 | 0 | 0 | 1:00 | 0.456 | 0.3183 | 0.4011 | 0.3196 | 1:00 | 0.6593 | 0.5212 | 0.4044 | 0.3864
|  | 5:00 | 0 | 0 | 0 | 0 | 0 | 0 | 0 | 0 | 0 | 0 | 0 | 0 | 0.2181 | 0.4143 | 0.1077 | 0.3794 | 0.4143 | 0.2292 | 0.4697 | 0.5277 | 0.4166 | 0.319 | 0.4361 | 0.4531 | 2:00 | 0 | 0 | 0 | 0 | 2:00 | 0 | 0 | 0 | 0 | 2:00 | 0.4475 | 0.2584 | 0.3881 | 0.29 | 2:00 | 0.6402 | 0.464 | 0.3664 | 0.4249
|  | 6:00 | 0 | 0 | 0 | 0 | 0 | 0 | 0 | 0 | 0 | 0 | 0 | 0 | 0.2129 | 0.3977 | 0.0985 | 0.3798 | 0.3977 | 0.2221 | 0.5254 | 0.4825 | 0.4084 | 0.2792 | 0.4479 | 0.4525 | 3:00 | 0 | 0 | 0 | 0 | 3:00 | 0 | 0 | 0 | 0 | 3:00 | 0.4666 | 0.2446 | 0.3531 | 0.23 | 3:00 | 0.6353 | 0.4585 | 0.3587 | 0.4371
|  | 7:00 | 0 | 0 | 0 | 0 | 0 | 0 | 0 | 0 | 0 | 0 | 0 | 0 | 0.2412 | 0.4065 | 0.0928 | 0.4028 | 0.4065 | 0.2335 | 0.547 | 0.4158 | 0.3878 | 0.2571 | 0.3644 | 0.3946 | 4:00 | 0 | 0 | 0 | 0 | 4:00 | 0 | 0 | 0 | 0 | 4:00 | 0.4386 | 0.2694 | 0.3502 | 0.2092 | 4:00 | 0.6181 | 0.4249 | 0.3711 | 0.4267
|  | 8:00 | 0 | 0 | 0 | 0 | 0 | 0 | 0.0045 | 0.0219 | 0.0251 | 0.0131 | 0 | 0.0129 | 0.2647 | 0.4105 | 0.0979 | 0.4313 | 0.4105 | 0.2483 | 0.5022 | 0.409 | 0.435 | 0.2519 | 0.3418 | 0.3818 | 5:00 | 0 | 0 | 0 | 0 | 5:00 | 0 | 0 | 0 | 0 | 5:00 | 0.3995 | 0.2559 | 0.3263 | 0.2292 | 5:00 | 0.6218 | 0.4142 | 0.374 | 0.4531
|  | 9:00 | 0 | 0 | 0 | 0 | 0 | 0 | 0.2699 | 0.3216 | 0.241 | 0.196 | 0.2884 | 0.2634 | 0.3084 | 0.4286 | 0.1059 | 0.46 | 0.4286 | 0.2717 | 0.4811 | 0.4342 | 0.4567 | 0.2836 | 0.3414 | 0.3888 | 6:00 | 0 | 0 | 0 | 0 | 6:00 | 0.0007 | 0.0066 | 0 | 0 | 6:00 | 0.3679 | 0.2693 | 0.2879 | 0.2221 | 6:00 | 0.6604 | 0.3747 | 0.3691 | 0.4525
|  | 10:00 | 0 | 0.0509 | 0 | 0 | 0 | 0.0102 | 0.5401 | 0.5986 | 0.4245 | 0.4177 | 0.6374 | 0.5236 | 0.2509 | 0.3759 | 0.0788 | 0.3964 | 0.3759 | 0.2258 | 0.4426 | 0.4063 | 0.2755 | 0.1751 | 0.4119 | 0.388 | 7:00 | 0 | 0 | 0 | 0 | 7:00 | 0.0958 | 0.1847 | 0.0053 | 0 | 7:00 | 0.3345 | 0.2529 | 0.2757 | 0.2335 | 7:00 | 0.6425 | 0.3314 | 0.3716 | 0.3946
|  | 11:00 | 0.1321 | 0.2156 | 0.044 | 0.0372 | 0.2493 | 0.1356 | 0.6567 | 0.6735 | 0.472 | 0.5395 | 0.7435 | 0.617 | 0.2417 | 0.4009 | 0.0773 | 0.3721 | 0.4009 | 0.2207 | 0.3362 | 0.3106 | 0.1529 | 0.0933 | 0.2399 | 0.2503 | 8:00 | 0 | 0.0126 | 0 | 0 | 8:00 | 0.3954 | 0.5577 | 0.2447 | 0.0129 | 8:00 | 0.2531 | 0.1969 | 0.2739 | 0.2483 | 8:00 | 0.5487 | 0.263 | 0.3395 | 0.3818
|  | 12:00 | 0.3054 | 0.4031 | 0.1489 | 0.0974 | 0.5056 | 0.2921 | 0.6656 | 0.6866 | 0.4938 | 0.4987 | 0.7199 | 0.6129 | 0.3135 | 0.5426 | 0.0906 | 0.4699 | 0.5426 | 0.2825 | 0.2676 | 0.2322 | 0.1413 | 0.0823 | 0.2119 | 0.2089 | 9:00 | 0.1115 | 0.3277 | 0.1213 | 0 | 9:00 | 0.5971 | 0.7871 | 0.5463 | 0.2634 | 9:00 | 0.1942 | 0.1483 | 0.2734 | 0.2717 | 9:00 | 0.4574 | 0.2138 | 0.3193 | 0.3888
|  | 13:00 | 0.3225 | 0.4281 | 0.1528 | 0.1441 | 0.4484 | 0.2992 | 0.6469 | 0.6762 | 0.4806 | 0.5492 | 0.6737 | 0.6053 | 0.3236 | 0.4488 | 0.0923 | 0.4197 | 0.4488 | 0.2649 | 0.2502 | 0.2231 | 0.086 | 0.0813 | 0.2155 | 0.2004 | 10:00 | 0.4102 | 0.7272 | 0.4494 | 0.1032 | 10:00 | 0.7258 | 0.8678 | 0.6572 | 0.5236 | 10:00 | 0.1881 | 0.1279 | 0.208 | 0.2258 | 10:00 | 0.3256 | 0.1674 | 0.2213 | 0.388
|  | 14:00 | 0.3302 | 0.4308 | 0.1496 | 0.1222 | 0.4493 | 0.2964 | 0.6532 | 0.6725 | 0.4883 | 0.504 | 0.6743 | 0.5985 | 0.2821 | 0.3345 | 0.0801 | 0.3104 | 0.3345 | 0.213 | 0.3055 | 0.2085 | 0.0752 | 0.0809 | 0.1967 | 0.1926 | 11:00 | 0.4276 | 0.8504 | 0.5743 | 0.3391 | 11:00 | 0.7521 | 0.8733 | 0.6891 | 0.617 | 11:00 | 0.1917 | 0.1143 | 0.1874 | 0.2207 | 11:00 | 0.3857 | 0.1674 | 0.1462 | 0.2503
|  | 15:00 | 0.3472 | 0.4698 | 0.1874 | 0.1646 | 0.505 | 0.3348 | 0.6542 | 0.6929 | 0.5334 | 0.4874 | 0.7178 | 0.6171 | 0.2794 | 0.3135 | 0.0725 | 0.2824 | 0.3135 | 0.2012 | 0.3231 | 0.19 | 0.0991 | 0.0871 | 0.1995 | 0.1949 | 12:00 | 0.371 | 0.8741 | 0.5459 | 0.3988 | 12:00 | 0.8102 | 0.8498 | 0.655 | 0.6129 | 12:00 | 0.2841 | 0.0962 | 0.2272 | 0.2825 | 12:00 | 0.529 | 0.1374 | 0.2479 | 0.2089
|  | 16:00 | 0.3221 | 0.4663 | 0.2666 | 0.0936 | 0.5566 | 0.341 | 0.5781 | 0.6588 | 0.5262 | 0.3709 | 0.7186 | 0.5705 | 0.3382 | 0.3482 | 0.0767 | 0.2834 | 0.3482 | 0.2237 | 0.3218 | 0.2012 | 0.1452 | 0.1121 | 0.1988 | 0.2033 | 13:00 | 0.339 | 0.926 | 0.4855 | 0.3782 | 13:00 | 0.8016 | 0.8493 | 0.6973 | 0.6053 | 13:00 | 0.3406 | 0.1161 | 0.1929 | 0.2649 | 13:00 | 0.5802 | 0.1692 | 0.238 | 0.2004
|  | 17:00 | 0.055 | 0.2775 | 0.0813 | 0.0652 | 0.4715 | 0.1901 | 0.3663 | 0.4849 | 0.3331 | 0.2389 | 0.5902 | 0.4027 | 0.3664 | 0.32 | 0.1055 | 0.2864 | 0.32 | 0.2405 | 0.3099 | 0.2105 | 0.2156 | 0.1353 | 0.2296 | 0.2286 | 14:00 | 0.4448 | 0.9171 | 0.417 | 0.3854 | 14:00 | 0.8069 | 0.8466 | 0.6645 | 0.5985 | 14:00 | 0.2997 | 0.1834 | 0.1645 | 0.213 | 14:00 | 0.5397 | 0.186 | 0.2824 | 0.1926
|  | 18:00 | 0 | 0 | 0 | 0 | 0 | 0 | 0.0521 | 0.155 | 0.0411 | 0.0641 | 0.2317 | 0.1088 | 0.356 | 0.3813 | 0.1159 | 0.3203 | 0.3813 | 0.2557 | 0.3066 | 0.2415 | 0.302 | 0.1682 | 0.2813 | 0.2725 | 15:00 | 0.3666 | 0.9005 | 0.515 | 0.433 | 15:00 | 0.8102 | 0.8518 | 0.6945 | 0.6171 | 15:00 | 0.2589 | 0.1645 | 0.1581 | 0.2012 | 15:00 | 0.4448 | 0.2004 | 0.2468 | 0.1949
|  | 19:00 | 0 | 0 | 0 | 0 | 0 | 0 | 0 | 0.001 | 0 | 0 | 0 | 0.0002 | 0.4174 | 0.49 | 0.1369 | 0.428 | 0.49 | 0.3158 | 0.3926 | 0.3174 | 0.4002 | 0.3055 | 0.3626 | 0.3575 | 16:00 | 0.3849 | 0.8556 | 0.4608 | 0.4287 | 16:00 | 0.7089 | 0.8531 | 0.6358 | 0.5705 | 16:00 | 0.2578 | 0.1475 | 0.1577 | 0.2237 | 16:00 | 0.4542 | 0.218 | 0.299 | 0.2033
|  | 20:00 | 0 | 0 | 0 | 0 | 0 | 0 | 0 | 0 | 0 | 0 | 0 | 0 | 0.4117 | 0.4638 | 0.1393 | 0.4489 | 0.4638 | 0.3162 | 0.47 | 0.4323 | 0.4542 | 0.3349 | 0.4861 | 0.4618 | 17:00 | 0.4101 | 0.7436 | 0.3705 | 0.2195 | 17:00 | 0.7081 | 0.7916 | 0.4353 | 0.4027 | 17:00 | 0.2615 | 0.1508 | 0.1695 | 0.2405 | 17:00 | 0.5143 | 0.2165 | 0.3226 | 0.2286
|  | 21:00 | 0 | 0 | 0 | 0 | 0 | 0 | 0 | 0 | 0 | 0 | 0 | 0 | 0.4085 | 0.4365 | 0.1338 | 0.456 | 0.4365 | 0.3112 | 0.5246 | 0.5675 | 0.488 | 0.3838 | 0.6013 | 0.5624 | 18:00 | 0.0695 | 0.5343 | 0.0273 | 0 | 18:00 | 0.4816 | 0.6451 | 0.0906 | 0.1088 | 18:00 | 0.3254 | 0.1979 | 0.1704 | 0.2557 | 18:00 | 0.561 | 0.2466 | 0.345 | 0.2725
|  | 22:00 | 0 | 0 | 0 | 0 | 0 | 0 | 0 | 0 | 0 | 0 | 0 | 0 | 0.4282 | 0.4514 | 0.1346 | 0.4334 | 0.4514 | 0.3144 | 0.4238 | 0.5284 | 0.35 | 0.3889 | 0.5725 | 0.5121 | 19:00 | 0 | 0.0418 | 0 | 0 | 19:00 | 0.1357 | 0.3408 | 0.0001 | 0.0002 | 19:00 | 0.4104 | 0.2265 | 0.1889 | 0.3158 | 19:00 | 0.6292 | 0.2769 | 0.419 | 0.3575
|  | 23:00 | 0 | 0 | 0 | 0 | 0 | 0 | 0 | 0 | 0 | 0 | 0 | 0 | 0.4664 | 0.4958 | 0.1266 | 0.435 | 0.4958 | 0.3275 | 0.3396 | 0.4841 | 0.3129 | 0.4767 | 0.527 | 0.4694 | 20:00 | 0 | 0 | 0 | 0 | 20:00 | 0.0039 | 0.0411 | 0 | 0 | 20:00 | 0.431 | 0.2566 | 0.2666 | 0.3162 | 20:00 | 0.7398 | 0.3917 | 0.4129 | 0.4618
|  | 24:00 | 0 | 0 | 0 | 0 | 0 | 0 | 0 | 0 | 0 | 0 | 0 | 0 | 0.4185 | 0.4117 | 0.1115 | 0.3986 | 0.4117 | 0.2907 | 0.3879 | 0.4293 | 0.2613 | 0.4427 | 0.4378 | 0.4103 | 21:00 | 0 | 0 | 0 | 0 | 21:00 | 0 | 0 | 0 | 0 | 21:00 | 0.4282 | 0.2818 | 0.3625 | 0.3112 | 21:00 | 0.8021 | 0.5139 | 0.4091 | 0.5624
Feb |  | 25:00 | 0 | 0 | 0 | 0 | 0 | 0 | 0 | 0 | 0 | 0 | 0 | 0 | 0.2844 | 0.3183 | 0.0688 | 0.2738 | 0.3183 | 0.2 | 0.1647 | 0.424 | 0.1211 | 0.2983 | 0.4965 | 0.3909 | 22:00 | 0 | 0 | 0 | 0 | 22:00 | 0 | 0 | 0 | 0 | 22:00 | 0.4818 | 0.265 | 0.3886 | 0.3144 | 22:00 | 0.7607 | 0.5082 | 0.4432 | 0.5121
|  | 26:00 | 0 | 0 | 0 | 0 | 0 | 0 | 0 | 0 | 0 | 0 | 0 | 0 | 0.332 | 0.3813 | 0.0903 | 0.3219 | 0.3813 | 0.239 | 0.1949 | 0.4511 | 0.2229 | 0.3483 | 0.5077 | 0.4199 | 23:00 | 0 | 0 | 0 | 0 | 23:00 | 0 | 0 | 0 | 0 | 23:00 | 0.4783 | 0.2656 | 0.3574 | 0.3275 | 23:00 | 0.7406 | 0.4857 | 0.4605 | 0.4694
|  | 27:00 | 0 | 0 | 0 | 0 | 0 | 0 | 0 | 0 | 0 | 0 | 0 | 0 | 0.3772 | 0.4151 | 0.1022 | 0.3595 | 0.4151 | 0.2681 | 0.198 | 0.4549 | 0.3615 | 0.428 | 0.4385 | 0.4057 | 24:00 | 0 | 0 | 0 | 0 | 24:00 | 0 | 0 | 0 | 0 | 24:00 | 0.489 | 0.3226 | 0.3593 | 0.2907 | 24:00 | 0.5846 | 0.4917 | 0.4745 | 0.4103
|  | 28:00 | 0 | 0 | 0 | 0 | 0 | 0 | 0 | 0 | 0 | 0 | 0 | 0 | 0.4551 | 0.4277 | 0.1189 | 0.4112 | 0.4277 | 0.3085 | 0.2824 | 0.4716 | 0.5008 | 0.5376 | 0.3863 | 0.4136
|  | 29:00 | 0 | 0 | 0 | 0 | 0 | 0 | 0 | 0 | 0 | 0 | 0 | 0 | 0.4607 | 0.4496 | 0.1361 | 0.4468 | 0.4496 | 0.3266 | 0.2791 | 0.4928 | 0.4842 | 0.5103 | 0.4603 | 0.4521
|  | 30:00 | 0 | 0 | 0 | 0 | 0 | 0 | 0 | 0 | 0 | 0 | 0 | 0 | 0.3806 | 0.4284 | 0.1214 | 0.453 | 0.4284 | 0.2968 | 0.2551 | 0.4717 | 0.3965 | 0.3981 | 0.4786 | 0.4388 | Northeast | [19 empty] | Spring | Summer | Fall | Winter
|  | 31:00 | 0 | 0 | 0 | 0 | 0 | 0 | 0 | 0 | 0 | 0 | 0 | 0 | 0.394 | 0.3987 | 0.1186 | 0.4517 | 0.3987 | 0.2957 | 0.3075 | 0.4713 | 0.3814 | 0.4096 | 0.51 | 0.4592 |  | SOLAR CSP |  |  |  |  | SOLAR PVSAT |  |  |  |  | wind |  |  |  |  | new-wind
|  | 32:00 | 0 | 0 | 0 | 0 | 0 | 0 | 0.0791 | 0.064 | 0.1298 | 0.0621 | 0.0053 | 0.0681 | 0.3904 | 0.3987 | 0.0997 | 0.4025 | 0.3987 | 0.2773 | 0.2508 | 0.457 | 0.3425 | 0.447 | 0.476 | 0.4297 |  | Spring | Summer | Fall | Winter |  | Spring | Summer | Fall | Winter |  | Spring | Summer | Fall | Winter |  | Spring | Summer | Fall | Winter
|  | 33:00 | 0 | 0 | 0 | 0 | 0 | 0 | 0.4657 | 0.4355 | 0.4771 | 0.3181 | 0.3369 | 0.4067 | 0.4001 | 0.4322 | 0.0942 | 0.3929 | 0.4322 | 0.2799 | 0.2143 | 0.4694 | 0.3063 | 0.5191 | 0.4703 | 0.4246 | 1:00 | 0 | 0 | 0 | 0 | 1:00 | 0 | 0 | 0 | 0 | 1:00 | 0.6323 | 0.0952 | 0.5323 | 0.1001 | 1:00 | 0.6947 | 0.6175 | 0.4516 | 0.4924
|  | 34:00 | 0.0943 | 0.1206 | 0.0771 | 0 | 0 | 0.0584 | 0.7051 | 0.7039 | 0.6804 | 0.5522 | 0.6468 | 0.6577 | 0.4204 | 0.4703 | 0.138 | 0.4736 | 0.4703 | 0.3238 | 0.1795 | 0.5433 | 0.2414 | 0.402 | 0.4187 | 0.3987 | 2:00 | 0 | 0 | 0 | 0 | 2:00 | 0 | 0 | 0 | 0 | 2:00 | 0.6407 | 0.1405 | 0.5029 | 0.0817 | 2:00 | 0.7122 | 0.469 | 0.3505 | 0.5956
|  | 35:00 | 0.2844 | 0.5028 | 0.2332 | 0.0384 | 0.2473 | 0.2612 | 0.7824 | 0.7697 | 0.698 | 0.6017 | 0.7572 | 0.7218 | 0.4548 | 0.5354 | 0.157 | 0.5414 | 0.5354 | 0.3623 | 0.1735 | 0.6101 | 0.212 | 0.3594 | 0.4739 | 0.4356 | 3:00 | 0 | 0 | 0 | 0 | 3:00 | 0 | 0 | 0 | 0 | 3:00 | 0.6006 | 0.1478 | 0.5065 | 0.0728 | 3:00 | 0.7112 | 0.4334 | 0.2974 | 0.6654
|  | 36:00 | 0.4503 | 0.5996 | 0.2676 | 0.093 | 0.5459 | 0.3913 | 0.7764 | 0.7446 | 0.6983 | 0.671 | 0.7611 | 0.7303 | 0.528 | 0.5736 | 0.1734 | 0.5493 | 0.5736 | 0.3956 | 0.2558 | 0.6836 | 0.4384 | 0.3501 | 0.6124 | 0.5566 | 4:00 | 0 | 0 | 0 | 0 | 4:00 | 0 | 0 | 0 | 0 | 4:00 | 0.6086 | 0.1468 | 0.4622 | 0.0692 | 4:00 | 0.6442 | 0.5139 | 0.1985 | 0.7467
|  | 37:00 | 0.4974 | 0.6087 | 0.2485 | 0.1189 | 0.4577 | 0.3862 | 0.7441 | 0.7473 | 0.6806 | 0.6304 | 0.7424 | 0.709 | 0.4439 | 0.4078 | 0.1589 | 0.4572 | 0.4078 | 0.3281 | 0.2891 | 0.6269 | 0.3501 | 0.2159 | 0.7052 | 0.5781 | 5:00 | 0 | 0 | 0 | 0 | 5:00 | 0 | 0 | 0 | 0 | 5:00 | 0.6584 | 0.1491 | 0.4043 | 0.0662 | 5:00 | 0.5341 | 0.5115 | 0.1415 | 0.8279
|  | 38:00 | 0.4976 | 0.6204 | 0.0852 | 0.1236 | 0.3809 | 0.3415 | 0.7565 | 0.7493 | 0.7248 | 0.6099 | 0.7305 | 0.7142 | 0.3597 | 0.3062 | 0.1286 | 0.3466 | 0.3062 | 0.2582 | 0.2096 | 0.5038 | 0.2281 | 0.2448 | 0.6404 | 0.4961 | 6:00 | 0 | 0 | 0 | 0 | 6:00 | 0.0016 | 0.0007 | 0 | 0 | 6:00 | 0.5677 | 0.1422 | 0.3749 | 0.0624 | 6:00 | 0.3585 | 0.4143 | 0.0748 | 0.8376
|  | 39:00 | 0.4094 | 0.6377 | 0.0976 | 0.111 | 0.3474 | 0.3206 | 0.7402 | 0.6425 | 0.5915 | 0.5894 | 0.7166 | 0.6561 | 0.4351 | 0.3687 | 0.1434 | 0.3977 | 0.3687 | 0.3029 | 0.2128 | 0.5183 | 0.4061 | 0.352 | 0.5536 | 0.4812 | 7:00 | 0 | 0 | 0 | 0 | 7:00 | 0.071 | 0.0535 | 0.0122 | 0 | 7:00 | 0.4627 | 0.1186 | 0.3442 | 0.0663 | 7:00 | 0.2972 | 0.2452 | 0.0232 | 0.7763
|  | 40:00 | 0.4467 | 0.6345 | 0.0897 | 0.1039 | 0.4589 | 0.3467 | 0.6328 | 0.6613 | 0.4989 | 0.4689 | 0.7239 | 0.5972 | 0.4177 | 0.3212 | 0.1424 | 0.3887 | 0.3212 | 0.2902 | 0.2718 | 0.5246 | 0.4751 | 0.369 | 0.442 | 0.442 | 8:00 | 0.0748 | 0.0879 | 0 | 0 | 8:00 | 0.2222 | 0.2293 | 0.1961 | 0.0267 | 8:00 | 0.4266 | 0.0556 | 0.3338 | 0.0799 | 8:00 | 0.2879 | 0.119 | 0.0214 | 0.7449
|  | 41:00 | 0.2648 | 0.4357 | 0 | 0.0552 | 0.1652 | 0.1842 | 0.4947 | 0.4604 | 0.2752 | 0.3842 | 0.5866 | 0.4402 | 0.3908 | 0.3303 | 0.1453 | 0.4009 | 0.3303 | 0.2873 | 0.3113 | 0.5425 | 0.4396 | 0.3181 | 0.439 | 0.4427 | 9:00 | 0.3753 | 0.5567 | 0.1213 | 0 | 9:00 | 0.4456 | 0.4712 | 0.4771 | 0.2942 | 9:00 | 0.394 | 0.0191 | 0.3413 | 0.1068 | 9:00 | 0.3025 | 0.0671 | 0.0255 | 0.7446
|  | 42:00 | 0.003 | 0.0611 | 0 | 0 | 0.0161 | 0.016 | 0.1547 | 0.1866 | 0.0869 | 0.182 | 0.3008 | 0.1822 | 0.4544 | 0.444 | 0.1727 | 0.5011 | 0.444 | 0.3496 | 0.3525 | 0.61 | 0.5217 | 0.4204 | 0.492 | 0.5031 | 10:00 | 0.5488 | 0.739 | 0.4494 | 0.1498 | 10:00 | 0.6622 | 0.6398 | 0.695 | 0.5866 | 10:00 | 0.3577 | 0.008 | 0.3867 | 0.0819 | 10:00 | 0.3308 | 0.0632 | 0 | 0.6437
|  | 43:00 | 0 | 0 | 0 | 0 | 0 | 0 | 0.0001 | 0.006 | 0 | 0.0011 | 0.0086 | 0.0031 | 0.4559 | 0.5069 | 0.1732 | 0.4982 | 0.5069 | 0.3571 | 0.3847 | 0.6305 | 0.496 | 0.5177 | 0.5377 | 0.5357 | 11:00 | 0.6302 | 0.6791 | 0.5743 | 0.3482 | 11:00 | 0.8005 | 0.7554 | 0.8307 | 0.837 | 11:00 | 0.44 | 0.0177 | 0.406 | 0.0702 | 11:00 | 0.3657 | 0.0628 | 0.0011 | 0.4671
|  | 44:00 | 0 | 0 | 0 | 0 | 0 | 0 | 0 | 0 | 0 | 0 | 0 | 0 | 0.5011 | 0.5979 | 0.1737 | 0.5674 | 0.5979 | 0.3946 | 0.4378 | 0.6775 | 0.4221 | 0.5388 | 0.4807 | 0.5162 | 12:00 | 0.8498 | 0.6226 | 0.5459 | 0.3324 | 12:00 | 0.9071 | 0.7891 | 0.8695 | 0.8985 | 12:00 | 0.4791 | 0.0006 | 0.3822 | 0.0182 | 12:00 | 0.2617 | 0.0781 | 0.0223 | 0.3163
|  | 45:00 | 0 | 0 | 0 | 0 | 0 | 0 | 0 | 0 | 0 | 0 | 0 | 0 | 0.5414 | 0.6738 | 0.171 | 0.6219 | 0.6738 | 0.4247 | 0.501 | 0.713 | 0.3751 | 0.5152 | 0.4428 | 0.5059 | 13:00 | 0.8929 | 0.7015 | 0.4855 | 0.3249 | 13:00 | 0.9747 | 0.8616 | 0.9151 | 0.9202 | 13:00 | 0.3955 | 0.0018 | 0.3257 | 0.0205 | 13:00 | 0.3218 | 0.0632 | 0.1438 | 0.236
|  | 46:00 | 0 | 0 | 0 | 0 | 0 | 0 | 0 | 0 | 0 | 0 | 0 | 0 | 0.541 | 0.7208 | 0.1773 | 0.6598 | 0.7208 | 0.4403 | 0.4969 | 0.7158 | 0.3265 | 0.5712 | 0.3604 | 0.4616 | 14:00 | 0.9262 | 0.6431 | 0.417 | 0.3904 | 14:00 | 0.9445 | 0.7943 | 0.8894 | 0.9512 | 14:00 | 0.4271 | 0.005 | 0.334 | 0.0106 | 14:00 | 0.2864 | 0.087 | 0.0073 | 0.1701
|  | 47:00 | 0 | 0 | 0 | 0 | 0 | 0 | 0 | 0 | 0 | 0 | 0 | 0 | 0.4343 | 0.4994 | 0.1476 | 0.5444 | 0.4994 | 0.3491 | 0.4421 | 0.6198 | 0.1502 | 0.3745 | 0.4015 | 0.4254 | 15:00 | 0.9117 | 0.6169 | 0.515 | 0.4618 | 15:00 | 0.8444 | 0.7361 | 0.7869 | 0.8187 | 15:00 | 0.4378 | 0.0779 | 0.3694 | 0.034 | 15:00 | 0.2993 | 0.0912 | 0.0137 | 0.1143
|  | 48:00 | 0 | 0 | 0 | 0 | 0 | 0 | 0 | 0 | 0 | 0 | 0 | 0 | 0.421 | 0.4545 | 0.1312 | 0.4711 | 0.4545 | 0.3189 | 0.3769 | 0.5331 | 0.2578 | 0.3324 | 0.3917 | 0.404 | 16:00 | 0.9397 | 0.5773 | 0.4608 | 0.5228 | 16:00 | 0.701 | 0.5771 | 0.5878 | 0.6562 | 16:00 | 0.3723 | 0.115 | 0.3885 | 0.0675 | 16:00 | 0.4803 | 0.1271 | 0.1197 | 0.0819
Mar | Spring | 49:00 | 0 | 0 | 0 | 0 | 0 | 0 | 0 | 0 | 0 | 0 | 0 | 0 | 0.4019 | 0.438 | 0.1198 | 0.491 | 0.438 | 0.3109 | 0.5272 | 0.6632 | 0.4977 | 0.4303 | 0.3493 | 0.4609 | 17:00 | 0.9275 | 0.4865 | 0.3705 | 0.3751 | 17:00 | 0.4825 | 0.4369 | 0.3464 | 0.3981 | 17:00 | 0.3439 | 0.0939 | 0.4068 | 0.0989 | 17:00 | 0.3951 | 0.1502 | 0.1775 | 0.0793
|  | 50:00 | 0 | 0 | 0 | 0 | 0 | 0 | 0 | 0 | 0 | 0 | 0 | 0 | 0.4382 | 0.5198 | 0.1161 | 0.4927 | 0.5198 | 0.3297 | 0.444 | 0.6632 | 0.4995 | 0.4095 | 0.4172 | 0.4848 | 18:00 | 0.8462 | 0.5322 | 0.0273 | 0 | 18:00 | 0.2308 | 0.2535 | 0.0896 | 0.1337 | 18:00 | 0.397 | 0.1118 | 0.3864 | 0.106 | 18:00 | 0.3293 | 0.1489 | 0.2124 | 0.0879
|  | 51:00 | 0 | 0 | 0 | 0 | 0 | 0 | 0 | 0 | 0 | 0 | 0 | 0 | 0.3895 | 0.5961 | 0.1198 | 0.5182 | 0.5961 | 0.3316 | 0.4028 | 0.6472 | 0.5451 | 0.4306 | 0.3686 | 0.4583 | 19:00 | 0.1189 | 0.0232 | 0 | 0 | 19:00 | 0.0394 | 0.0684 | 0.0002 | 0.0004 | 19:00 | 0.3633 | 0.1143 | 0.3954 | 0.1536 | 19:00 | 0.466 | 0.1921 | 0.2399 | 0.0827
|  | 52:00 | 0 | 0 | 0 | 0 | 0 | 0 | 0 | 0 | 0 | 0 | 0 | 0 | 0.3611 | 0.5037 | 0.1295 | 0.5154 | 0.5037 | 0.3159 | 0.4422 | 0.6874 | 0.5882 | 0.4568 | 0.3397 | 0.4634 | 20:00 | 0 | 0 | 0 | 0 | 20:00 | 0.0003 | 0.0031 | 0 | 0 | 20:00 | 0.4637 | 0.2168 | 0.4461 | 0.1801 | 20:00 | 0.5127 | 0.2853 | 0.2865 | 0.0838
|  | 53:00 | 0 | 0 | 0 | 0 | 0 | 0 | 0 | 0 | 0 | 0 | 0 | 0 | 0.3139 | 0.4761 | 0.1041 | 0.4282 | 0.4761 | 0.2718 | 0.4876 | 0.6657 | 0.5756 | 0.4822 | 0.2807 | 0.4338 | 21:00 | 0 | 0 | 0 | 0 | 21:00 | 0 | 0 | 0 | 0 | 21:00 | 0.5396 | 0.3479 | 0.5084 | 0.2358 | 21:00 | 0.5644 | 0.3973 | 0.3681 | 0.115
|  | 54:00 | 0 | 0 | 0 | 0 | 0 | 0 | 0 | 0 | 0 | 0 | 0 | 0 | 0.2912 | 0.4427 | 0.1244 | 0.4654 | 0.4427 | 0.277 | 0.5604 | 0.6296 | 0.6904 | 0.5407 | 0.2936 | 0.456 | 22:00 | 0 | 0 | 0 | 0 | 22:00 | 0 | 0 | 0 | 0 | 22:00 | 0.4254 | 0.4329 | 0.4837 | 0.2457 | 22:00 | 0.8105 | 0.4431 | 0.2088 | 0.211
|  | 55:00 | 0 | 0 | 0 | 0 | 0 | 0 | 0 | 0.0034 | 0 | 0 | 0 | 0.0007 | 0.3393 | 0.4562 | 0.0992 | 0.4441 | 0.4562 | 0.2778 | 0.4933 | 0.5426 | 0.7688 | 0.5616 | 0.2784 | 0.431 | 23:00 | 0 | 0 | 0 | 0 | 23:00 | 0 | 0 | 0 | 0 | 23:00 | 0.5763 | 0.4048 | 0.4597 | 0.2455 | 23:00 | 0.6787 | 0.5329 | 0.18 | 0.3612
|  | 56:00 | 0 | 0 | 0 | 0 | 0 | 0 | 0.1432 | 0.1876 | 0.0235 | 0.1096 | 0.0607 | 0.1049 | 0.4779 | 0.4097 | 0.0826 | 0.3735 | 0.4097 | 0.2907 | 0.4046 | 0.4776 | 0.7102 | 0.5751 | 0.2238 | 0.3728 | 24:00 | 0 | 0 | 0 | 0 | 24:00 | 0 | 0 | 0 | 0 | 24:00 | 0.6063 | 0.3449 | 0.5017 | 0.1806 | 24:00 | 0.5398 | 0.4869 | 0.1347 | 0.4892
|  | 57:00 | 0 | 0.0042 | 0 | 0 | 0 | 0.0008 | 0.4621 | 0.5912 | 0.0614 | 0.4015 | 0.4395 | 0.3912 | 0.4622 | 0.3678 | 0.0742 | 0.3322 | 0.3678 | 0.2698 | 0.3507 | 0.4239 | 0.654 | 0.6047 | 0.1917 | 0.3333
|  | 58:00 | 0.2182 | 0.3351 | 0 | 0.1932 | 0.1338 | 0.176 | 0.657 | 0.7865 | 0.2379 | 0.6205 | 0.6944 | 0.5993 | 0.4017 | 0.4138 | 0.1253 | 0.3686 | 0.4138 | 0.2858 | 0.4306 | 0.4069 | 0.7136 | 0.6831 | 0.1779 | 0.3419
|  | 59:00 | 0.5002 | 0.7479 | 0 | 0.4246 | 0.4501 | 0.4246 | 0.7329 | 0.8408 | 0.3587 | 0.7949 | 0.7934 | 0.7042 | 0.4928 | 0.5659 | 0.1248 | 0.505 | 0.5659 | 0.3565 | 0.3006 | 0.325 | 0.8233 | 0.6586 | 0.1987 | 0.3306 | West
|  | 60:00 | 0.5334 | 0.7507 | 0.168 | 0.583 | 0.5327 | 0.5136 | 0.7943 | 0.8434 | 0.5496 | 0.8067 | 0.8052 | 0.7599 | 0.5693 | 0.5552 | 0.1341 | 0.5181 | 0.5552 | 0.3831 | 0.2764 | 0.3536 | 0.8207 | 0.6536 | 0.2739 | 0.3715 |  | SOLAR CSP |  |  |  |  | SOLAR PVSAT |  |  |  |  | wind |  |  |  |  | new wind
|  | 61:00 | 0.5713 | 0.7408 | 0.3381 | 0.6706 | 0.5635 | 0.5769 | 0.7825 | 0.8309 | 0.6791 | 0.8094 | 0.7907 | 0.7785 | 0.5345 | 0.4525 | 0.1129 | 0.4368 | 0.4525 | 0.3365 | 0.3347 | 0.4108 | 0.8523 | 0.7066 | 0.3518 | 0.4362 |  | Spring | Summer | Fall | Winter |  | Spring | Summer | Fall | Winter |  | Spring | Summer | Fall | Winter |  | Spring | Summer | Fall | Winter
|  | 62:00 | 0.586 | 0.7448 | 0.4453 | 0.6625 | 0.4367 | 0.5751 | 0.7773 | 0.8354 | 0.8172 | 0.8132 | 0.77 | 0.8026 | 0.4966 | 0.3516 | 0.1381 | 0.3577 | 0.3516 | 0.3082 | 0.2941 | 0.3765 | 0.8671 | 0.7075 | 0.3182 | 0.4087 | 1:00 | 0 | 0 | 0 | 0 | 1:00 | 0 | 0 | 0 | 0 | 1:00 | 0.7385 | 0.1992 | 0.7536 | 0.1255 | 1:00 | 0.7746 | 0.6458 | 0.3213 | 0.2966
|  | 63:00 | 0.5851 | 0.7508 | 0.5712 | 0.6674 | 0.5637 | 0.6277 | 0.7794 | 0.8483 | 0.8211 | 0.7921 | 0.7747 | 0.8031 | 0.4158 | 0.3536 | 0.1122 | 0.3715 | 0.3536 | 0.278 | 0.3432 | 0.4391 | 0.9017 | 0.6984 | 0.3538 | 0.4498 | 2:00 | 0 | 0 | 0 | 0 | 2:00 | 0 | 0 | 0 | 0 | 2:00 | 0.7147 | 0.2288 | 0.6376 | 0.1116 | 2:00 | 0.7594 | 0.6386 | 0.3014 | 0.3956
|  | 64:00 | 0.517 | 0.7321 | 0.564 | 0.6423 | 0.5417 | 0.5994 | 0.7204 | 0.8257 | 0.757 | 0.7831 | 0.7438 | 0.766 | 0.4213 | 0.374 | 0.1163 | 0.3312 | 0.374 | 0.2756 | 0.3926 | 0.5244 | 0.8909 | 0.7456 | 0.4345 | 0.5161 | 3:00 | 0 | 0 | 0 | 0 | 3:00 | 0 | 0 | 0 | 0 | 3:00 | 0.6608 | 0.2366 | 0.6103 | 0.1236 | 3:00 | 0.6753 | 0.6203 | 0.2377 | 0.4168
|  | 65:00 | 0.3638 | 0.5514 | 0.3375 | 0.5187 | 0.3475 | 0.4238 | 0.5658 | 0.6556 | 0.5051 | 0.6473 | 0.6269 | 0.6001 | 0.4039 | 0.3712 | 0.1208 | 0.3259 | 0.3712 | 0.2711 | 0.4217 | 0.4908 | 0.8441 | 0.7563 | 0.4502 | 0.5148 | 4:00 | 0 | 0 | 0 | 0 | 4:00 | 0 | 0 | 0 | 0 | 4:00 | 0.5962 | 0.2052 | 0.5655 | 0.1064 | 4:00 | 0.6031 | 0.6372 | 0.2117 | 0.4012
|  | 66:00 | 0 | 0.0925 | 0 | 0.0614 | 0 | 0.0308 | 0.2652 | 0.403 | 0.1733 | 0.3705 | 0.3745 | 0.3173 | 0.3278 | 0.3617 | 0.1314 | 0.3215 | 0.3617 | 0.2519 | 0.4883 | 0.5474 | 0.8437 | 0.7828 | 0.5164 | 0.5695 | 5:00 | 0 | 0 | 0 | 0 | 5:00 | 0 | 0 | 0 | 0 | 5:00 | 0.6502 | 0.1808 | 0.4825 | 0.0512 | 5:00 | 0.57 | 0.6422 | 0.1822 | 0.4154
|  | 67:00 | 0 | 0 | 0 | 0 | 0 | 0 | 0.0106 | 0.0282 | 0.001 | 0.0159 | 0.0276 | 0.0166 | 0.291 | 0.3366 | 0.0968 | 0.3201 | 0.3366 | 0.2244 | 0.6 | 0.5825 | 0.8913 | 0.8752 | 0.5814 | 0.6322 | 6:00 | 0 | 0 | 0 | 0 | 6:00 | 0.0015 | 0.0014 | 0 | 0 | 6:00 | 0.4836 | 0.1574 | 0.4772 | 0.0218 | 6:00 | 0.3677 | 0.5958 | 0.1443 | 0.4647
|  | 68:00 | 0 | 0 | 0 | 0 | 0 | 0 | 0 | 0 | 0 | 0 | 0 | 0 | 0.3242 | 0.3418 | 0.1155 | 0.3583 | 0.3418 | 0.2495 | 0.6186 | 0.6476 | 0.8139 | 0.7919 | 0.631 | 0.6614 | 7:00 | 0 | 0 | 0 | 0 | 7:00 | 0.045 | 0.0402 | 0.0092 | 0 | 7:00 | 0.2904 | 0.1129 | 0.4601 | 0.024 | 7:00 | 0.2605 | 0.4851 | 0.114 | 0.484
|  | 69:00 | 0 | 0 | 0 | 0 | 0 | 0 | 0 | 0 | 0 | 0 | 0 | 0 | 0.3288 | 0.3568 | 0.1311 | 0.3938 | 0.3568 | 0.2659 | 0.6098 | 0.6763 | 0.6646 | 0.6763 | 0.6615 | 0.66 | 8:00 | 0.1611 | 0.0911 | 0 | 0 | 8:00 | 0.2355 | 0.2033 | 0.1675 | 0.0423 | 8:00 | 0.2139 | 0.0397 | 0.4196 | 0.0343 | 8:00 | 0.2092 | 0.3096 | 0.0941 | 0.5185
|  | 70:00 | 0 | 0 | 0 | 0 | 0 | 0 | 0 | 0 | 0 | 0 | 0 | 0 | 0.4091 | 0.4901 | 0.1495 | 0.4823 | 0.4901 | 0.3293 | 0.4975 | 0.5981 | 0.4927 | 0.5553 | 0.6856 | 0.6167 | 9:00 | 0.7383 | 0.4923 | 0.0636 | 0 | 9:00 | 0.4892 | 0.4409 | 0.4591 | 0.3173 | 9:00 | 0.1417 | 0.0097 | 0.4143 | 0.0584 | 9:00 | 0.1833 | 0.1685 | 0.0845 | 0.578
|  | 71:00 | 0 | 0 | 0 | 0 | 0 | 0 | 0 | 0 | 0 | 0 | 0 | 0 | 0.3655 | 0.4991 | 0.1256 | 0.4466 | 0.4991 | 0.3014 | 0.4154 | 0.5548 | 0.5015 | 0.5665 | 0.614 | 0.5632 | 10:00 | 0.8199 | 0.8163 | 0.2737 | 0.0386 | 10:00 | 0.7121 | 0.643 | 0.701 | 0.6547 | 10:00 | 0.0379 | 0.0124 | 0.4999 | 0.0509 | 10:00 | 0.142 | 0.2018 | 0.0266 | 0.6228
|  | 72:00 | 0 | 0 | 0 | 0 | 0 | 0 | 0 | 0 | 0 | 0 | 0 | 0 | 0.2956 | 0.4105 | 0.1023 | 0.3639 | 0.4105 | 0.2454 | 0.3986 | 0.5649 | 0.5432 | 0.5121 | 0.5194 | 0.5184 | 11:00 | 0.8484 | 0.8846 | 0.4796 | 0.1874 | 11:00 | 0.8876 | 0.8013 | 0.8664 | 0.8572 | 11:00 | 0.0627 | 0.0026 | 0.4851 | 0.0297 | 11:00 | 0.1929 | 0.2542 | 0.0086 | 0.5061
Apr |  | 73:00 | 0 | 0 | 0 | 0 | 0 | 0 | 0 | 0 | 0 | 0 | 0 | 0 | 0.4901 | 0.7972 | 0.1844 | 0.7515 | 0.7972 | 0.456 | 0.7445 | 0.6554 | 0.5128 | 0.5885 | 0.6815 | 0.6593 | 12:00 | 0.9808 | 0.8 | 0.285 | 0.2239 | 12:00 | 0.9623 | 0.8731 | 0.9612 | 0.9398 | 12:00 | 0.1399 | 0.007 | 0.3987 | 0.0012 | 12:00 | 0.213 | 0.2655 | 0.0001 | 0.2869
|  | 74:00 | 0 | 0 | 0 | 0 | 0 | 0 | 0 | 0 | 0 | 0 | 0 | 0 | 0.5022 | 0.7537 | 0.1772 | 0.7319 | 0.7537 | 0.4475 | 0.7947 | 0.7184 | 0.4061 | 0.5213 | 0.6342 | 0.6402 | 13:00 | 0.9819 | 0.7661 | 0.4069 | 0.1786 | 13:00 | 0.9764 | 0.8538 | 0.9685 | 0.979 | 13:00 | 0.1708 | 0.0027 | 0.2583 | 0.0001 | 13:00 | 0.2308 | 0.2061 | 0.0033 | 0.2513
|  | 75:00 | 0 | 0 | 0 | 0 | 0 | 0 | 0 | 0 | 0 | 0 | 0 | 0 | 0.5128 | 0.782 | 0.1902 | 0.7698 | 0.782 | 0.4666 | 0.7792 | 0.7346 | 0.3838 | 0.3994 | 0.6364 | 0.6353 | 14:00 | 0.9823 | 0.7702 | 0.4376 | 0.1154 | 14:00 | 0.9711 | 0.826 | 0.943 | 0.9732 | 14:00 | 0.2405 | 0.0001 | 0.2328 | 0.0116 | 14:00 | 0.1906 | 0.2543 | 0.0124 | 0.1803
|  | 76:00 | 0 | 0 | 0 | 0 | 0 | 0 | 0 | 0 | 0 | 0 | 0 | 0 | 0.4968 | 0.7423 | 0.1728 | 0.7104 | 0.7423 | 0.4386 | 0.7488 | 0.7747 | 0.3124 | 0.3205 | 0.6141 | 0.6181 | 15:00 | 0.9831 | 0.7827 | 0.6098 | 0.2013 | 15:00 | 0.8894 | 0.8001 | 0.8365 | 0.8983 | 15:00 | 0.174 | 0.0035 | 0.1969 | 0.0383 | 15:00 | 0.1835 | 0.2967 | 0.0255 | 0.1254
|  | 77:00 | 0 | 0 | 0 | 0 | 0 | 0 | 0 | 0 | 0 | 0 | 0 | 0 | 0.4716 | 0.6588 | 0.1618 | 0.6216 | 0.6588 | 0.3995 | 0.7481 | 0.7488 | 0.3487 | 0.326 | 0.6246 | 0.6218 | 16:00 | 0.9867 | 0.7635 | 0.4854 | 0.1144 | 16:00 | 0.7363 | 0.6232 | 0.657 | 0.7648 | 16:00 | 0.1103 | 0.0072 | 0.1804 | 0.0908 | 16:00 | 0.1703 | 0.3283 | 0.1063 | 0.1184
|  | 78:00 | 0 | 0 | 0 | 0 | 0 | 0 | 0.0014 | 0.002 | 0 | 0 | 0 | 0.0007 | 0.4353 | 0.5785 | 0.1455 | 0.5944 | 0.5785 | 0.3679 | 0.8028 | 0.6806 | 0.3613 | 0.3671 | 0.7133 | 0.6604 | 17:00 | 0.9918 | 0.7129 | 0.42 | 0.072 | 17:00 | 0.5256 | 0.4867 | 0.4067 | 0.4383 | 17:00 | 0.1563 | 0.0199 | 0.1367 | 0.1708 | 17:00 | 0.1604 | 0.3335 | 0.1551 | 0.1195
|  | 79:00 | 0 | 0 | 0 | 0 | 0 | 0 | 0.1016 | 0.1197 | 0.0292 | 0.0329 | 0.1955 | 0.0958 | 0.428 | 0.4881 | 0.1287 | 0.525 | 0.4881 | 0.3345 | 0.7596 | 0.5497 | 0.3676 | 0.3396 | 0.7471 | 0.6425 | 18:00 | 0.9743 | 0.6888 | 0.0523 | 0.0062 | 18:00 | 0.2652 | 0.2965 | 0.1318 | 0.2126 | 18:00 | 0.0772 | 0.0366 | 0.1313 | 0.1871 | 18:00 | 0.1837 | 0.3206 | 0.1884 | 0.1028
|  | 80:00 | 0 | 0 | 0 | 0 | 0 | 0 | 0.4377 | 0.3413 | 0.2824 | 0.2432 | 0.6724 | 0.3954 | 0.3158 | 0.3645 | 0.1038 | 0.3985 | 0.3645 | 0.2531 | 0.6612 | 0.4204 | 0.5347 | 0.4047 | 0.5969 | 0.5487 | 19:00 | 0.3876 | 0.2407 | 0 | 0 | 19:00 | 0.0509 | 0.0852 | 0.0027 | 0.006 | 19:00 | 0.1235 | 0.092 | 0.1717 | 0.2838 | 19:00 | 0.2264 | 0.3695 | 0.2483 | 0.1117
|  | 81:00 | 0.1055 | 0.1789 | 0.0455 | 0 | 0.2016 | 0.1063 | 0.5326 | 0.5164 | 0.5664 | 0.4386 | 0.9314 | 0.5971 | 0.2343 | 0.2759 | 0.0885 | 0.3018 | 0.2759 | 0.1942 | 0.5498 | 0.3037 | 0.6601 | 0.4692 | 0.4586 | 0.4574 | 20:00 | 0 | 0 | 0 | 0 | 20:00 | 0.0005 | 0.0061 | 0 | 0 | 20:00 | 0.4422 | 0.1953 | 0.2743 | 0.3017 | 20:00 | 0.2994 | 0.4432 | 0.2258 | 0.1596
|  | 82:00 | 0.2351 | 0.5234 | 0.0378 | 0.0037 | 0.4131 | 0.2426 | 0.6937 | 0.7146 | 0.5973 | 0.6443 | 0.979 | 0.7258 | 0.2387 | 0.2749 | 0.0799 | 0.2823 | 0.2749 | 0.1881 | 0.3326 | 0.2141 | 0.6133 | 0.4368 | 0.2989 | 0.3256 | 21:00 | 0 | 0 | 0 | 0 | 21:00 | 0 | 0 | 0 | 0 | 21:00 | 0.6976 | 0.3212 | 0.4226 | 0.3112 | 21:00 | 0.3643 | 0.5156 | 0.224 | 0.2294
|  | 83:00 | 0.3224 | 0.6106 | 0.1893 | 0 | 0.5187 | 0.3282 | 0.6577 | 0.7741 | 0.639 | 0.7218 | 0.9679 | 0.7521 | 0.2258 | 0.3041 | 0.0839 | 0.2932 | 0.3041 | 0.1917 | 0.4044 | 0.1922 | 0.5747 | 0.4512 | 0.4198 | 0.3857 | 22:00 | 0 | 0 | 0 | 0 | 22:00 | 0 | 0 | 0 | 0 | 22:00 | 0.6747 | 0.2779 | 0.5289 | 0.2569 | 22:00 | 0.4718 | 0.4861 | 0.2068 | 0.2983
|  | 84:00 | 0.3717 | 0.651 | 0.513 | 0.0397 | 0.4423 | 0.4036 | 0.7851 | 0.7777 | 0.748 | 0.8009 | 0.9394 | 0.8102 | 0.3282 | 0.423 | 0.1279 | 0.4533 | 0.423 | 0.2841 | 0.6083 | 0.1957 | 0.6472 | 0.4106 | 0.6446 | 0.529 | 23:00 | 0 | 0 | 0 | 0 | 23:00 | 0 | 0 | 0 | 0 | 23:00 | 0.8367 | 0.3531 | 0.5869 | 0.2185 | 23:00 | 0.5131 | 0.5371 | 0.1897 | 0.4753
|  | 85:00 | 0.4552 | 0.7989 | 0.5299 | 0.1222 | 0.5245 | 0.4861 | 0.8012 | 0.7708 | 0.7071 | 0.8366 | 0.8925 | 0.8016 | 0.4264 | 0.5567 | 0.1422 | 0.4894 | 0.5567 | 0.3406 | 0.5031 | 0.2567 | 0.535 | 0.3656 | 0.7722 | 0.5802 | 24:00 | 0 | 0 | 0 | 0 | 24:00 | 0 | 0 | 0 | 0 | 24:00 | 0.7542 | 0.432 | 0.6247 | 0.137 | 24:00 | 0.523 | 0.58 | 0.1602 | 0.6717
|  | 86:00 | 0.5988 | 0.8842 | 0.5587 | 0.0973 | 0.4527 | 0.5183 | 0.834 | 0.8301 | 0.7051 | 0.8478 | 0.8175 | 0.8069 | 0.45 | 0.3819 | 0.1308 | 0.3779 | 0.3819 | 0.2997 | 0.5732 | 0.3566 | 0.4762 | 0.2784 | 0.652 | 0.5397
|  | 87:00 | 0.6746 | 0.8483 | 0.5792 | 0.2029 | 0.4102 | 0.543 | 0.8855 | 0.7944 | 0.7514 | 0.887 | 0.7328 | 0.8102 | 0.3854 | 0.3208 | 0.1127 | 0.3368 | 0.3208 | 0.2589 | 0.5983 | 0.3502 | 0.4996 | 0.2782 | 0.455 | 0.4448
|  | 88:00 | 0.494 | 0.8716 | 0.5207 | 0.272 | 0.4208 | 0.5158 | 0.8597 | 0.7453 | 0.7507 | 0.7929 | 0.3958 | 0.7089 | 0.3797 | 0.3404 | 0.115 | 0.3234 | 0.3404 | 0.2578 | 0.6161 | 0.3483 | 0.6139 | 0.3184 | 0.441 | 0.4542 | Coastal
|  | 89:00 | 0.6101 | 0.7637 | 0.533 | 0.3717 | 0.0789 | 0.4714 | 0.8062 | 0.6603 | 0.5717 | 0.718 | 0.7843 | 0.7081 | 0.3672 | 0.3367 | 0.1233 | 0.3453 | 0.3367 | 0.2615 | 0.6242 | 0.3939 | 0.6877 | 0.3447 | 0.5192 | 0.5143 |  | SOLAR CSP |  |  |  |  | SOLAR PVSAT |  |  |  |  | wind |  |  |  |  | new wind
|  | 90:00 | 0.3008 | 0.468 | 0.0594 | 0.1676 | 0.1294 | 0.225 | 0.5527 | 0.5618 | 0.3614 | 0.47 | 0.4622 | 0.4816 | 0.4289 | 0.4801 | 0.1357 | 0.4684 | 0.4801 | 0.3254 | 0.7545 | 0.3932 | 0.816 | 0.4943 | 0.5406 | 0.561 |  | Spring | Summer | Fall | Winter |  | Spring | Summer | Fall | Winter |  | Spring | Summer | Fall | Winter |  | Spring | Summer | Fall | Winter
|  | 91:00 | 0 | 0 | 0 | 0 | 0 | 0 | 0.1571 | 0.129 | 0.0328 | 0.0653 | 0.2942 | 0.1357 | 0.514 | 0.6373 | 0.1715 | 0.6093 | 0.6373 | 0.4104 | 0.8526 | 0.4571 | 0.8206 | 0.6335 | 0.6123 | 0.6292 | 1:00 | 0 | 0 | 0 | 0 | 1:00 | 0 | 0 | 0 | 0 | 1:00 | 0.205 | 0.0447 | 0.1908 | 0.0354 | 1:00 | 0.4747 | 0.3471 | 0.0098 | 0.1882
|  | 92:00 | 0 | 0 | 0 | 0 | 0 | 0 | 0.0014 | 0.0018 | 0 | 0 | 0.0161 | 0.0039 | 0.5283 | 0.6904 | 0.1809 | 0.6422 | 0.6904 | 0.431 | 0.8526 | 0.6257 | 0.7209 | 0.6598 | 0.777 | 0.7398 | 2:00 | 0 | 0 | 0 | 0 | 2:00 | 0 | 0 | 0 | 0 | 2:00 | 0.2096 | 0.0499 | 0.1795 | 0.0239 | 2:00 | 0.5747 | 0.2909 | 0.0025 | 0.1225
|  | 93:00 | 0 | 0 | 0 | 0 | 0 | 0 | 0 | 0 | 0 | 0 | 0 | 0 | 0.5194 | 0.708 | 0.1753 | 0.6413 | 0.708 | 0.4282 | 0.8454 | 0.7489 | 0.5912 | 0.6425 | 0.8784 | 0.8021 | 3:00 | 0 | 0 | 0 | 0 | 3:00 | 0 | 0 | 0 | 0 | 3:00 | 0.2037 | 0.0484 | 0.175 | 0.016 | 3:00 | 0.6092 | 0.1976 | 0.0061 | 0.1232
|  | 94:00 | 0 | 0 | 0 | 0 | 0 | 0 | 0 | 0 | 0 | 0 | 0 | 0 | 0.5829 | 0.7866 | 0.1886 | 0.7471 | 0.7866 | 0.4818 | 0.836 | 0.8297 | 0.3649 | 0.541 | 0.8222 | 0.7607 | 4:00 | 0 | 0 | 0 | 0 | 4:00 | 0 | 0 | 0 | 0 | 4:00 | 0.1982 | 0.0411 | 0.1449 | 0.0141 | 4:00 | 0.7348 | 0.0332 | 0.0184 | 0.1318
|  | 95:00 | 0 | 0 | 0 | 0 | 0 | 0 | 0 | 0 | 0 | 0 | 0 | 0 | 0.5667 | 0.7988 | 0.1879 | 0.7466 | 0.7988 | 0.4783 | 0.7803 | 0.8306 | 0.4893 | 0.564 | 0.7639 | 0.7406 | 5:00 | 0 | 0 | 0 | 0 | 5:00 | 0 | 0 | 0 | 0 | 5:00 | 0.1836 | 0.0564 | 0.13 | 0.0227 | 5:00 | 0.6868 | 0.0072 | 0.083 | 0.086
|  | 96:00 | 0 | 0 | 0 | 0 | 0 | 0 | 0 | 0 | 0 | 0 | 0 | 0 | 0.5669 | 0.7994 | 0.2034 | 0.7685 | 0.7994 | 0.489 | 0.7109 | 0.6966 | 0.4996 | 0.4101 | 0.5406 | 0.5846 | 6:00 | 0 | 0 | 0 | 0 | 6:00 | 0.0018 | 0.0004 | 0 | 0 | 6:00 | 0.1501 | 0.0563 | 0.1278 | 0.0234 | 6:00 | 0.7731 | 0.0059 | 0.1431 | 0.0546
May |  | 97:00 | 0 | 0 | 0 | 0 | 0 | 0 | 0 | 0 | 0 | 0 | 0 | 0 | 0.6385 | 0.8176 | 0.2171 | 0.7686 | 0.8176 | 0.5168 | 0.7875 | 0.8276 | 0.453 | 0.5583 | 0.8481 | 0.7786 | 7:00 | 0 | 0 | 0 | 0 | 7:00 | 0.0746 | 0.0603 | 0.0212 | 0 | 7:00 | 0.1227 | 0.0466 | 0.1107 | 0.0174 | 7:00 | 0.8536 | 0.0015 | 0.1006 | 0.0116
|  | 98:00 | 0 | 0 | 0 | 0 | 0 | 0 | 0 | 0 | 0 | 0 | 0 | 0 | 0.605 | 0.7233 | 0.1998 | 0.7481 | 0.7233 | 0.4852 | 0.7082 | 0.796 | 0.3941 | 0.4907 | 0.7784 | 0.7177 | 8:00 | 0.0268 | 0.0573 | 0 | 0 | 8:00 | 0.2523 | 0.2503 | 0.2408 | 0.0536 | 8:00 | 0.0991 | 0.0183 | 0.1096 | 0.0178 | 8:00 | 0.8749 | 0.0023 | 0.0628 | 0.0414
|  | 99:00 | 0 | 0 | 0 | 0 | 0 | 0 | 0 | 0 | 0 | 0 | 0 | 0 | 0.5742 | 0.6414 | 0.1944 | 0.7204 | 0.6414 | 0.4591 | 0.5901 | 0.7297 | 0.373 | 0.4308 | 0.7219 | 0.656 | 9:00 | 0.0352 | 0.313 | 0 | 0 | 9:00 | 0.3619 | 0.4008 | 0.5278 | 0.4003 | 9:00 | 0.0929 | 0.0033 | 0.1134 | 0.0221 | 9:00 | 0.8691 | 0.0096 | 0.0597 | 0.1379
|  | 100:00 | 0 | 0 | 0 | 0 | 0 | 0 | 0 | 0 | 0 | 0 | 0 | 0 | 0.5868 | 0.6374 | 0.2007 | 0.7254 | 0.6374 | 0.4657 | 0.5979 | 0.7098 | 0.4314 | 0.4241 | 0.6872 | 0.6413 | 10:00 | 0.0878 | 0.5024 | 0.0574 | 0.3834 | 10:00 | 0.5267 | 0.6133 | 0.7448 | 0.7078 | 10:00 | 0.0698 | 0.0013 | 0.1082 | 0.0321 | 10:00 | 0.8682 | 0.0357 | 0.0162 | 0.1284
|  | 101:00 | 0 | 0 | 0 | 0 | 0 | 0 | 0 | 0 | 0 | 0 | 0 | 0 | 0.5549 | 0.6141 | 0.1814 | 0.6861 | 0.6141 | 0.4384 | 0.5583 | 0.6456 | 0.4318 | 0.3715 | 0.6188 | 0.5857 | 11:00 | 0.2687 | 0.5384 | 0.3145 | 0.7792 | 11:00 | 0.6546 | 0.7137 | 0.8866 | 0.8302 | 11:00 | 0.0836 | 0.0002 | 0.1158 | 0.0162 | 11:00 | 0.9144 | 0.027 | 0.0111 | 0.0129
|  | 102:00 | 0 | 0 | 0 | 0 | 0 | 0 | 0.0081 | 0.0015 | 0.0073 | 0 | 0.0172 | 0.0068 | 0.4858 | 0.5524 | 0.1542 | 0.6133 | 0.5524 | 0.3863 | 0.5208 | 0.5472 | 0.4695 | 0.411 | 0.5761 | 0.5438 | 12:00 | 0.4675 | 0.4363 | 0.3965 | 0.7412 | 12:00 | 0.7398 | 0.7559 | 0.9441 | 0.9659 | 12:00 | 0.102 | 0.0015 | 0.1191 | 0.0079 | 12:00 | 0.9125 | 0.1343 | 0.0098 | 0.0017
|  | 103:00 | 0 | 0 | 0 | 0 | 0 | 0 | 0.1185 | 0.0443 | 0.1541 | 0.0535 | 0.2905 | 0.1322 | 0.421 | 0.4789 | 0.1369 | 0.5155 | 0.4789 | 0.3329 | 0.4866 | 0.4776 | 0.4648 | 0.3821 | 0.5372 | 0.5029 | 13:00 | 0.264 | 0.5454 | 0.2481 | 0.711 | 13:00 | 0.7083 | 0.8036 | 0.9266 | 0.9771 | 13:00 | 0.0587 | 0.0005 | 0.107 | 0.0027 | 13:00 | 0.619 | 0.3491 | 0.0136 | 0.0064
|  | 104:00 | 0.0919 | 0.0795 | 0.1017 | 0 | 0.0584 | 0.0663 | 0.3286 | 0.2155 | 0.3035 | 0.2646 | 0.5784 | 0.3381 | 0.3488 | 0.3612 | 0.1027 | 0.3764 | 0.3612 | 0.2572 | 0.342 | 0.4007 | 0.4112 | 0.346 | 0.4057 | 0.3953 | 14:00 | 0.4201 | 0.5804 | 0.2827 | 0.7329 | 14:00 | 0.72 | 0.7992 | 0.9003 | 0.9728 | 14:00 | 0.0766 | 0.0061 | 0.0882 | 0.0054 | 14:00 | 0.6974 | 0.4627 | 0.0171 | 0.0026
|  | 105:00 | 0.6225 | 0.3471 | 0.5634 | 0.1817 | 0.4926 | 0.4415 | 0.5488 | 0.3698 | 0.453 | 0.4588 | 0.7337 | 0.5128 | 0.2977 | 0.2554 | 0.0828 | 0.2714 | 0.2554 | 0.2014 | 0.2373 | 0.3465 | 0.3566 | 0.2885 | 0.3083 | 0.3136 | 15:00 | 0.285 | 0.5416 | 0.2505 | 0.7793 | 15:00 | 0.5501 | 0.7299 | 0.7873 | 0.8875 | 15:00 | 0.1173 | 0.003 | 0.0876 | 0.0112 | 15:00 | 0.8475 | 0.4539 | 0.2131 | 0.0086
|  | 106:00 | 0.7778 | 0.5444 | 0.6954 | 0.4354 | 0.7095 | 0.6325 | 0.7757 | 0.5652 | 0.7578 | 0.6824 | 0.7218 | 0.7006 | 0.4451 | 0.3606 | 0.1221 | 0.3805 | 0.3606 | 0.2929 | 0.2673 | 0.4859 | 0.3633 | 0.42 | 0.3029 | 0.3523 | 16:00 | 0.3244 | 0.5827 | 0.2462 | 0.8159 | 16:00 | 0.4802 | 0.6056 | 0.6042 | 0.6932 | 16:00 | 0.1005 | 0.0112 | 0.0915 | 0.0137 | 16:00 | 0.778 | 0.4023 | 0.349 | 0.0029
|  | 107:00 | 0.728 | 0.519 | 0.6909 | 0.4643 | 0.6302 | 0.6065 | 0.8004 | 0.6347 | 0.8771 | 0.7571 | 0.8328 | 0.7804 | 0.4247 | 0.3343 | 0.117 | 0.3607 | 0.3343 | 0.278 | 0.255 | 0.4026 | 0.4666 | 0.4609 | 0.2956 | 0.3421 | 17:00 | 0.1647 | 0.4807 | 0.0511 | 0.7127 | 17:00 | 0.3332 | 0.4296 | 0.3325 | 0.4548 | 17:00 | 0.1008 | 0.0276 | 0.0892 | 0.0235 | 17:00 | 0.814 | 0.4534 | 0.3322 | 0.0036
|  | 108:00 | 0.6962 | 0.4977 | 0.6933 | 0.4473 | 0.5506 | 0.577 | 0.7882 | 0.738 | 0.9156 | 0.7989 | 0.7494 | 0.798 | 0.4347 | 0.3193 | 0.1033 | 0.3516 | 0.3193 | 0.2717 | 0.2345 | 0.3691 | 0.5243 | 0.4997 | 0.2445 | 0.3148 | 18:00 | 0.1558 | 0.4095 | 0 | 0 | 18:00 | 0.1395 | 0.2133 | 0.0664 | 0.1273 | 18:00 | 0.0895 | 0.0211 | 0.0974 | 0.0269 | 18:00 | 0.7553 | 0.4353 | 0.3898 | 0.0148
|  | 109:00 | 0.655 | 0.4678 | 0.6576 | 0.4104 | 0.5067 | 0.5395 | 0.7497 | 0.7401 | 0.8859 | 0.8088 | 0.7343 | 0.7838 | 0.4714 | 0.3555 | 0.1148 | 0.3771 | 0.3555 | 0.2961 | 0.28 | 0.3877 | 0.6418 | 0.5985 | 0.2469 | 0.3432 | 19:00 | 0 | 0 | 0 | 0 | 19:00 | 0.0336 | 0.0475 | 0 | 0 | 19:00 | 0.0959 | 0.0229 | 0.1009 | 0.0504 | 19:00 | 0.8354 | 0.3499 | 0.3665 | 0.0396
|  | 110:00 | 0.6247 | 0.4529 | 0.6494 | 0.3847 | 0.4925 | 0.5209 | 0.6807 | 0.7043 | 0.9105 | 0.7819 | 0.8137 | 0.7782 | 0.4712 | 0.3957 | 0.1369 | 0.3723 | 0.3957 | 0.3087 | 0.3 | 0.414 | 0.5972 | 0.5364 | 0.324 | 0.3823 | 20:00 | 0 | 0 | 0 | 0 | 20:00 | 0 | 0 | 0 | 0 | 20:00 | 0.1188 | 0.0706 | 0.1353 | 0.0619 | 20:00 | 0.8389 | 0.4561 | 0.4044 | 0.1434
|  | 111:00 | 0.6013 | 0.4449 | 0.6134 | 0.3181 | 0.3922 | 0.474 | 0.7128 | 0.6533 | 0.8799 | 0.7825 | 0.714 | 0.7485 | 0.4301 | 0.3389 | 0.1365 | 0.3526 | 0.3389 | 0.2863 | 0.3948 | 0.4232 | 0.657 | 0.5894 | 0.369 | 0.4269 | 21:00 | 0 | 0 | 0 | 0 | 21:00 | 0 | 0 | 0 | 0 | 21:00 | 0.1466 | 0.1298 | 0.1659 | 0.0674 | 21:00 | 0.817 | 0.5575 | 0.4175 | 0.34
|  | 112:00 | 0.5877 | 0.4536 | 0.5718 | 0.2972 | 0.4614 | 0.4743 | 0.7153 | 0.6373 | 0.8475 | 0.78 | 0.7466 | 0.7453 | 0.4299 | 0.3076 | 0.1344 | 0.3128 | 0.3076 | 0.2737 | 0.4042 | 0.4498 | 0.7209 | 0.6839 | 0.3892 | 0.4556 | 22:00 | 0 | 0 | 0 | 0 | 22:00 | 0 | 0 | 0 | 0 | 22:00 | 0.1868 | 0.1053 | 0.1655 | 0.0802 | 22:00 | 0.7654 | 0.5059 | 0.2379 | 0.3631
|  | 113:00 | 0.574 | 0.4498 | 0.5354 | 0.2972 | 0.4843 | 0.4681 | 0.6394 | 0.5709 | 0.6718 | 0.5907 | 0.7058 | 0.6357 | 0.3777 | 0.2678 | 0.1149 | 0.2666 | 0.2678 | 0.2373 | 0.3674 | 0.3921 | 0.6623 | 0.6544 | 0.3263 | 0.3988 | 23:00 | 0 | 0 | 0 | 0 | 23:00 | 0 | 0 | 0 | 0 | 23:00 | 0.1756 | 0.1286 | 0.162 | 0.0698 | 23:00 | 0.6132 | 0.3426 | 0.13 | 0.2987
|  | 114:00 | 0.518 | 0.2785 | 0.454 | 0.2598 | 0.5109 | 0.4042 | 0.4404 | 0.3816 | 0.3732 | 0.3664 | 0.4972 | 0.4118 | 0.3436 | 0.199 | 0.098 | 0.2175 | 0.199 | 0.203 | 0.392 | 0.3492 | 0.6021 | 0.7255 | 0.3724 | 0.4113 | 24:00 | 0 | 0 | 0 | 0 | 24:00 | 0 | 0 | 0 | 0 | 24:00 | 0.1715 | 0.0982 | 0.158 | 0.0443 | 24:00 | 0.6769 | 0.3564 | 0.1514 | 0.3249
|  | 115:00 | 0 | 0.0461 | 0 | 0 | 0.0764 | 0.0245 | 0.1268 | 0.0722 | 0.0668 | 0.0925 | 0.1455 | 0.1008 | 0.3845 | 0.201 | 0.0953 | 0.2721 | 0.201 | 0.2246 | 0.4627 | 0.401 | 0.6607 | 0.7666 | 0.4616 | 0.4843
|  | 116:00 | 0 | 0 | 0 | 0 | 0 | 0 | 0.0025 | 0.0033 | 0 | 0.0005 | 0.0023 | 0.0017 | 0.4372 | 0.3637 | 0.1326 | 0.4154 | 0.3637 | 0.3022 | 0.6011 | 0.5377 | 0.503 | 0.6303 | 0.5447 | 0.5485
|  | 117:00 | 0 | 0 | 0 | 0 | 0 | 0 | 0 | 0 | 0 | 0 | 0 | 0 | 0.5068 | 0.6257 | 0.1806 | 0.607 | 0.6257 | 0.4102 | 0.729 | 0.68 | 0.3946 | 0.5171 | 0.6101 | 0.6106 | South
|  | 118:00 | 0 | 0 | 0 | 0 | 0 | 0 | 0 | 0 | 0 | 0 | 0 | 0 | 0.5004 | 0.5604 | 0.1739 | 0.5791 | 0.5604 | 0.3924 | 0.8081 | 0.772 | 0.3525 | 0.5302 | 0.6921 | 0.6772 |  | SOLAR CSP |  |  |  |  | SOLAR PVSAT |  |  |  |  | wind |  |  |  |  | new wind
|  | 119:00 | 0 | 0 | 0 | 0 | 0 | 0 | 0 | 0 | 0 | 0 | 0 | 0 | 0.4883 | 0.5769 | 0.1684 | 0.617 | 0.5769 | 0.3963 | 0.7527 | 0.7147 | 0.2773 | 0.4993 | 0.7785 | 0.6914 |  | Spring | Summer | Fall | Winter |  | Spring | Summer | Fall | Winter |  | Spring | Summer | Fall | Winter |  | Spring | Summer | Fall | Winter
|  | 120:00 | 0 | 0 | 0 | 0 | 0 | 0 | 0 | 0 | 0 | 0 | 0 | 0 | 0.5015 | 0.6476 | 0.1689 | 0.6387 | 0.6476 | 0.4129 | 0.7016 | 0.683 | 0.2792 | 0.4343 | 0.8431 | 0.7083 | 1:00 | 0 | 0 | 0 | 0 | 1:00 | 0 | 0 | 0 | 0 | 1:00 | 0.6995 | 0.1653 | 0.719 | 0.1203 | 1:00 | 0.4812 | 0.4392 | 0.0661 | 0.1686
Jun | Summer | 121:00 | 0 | 0 | 0 | 0 | 0 | 0 | 0 | 0 | 0 | 0 | 0 | 0 | 0.4009 | 0.5533 | 0.1448 | 0.512 | 0.5533 | 0.3385 | 0.5623 | 0.6079 | 0.2468 | 0.4259 | 0.7044 | 0.6019 | 2:00 | 0 | 0 | 0 | 0 | 2:00 | 0 | 0 | 0 | 0 | 2:00 | 0.7205 | 0.2083 | 0.6577 | 0.0905 | 2:00 | 0.473 | 0.4296 | 0.0291 | 0.1389
|  | 122:00 | 0 | 0 | 0 | 0 | 0 | 0 | 0 | 0 | 0 | 0 | 0 | 0 | 0.4216 | 0.6265 | 0.1628 | 0.6211 | 0.6265 | 0.3819 | 0.5698 | 0.6233 | 0.1733 | 0.3276 | 0.6543 | 0.5682 | 3:00 | 0 | 0 | 0 | 0 | 3:00 | 0 | 0 | 0 | 0 | 3:00 | 0.7067 | 0.227 | 0.6647 | 0.0815 | 3:00 | 0.4852 | 0.3402 | 0.0264 | 0.1319
|  | 123:00 | 0 | 0 | 0 | 0 | 0 | 0 | 0 | 0 | 0 | 0 | 0 | 0 | 0.4632 | 0.641 | 0.1753 | 0.6666 | 0.641 | 0.4094 | 0.5021 | 0.5716 | 0.1377 | 0.242 | 0.5513 | 0.4893 | 4:00 | 0 | 0 | 0 | 0 | 4:00 | 0 | 0 | 0 | 0 | 4:00 | 0.6576 | 0.1853 | 0.5881 | 0.0582 | 4:00 | 0.5157 | 0.1842 | 0.0416 | 0.1513
|  | 124:00 | 0 | 0 | 0 | 0 | 0 | 0 | 0 | 0 | 0 | 0 | 0 | 0 | 0.4017 | 0.5004 | 0.1309 | 0.5099 | 0.5004 | 0.3265 | 0.5137 | 0.621 | 0.1311 | 0.2202 | 0.5233 | 0.486 | 5:00 | 0 | 0 | 0 | 0 | 5:00 | 0 | 0 | 0 | 0 | 5:00 | 0.6262 | 0.2076 | 0.5394 | 0.028 | 5:00 | 0.5131 | 0.1169 | 0.0369 | 0.1783
|  | 125:00 | 0 | 0 | 0 | 0 | 0 | 0 | 0 | 0 | 0 | 0 | 0 | 0 | 0.3339 | 0.4336 | 0.116 | 0.4403 | 0.4336 | 0.2796 | 0.4457 | 0.5956 | 0.1287 | 0.168 | 0.5419 | 0.4793 | 6:00 | 0 | 0 | 0 | 0 | 6:00 | 0 | 0 | 0 | 0 | 6:00 | 0.512 | 0.2182 | 0.5502 | 0.0102 | 6:00 | 0.5063 | 0.0957 | 0.031 | 0.1391
|  | 126:00 | 0 | 0 | 0 | 0 | 0 | 0 | 0.0081 | 0.0318 | 0.0054 | 0.0007 | 0.0161 | 0.0124 | 0.2863 | 0.365 | 0.0941 | 0.3862 | 0.365 | 0.2385 | 0.3488 | 0.5194 | 0.1282 | 0.1287 | 0.5481 | 0.4525 | 7:00 | 0 | 0 | 0 | 0 | 7:00 | 0.0475 | 0.0292 | 0.0059 | 0 | 7:00 | 0.3385 | 0.1728 | 0.519 | 0.021 | 7:00 | 0.6109 | 0.0977 | 0.0331 | 0.1579
|  | 127:00 | 0 | 0 | 0 | 0 | 0 | 0 | 0.205 | 0.2529 | 0.2581 | 0.1851 | 0.2561 | 0.2314 | 0.2561 | 0.3168 | 0.0904 | 0.3632 | 0.3168 | 0.2182 | 0.3374 | 0.488 | 0.1301 | 0.1129 | 0.5233 | 0.4311 | 8:00 | 0 | 0 | 0 | 0 | 8:00 | 0.1642 | 0.1893 | 0.1782 | 0.0205 | 8:00 | 0.211 | 0.0769 | 0.5104 | 0.0295 | 8:00 | 0.6851 | 0.0895 | 0.0241 | 0.2137
|  | 128:00 | 0 | 0.0691 | 0.003 | 0 | 0.0551 | 0.0254 | 0.4665 | 0.5399 | 0.555 | 0.4628 | 0.57 | 0.5188 | 0.2274 | 0.2623 | 0.0741 | 0.2934 | 0.2623 | 0.1833 | 0.2499 | 0.4379 | 0.0738 | 0.077 | 0.3779 | 0.3288 | 9:00 | 0.053 | 0.2533 | 0 | 0 | 9:00 | 0.3288 | 0.3877 | 0.4681 | 0.3337 | 9:00 | 0.164 | 0.0221 | 0.5208 | 0.0625 | 9:00 | 0.7557 | 0.1207 | 0.0268 | 0.2952
|  | 129:00 | 0.1391 | 0.3718 | 0.1905 | 0.1221 | 0.3625 | 0.2372 | 0.6663 | 0.6884 | 0.6583 | 0.6703 | 0.667 | 0.67 | 0.2136 | 0.2235 | 0.0621 | 0.242 | 0.2235 | 0.1598 | 0.1945 | 0.3864 | 0.0655 | 0.0679 | 0.2588 | 0.2498 | 10:00 | 0.2546 | 0.6635 | 0.0214 | 0.3234 | 10:00 | 0.5263 | 0.6252 | 0.6399 | 0.6421 | 10:00 | 0.0642 | 0.0106 | 0.5095 | 0.0774 | 10:00 | 0.8313 | 0.1897 | 0.0356 | 0.321
|  | 130:00 | 0.5212 | 0.7383 | 0.4679 | 0.3956 | 0.6951 | 0.5636 | 0.8139 | 0.8353 | 0.8065 | 0.78 | 0.9188 | 0.8309 | 0.26 | 0.3009 | 0.0704 | 0.2812 | 0.3009 | 0.1931 | 0.185 | 0.4238 | 0.067 | 0.0691 | 0.2407 | 0.2483 | 11:00 | 0.3386 | 0.629 | 0.1478 | 0.7528 | 11:00 | 0.7385 | 0.665 | 0.7968 | 0.8501 | 11:00 | 0.0817 | 0.0045 | 0.5048 | 0.0583 | 11:00 | 0.7908 | 0.1933 | 0.0418 | 0.1331
|  | 131:00 | 0.5952 | 0.7789 | 0.5189 | 0.5646 | 0.8617 | 0.6639 | 0.8045 | 0.9544 | 0.792 | 0.7936 | 0.8859 | 0.8461 | 0.3036 | 0.3208 | 0.0782 | 0.2879 | 0.3208 | 0.2122 | 0.2031 | 0.4331 | 0.0911 | 0.0931 | 0.304 | 0.288 | 12:00 | 0.5619 | 0.5781 | 0.1907 | 0.6976 | 12:00 | 0.83 | 0.7157 | 0.906 | 0.9734 | 12:00 | 0.1546 | 0.0056 | 0.3639 | 0.0048 | 12:00 | 0.824 | 0.2473 | 0.2215 | 0.0643
|  | 132:00 | 0.6921 | 0.8701 | 0.5665 | 0.7629 | 0.9696 | 0.7722 | 0.8546 | 0.9537 | 0.8117 | 0.9028 | 0.9199 | 0.8885 | 0.3167 | 0.2943 | 0.0913 | 0.2959 | 0.2943 | 0.2196 | 0.245 | 0.403 | 0.1375 | 0.1401 | 0.3553 | 0.3191 | 13:00 | 0.6899 | 0.6704 | 0.2476 | 0.6364 | 13:00 | 0.8214 | 0.8053 | 0.8883 | 0.979 | 13:00 | 0.1405 | 0.0011 | 0.2443 | 0.0048 | 13:00 | 0.6195 | 0.3242 | 0.2074 | 0.0584
|  | 133:00 | 0.6784 | 0.9507 | 0.6321 | 0.7152 | 0.9502 | 0.7853 | 0.8521 | 0.9409 | 0.8465 | 0.8606 | 0.8622 | 0.8725 | 0.3457 | 0.4139 | 0.0981 | 0.3605 | 0.4139 | 0.2576 | 0.2167 | 0.3285 | 0.2788 | 0.1742 | 0.3812 | 0.3298 | 14:00 | 0.7629 | 0.7171 | 0.1127 | 0.5209 | 14:00 | 0.8396 | 0.8154 | 0.8554 | 0.9778 | 14:00 | 0.1571 | 0.0006 | 0.1985 | 0.0083 | 14:00 | 0.3529 | 0.2737 | 0.1122 | 0.0456
|  | 134:00 | 0.6991 | 0.9595 | 0.5803 | 0.7729 | 0.9405 | 0.7905 | 0.8833 | 0.9368 | 0.8048 | 0.8862 | 0.8998 | 0.8822 | 0.3228 | 0.358 | 0.1086 | 0.3147 | 0.358 | 0.2396 | 0.2227 | 0.2934 | 0.4472 | 0.2647 | 0.5054 | 0.4082 | 15:00 | 0.6216 | 0.7545 | 0.318 | 0.3202 | 15:00 | 0.7513 | 0.7412 | 0.7895 | 0.9047 | 15:00 | 0.2608 | 0.0034 | 0.1914 | 0.0402 | 15:00 | 0.5881 | 0.3472 | 0.0773 | 0.045
|  | 135:00 | 0.7082 | 0.9326 | 0.5078 | 0.7345 | 0.871 | 0.7508 | 0.8668 | 0.9337 | 0.7714 | 0.8764 | 0.86 | 0.8617 | 0.3098 | 0.2882 | 0.1003 | 0.2831 | 0.2882 | 0.218 | 0.1719 | 0.2343 | 0.5535 | 0.3299 | 0.4924 | 0.3976 | 16:00 | 0.6863 | 0.7739 | 0.1653 | 0.2293 | 16:00 | 0.6149 | 0.6234 | 0.5722 | 0.7578 | 16:00 | 0.2261 | 0.0079 | 0.1728 | 0.082 | 16:00 | 0.6351 | 0.3877 | 0.1035 | 0.0207
|  | 136:00 | 0.6713 | 0.8787 | 0.4952 | 0.6527 | 0.974 | 0.7343 | 0.8355 | 0.8938 | 0.7385 | 0.8239 | 0.9144 | 0.8412 | 0.3543 | 0.3513 | 0.1158 | 0.3417 | 0.3513 | 0.2559 | 0.1597 | 0.1893 | 0.6087 | 0.3408 | 0.467 | 0.3802 | 17:00 | 0.4945 | 0.624 | 0.1368 | 0.2392 | 17:00 | 0.3917 | 0.4356 | 0.3726 | 0.5158 | 17:00 | 0.1505 | 0.0428 | 0.1933 | 0.1324 | 17:00 | 0.5061 | 0.4085 | 0.1948 | 0.0227
|  | 137:00 | 0.5695 | 0.8573 | 0.4065 | 0.5906 | 0.9575 | 0.6763 | 0.7337 | 0.8421 | 0.6282 | 0.7598 | 0.8824 | 0.7692 | 0.3784 | 0.3478 | 0.1187 | 0.3474 | 0.3478 | 0.2646 | 0.1986 | 0.1942 | 0.5772 | 0.3918 | 0.4984 | 0.4001 | 18:00 | 0.5745 | 0.4843 | 0 | 0.007 | 18:00 | 0.2144 | 0.2354 | 0.098 | 0.1986 | 18:00 | 0.2311 | 0.1113 | 0.1601 | 0.1403 | 18:00 | 0.4334 | 0.5083 | 0.174 | 0.0504
|  | 138:00 | 0.3871 | 0.6907 | 0.2345 | 0.4219 | 0.6719 | 0.4812 | 0.5545 | 0.6739 | 0.4239 | 0.5509 | 0.6159 | 0.5638 | 0.3325 | 0.3626 | 0.1106 | 0.3115 | 0.3626 | 0.243 | 0.1823 | 0.1922 | 0.5771 | 0.4522 | 0.4815 | 0.392 | 19:00 | 0 | 0.0114 | 0 | 0 | 19:00 | 0.0387 | 0.0543 | 0 | 0.0018 | 19:00 | 0.2454 | 0.1253 | 0.1725 | 0.2068 | 19:00 | 0.4857 | 0.5147 | 0.2795 | 0.0948
|  | 139:00 | 0.0306 | 0.1081 | 0 | 0 | 0.4574 | 0.1192 | 0.2701 | 0.3803 | 0.1457 | 0.2483 | 0.4102 | 0.2909 | 0.3411 | 0.3631 | 0.1131 | 0.33 | 0.3631 | 0.2502 | 0.2024 | 0.226 | 0.4514 | 0.4974 | 0.4892 | 0.3934 | 20:00 | 0 | 0 | 0 | 0 | 20:00 | 0 | 0.0002 | 0 | 0 | 20:00 | 0.3487 | 0.1867 | 0.2819 | 0.2292 | 20:00 | 0.522 | 0.6046 | 0.38 | 0.2498
|  | 140:00 | 0 | 0 | 0 | 0 | 0 | 0 | 0.0138 | 0.0364 | 0 | 0.0039 | 0.0997 | 0.0308 | 0.3794 | 0.4143 | 0.1218 | 0.3959 | 0.4143 | 0.2836 | 0.3708 | 0.3598 | 0.4186 | 0.531 | 0.627 | 0.5096 | 21:00 | 0 | 0 | 0 | 0 | 21:00 | 0 | 0 | 0 | 0 | 21:00 | 0.4686 | 0.2733 | 0.4593 | 0.2865 | 21:00 | 0.5045 | 0.699 | 0.6226 | 0.5054
|  | 141:00 | 0 | 0 | 0 | 0 | 0 | 0 | 0 | 0 | 0 | 0 | 0 | 0 | 0.4157 | 0.4738 | 0.1305 | 0.4771 | 0.4738 | 0.3206 | 0.5927 | 0.5102 | 0.3859 | 0.6077 | 0.7515 | 0.6308 | 22:00 | 0 | 0 | 0 | 0 | 22:00 | 0 | 0 | 0 | 0 | 22:00 | 0.6032 | 0.2719 | 0.5088 | 0.2517 | 22:00 | 0.4693 | 0.6464 | 0.4431 | 0.6285
|  | 142:00 | 0 | 0 | 0 | 0 | 0 | 0 | 0 | 0 | 0 | 0 | 0 | 0 | 0.4312 | 0.5824 | 0.1362 | 0.548 | 0.5824 | 0.3542 | 0.6591 | 0.5195 | 0.3469 | 0.5982 | 0.7292 | 0.6244 | 23:00 | 0 | 0 | 0 | 0 | 23:00 | 0 | 0 | 0 | 0 | 23:00 | 0.7058 | 0.3283 | 0.4532 | 0.2194 | 23:00 | 0.3874 | 0.5552 | 0.2317 | 0.5878
|  | 143:00 | 0 | 0 | 0 | 0 | 0 | 0 | 0 | 0 | 0 | 0 | 0 | 0 | 0.4375 | 0.6135 | 0.1428 | 0.5374 | 0.6135 | 0.3602 | 0.7468 | 0.6261 | 0.2849 | 0.5539 | 0.7575 | 0.6635 | 24:00 | 0 | 0 | 0 | 0 | 24:00 | 0 | 0 | 0 | 0 | 24:00 | 0.6675 | 0.342 | 0.5334 | 0.1558 | 24:00 | 0.334 | 0.4867 | 0.2432 | 0.6098
|  | 144:00 | 0 | 0 | 0 | 0 | 0 | 0 | 0 | 0 | 0 | 0 | 0 | 0 | 0.4962 | 0.7185 | 0.1676 | 0.629 | 0.7185 | 0.4173 | 0.7453 | 0.7021 | 0.2484 | 0.4782 | 0.7838 | 0.6862
Jul |  | 145:00 | 0 | 0 | 0 | 0 | 0 | 0 | 0 | 0 | 0 | 0 | 0 | 0 | 0.3864 | 0.5017 | 0.1334 | 0.4849 | 0.5017 | 0.3183 | 0.5625 | 0.5888 | 0.3206 | 0.4366 | 0.5347 | 0.5212
|  | 146:00 | 0 | 0 | 0 | 0 | 0 | 0 | 0 | 0 | 0 | 0 | 0 | 0 | 0.3146 | 0.4357 | 0.1032 | 0.3852 | 0.4357 | 0.2584 | 0.4352 | 0.5795 | 0.2356 | 0.2946 | 0.4855 | 0.464 | Panhandle
|  | 147:00 | 0 | 0 | 0 | 0 | 0 | 0 | 0 | 0 | 0 | 0 | 0 | 0 | 0.2951 | 0.4027 | 0.0996 | 0.371 | 0.4027 | 0.2446 | 0.4515 | 0.556 | 0.168 | 0.2664 | 0.4993 | 0.4585 |  | SOLAR CSP |  |  |  |  | SOLAR PVSAT |  |  |  |  | wind |  |  |  |  | new wind
|  | 148:00 | 0 | 0 | 0 | 0 | 0 | 0 | 0 | 0 | 0 | 0 | 0 | 0 | 0.3288 | 0.4327 | 0.1064 | 0.4161 | 0.4327 | 0.2694 | 0.3977 | 0.507 | 0.1685 | 0.26 | 0.467 | 0.4249 |  | Spring | Summer | Fall | Winter |  | Spring | Summer | Fall | Winter |  | Spring | Summer | Fall | Winter |  | Spring | Summer | Fall | Winter
|  | 149:00 | 0 | 0 | 0 | 0 | 0 | 0 | 0 | 0 | 0 | 0 | 0 | 0 | 0.3091 | 0.4037 | 0.1012 | 0.4037 | 0.4037 | 0.2559 | 0.3448 | 0.4612 | 0.1351 | 0.2717 | 0.4848 | 0.4142 | 1:00 | 0 | 0 | 0 | 0 | 1:00 | 0 | 0 | 0 | 0 | 1:00 | 0.7385 | 0.1992 | 0.7536 | 0.1255 | 1:00 | 0.706 | 0.2787 | 0.5737 | 0.7605
|  | 150:00 | 0 | 0 | 0 | 0 | 0 | 0 | 0.0122 | 0.0076 | 0.0082 | 0.0003 | 0.0049 | 0.0066 | 0.3345 | 0.3966 | 0.1058 | 0.4301 | 0.3966 | 0.2693 | 0.3065 | 0.4072 | 0.1284 | 0.2631 | 0.4413 | 0.3747 | 2:00 | 0 | 0 | 0 | 0 | 2:00 | 0 | 0 | 0 | 0 | 2:00 | 0.7147 | 0.2288 | 0.6376 | 0.1116 | 2:00 | 0.7139 | 0.3486 | 0.5379 | 0.8887
|  | 151:00 | 0 | 0 | 0 | 0 | 0 | 0 | 0.2479 | 0.2222 | 0.1774 | 0.0912 | 0.1848 | 0.1847 | 0.3093 | 0.3317 | 0.1039 | 0.4258 | 0.3317 | 0.2529 | 0.3033 | 0.3466 | 0.1293 | 0.265 | 0.3828 | 0.3314 | 3:00 | 0 | 0 | 0 | 0 | 3:00 | 0 | 0 | 0 | 0 | 3:00 | 0.6608 | 0.2366 | 0.6103 | 0.1236 | 3:00 | 0.7356 | 0.3484 | 0.4262 | 0.9001
|  | 152:00 | 0.0704 | 0.0575 | 0 | 0 | 0 | 0.0256 | 0.5476 | 0.5893 | 0.4836 | 0.4995 | 0.6685 | 0.5577 | 0.2373 | 0.2618 | 0.0827 | 0.331 | 0.2618 | 0.1969 | 0.2244 | 0.3051 | 0.1958 | 0.2528 | 0.2691 | 0.263 | 4:00 | 0 | 0 | 0 | 0 | 4:00 | 0 | 0 | 0 | 0 | 4:00 | 0.5962 | 0.2052 | 0.5655 | 0.1064 | 4:00 | 0.7095 | 0.4068 | 0.2993 | 0.8898
|  | 153:00 | 0.4491 | 0.308 | 0.0878 | 0.1251 | 0.3326 | 0.2605 | 0.7962 | 0.8375 | 0.6949 | 0.7369 | 0.8698 | 0.7871 | 0.1774 | 0.2118 | 0.0608 | 0.2452 | 0.2118 | 0.1483 | 0.1607 | 0.265 | 0.2859 | 0.276 | 0.1808 | 0.2138 | 5:00 | 0 | 0 | 0 | 0 | 5:00 | 0 | 0 | 0 | 0 | 5:00 | 0.6502 | 0.1808 | 0.4825 | 0.0512 | 5:00 | 0.5743 | 0.2316 | 0.2316 | 0.8609
|  | 154:00 | 0.7784 | 0.6517 | 0.4574 | 0.418 | 0.9313 | 0.6474 | 0.8857 | 0.8901 | 0.7889 | 0.8602 | 0.9142 | 0.8678 | 0.1587 | 0.1817 | 0.0578 | 0.1933 | 0.1817 | 0.1279 | 0.1008 | 0.1949 | 0.2515 | 0.2485 | 0.1437 | 0.1674 | 6:00 | 0 | 0 | 0 | 0 | 6:00 | 0 | 0 | 0 | 0 | 6:00 | 0.4836 | 0.1574 | 0.4772 | 0.0218 | 6:00 | 0.4848 | 0.2191 | 0.2036 | 0.8299
|  | 155:00 | 0.8407 | 0.7584 | 0.6106 | 0.5375 | 0.8615 | 0.7217 | 0.8605 | 0.9074 | 0.7938 | 0.8673 | 0.9374 | 0.8733 | 0.1475 | 0.1571 | 0.0546 | 0.1618 | 0.1571 | 0.1143 | 0.1075 | 0.1838 | 0.2577 | 0.1965 | 0.1505 | 0.1674 | 7:00 | 0 | 0 | 0 | 0 | 7:00 | 0.0327 | 0.0366 | 0 | 0 | 7:00 | 0.2904 | 0.1129 | 0.4601 | 0.024 | 7:00 | 0.4106 | 0.1579 | 0.1224 | 0.713
|  | 156:00 | 0.9263 | 0.8686 | 0.6247 | 0.6802 | 0.9439 | 0.8087 | 0.8258 | 0.8888 | 0.8063 | 0.8297 | 0.8982 | 0.8498 | 0.1321 | 0.1126 | 0.0461 | 0.1367 | 0.1126 | 0.0962 | 0.0791 | 0.1675 | 0.2162 | 0.1694 | 0.1162 | 0.1374 | 8:00 | 0.072 | 0 | 0 | 0 | 8:00 | 0.2313 | 0.1892 | 0.1097 | 0.0051 | 8:00 | 0.2139 | 0.0397 | 0.4196 | 0.0343 | 8:00 | 0.3997 | 0.1186 | 0.0829 | 0.6888
|  | 157:00 | 0.882 | 0.7132 | 0.5814 | 0.7039 | 0.7828 | 0.7326 | 0.8067 | 0.8584 | 0.8338 | 0.832 | 0.9157 | 0.8493 | 0.1646 | 0.1584 | 0.044 | 0.1675 | 0.1584 | 0.1161 | 0.0974 | 0.1474 | 0.3721 | 0.2092 | 0.1455 | 0.1692 | 9:00 | 0.6337 | 0.1436 | 0.1289 | 0 | 9:00 | 0.5034 | 0.3764 | 0.3844 | 0.1637 | 9:00 | 0.1417 | 0.0097 | 0.4143 | 0.0584 | 9:00 | 0.4146 | 0.0863 | 0.0591 | 0.6783
|  | 158:00 | 0.9364 | 0.8183 | 0.5236 | 0.6613 | 0.9667 | 0.7813 | 0.859 | 0.8537 | 0.8328 | 0.8202 | 0.8672 | 0.8466 | 0.2601 | 0.2392 | 0.0838 | 0.242 | 0.2392 | 0.1834 | 0.1107 | 0.145 | 0.4936 | 0.2246 | 0.1479 | 0.186 | 10:00 | 0.9975 | 0.5242 | 0.7123 | 0 | 10:00 | 0.7204 | 0.647 | 0.625 | 0.4905 | 10:00 | 0.0379 | 0.0124 | 0.4999 | 0.0509 | 10:00 | 0.4823 | 0.0569 | 0.0036 | 0.6882
|  | 159:00 | 0.9151 | 0.8432 | 0.503 | 0.6584 | 0.9513 | 0.7742 | 0.8508 | 0.8529 | 0.8604 | 0.8232 | 0.8717 | 0.8518 | 0.2696 | 0.1641 | 0.0842 | 0.1773 | 0.1641 | 0.1645 | 0.1014 | 0.138 | 0.6665 | 0.2639 | 0.139 | 0.2004 | 11:00 | 0.995 | 0.8732 | 0.8114 | 0 | 11:00 | 0.88 | 0.821 | 0.8572 | 0.695 | 11:00 | 0.0627 | 0.0026 | 0.4851 | 0.0297 | 11:00 | 0.3797 | 0.0488 | 0.0254 | 0.4175
|  | 160:00 | 0.8859 | 0.7527 | 0.5513 | 0.6975 | 0.9239 | 0.7623 | 0.8548 | 0.8817 | 0.8659 | 0.8617 | 0.8016 | 0.8531 | 0.2578 | 0.1235 | 0.0847 | 0.1322 | 0.1235 | 0.1475 | 0.0944 | 0.1378 | 0.6608 | 0.2463 | 0.1786 | 0.218 | 12:00 | 0.9936 | 0.8513 | 0.7915 | 0 | 12:00 | 0.9754 | 0.909 | 0.8467 | 0.7833 | 12:00 | 0.1399 | 0.007 | 0.3987 | 0.0012 | 12:00 | 0.3217 | 0.0703 | 0.0203 | 0.1942
|  | 161:00 | 0.7555 | 0.686 | 0.4032 | 0.5995 | 0.9086 | 0.6706 | 0.7982 | 0.7605 | 0.7258 | 0.8105 | 0.863 | 0.7916 | 0.2539 | 0.1341 | 0.0819 | 0.1535 | 0.1341 | 0.1508 | 0.0996 | 0.1379 | 0.6082 | 0.2835 | 0.1831 | 0.2165 | 13:00 | 0.9942 | 0.6344 | 0.7867 | 0 | 13:00 | 0.979 | 0.8022 | 0.9701 | 0.6986 | 13:00 | 0.1708 | 0.0027 | 0.2583 | 0.0001 | 13:00 | 0.3616 | 0.1374 | 0.0169 | 0.0758
|  | 162:00 | 0.5924 | 0.4644 | 0.1654 | 0.4702 | 0.7905 | 0.4966 | 0.6426 | 0.62 | 0.4855 | 0.6788 | 0.7987 | 0.6451 | 0.3209 | 0.1746 | 0.1043 | 0.2259 | 0.1746 | 0.1979 | 0.1541 | 0.1498 | 0.5486 | 0.3961 | 0.2289 | 0.2466 | 14:00 | 0.9969 | 0.7087 | 0.7919 | 0 | 14:00 | 0.979 | 0.8551 | 0.9111 | 0.7755 | 14:00 | 0.2405 | 0.0001 | 0.2328 | 0.0116 | 14:00 | 0.4075 | 0.2457 | 0.0543 | 0.0289
|  | 163:00 | 0.0871 | 0.0603 | 0 | 0 | 0.3049 | 0.0905 | 0.3218 | 0.3884 | 0.1211 | 0.3327 | 0.5401 | 0.3408 | 0.3195 | 0.2606 | 0.1192 | 0.2903 | 0.2606 | 0.2265 | 0.2005 | 0.1991 | 0.5451 | 0.4695 | 0.2509 | 0.2769 | 15:00 | 0.9972 | 0.4218 | 0.8186 | 0.0671 | 15:00 | 0.9171 | 0.6556 | 0.8748 | 0.8334 | 15:00 | 0.174 | 0.0035 | 0.1969 | 0.0383 | 15:00 | 0.4647 | 0.1904 | 0.0624 | 0.011
|  | 164:00 | 0 | 0 | 0 | 0 | 0 | 0 | 0.0171 | 0.0409 | 0.0014 | 0.0164 | 0.1297 | 0.0411 | 0.3882 | 0.3028 | 0.1179 | 0.3217 | 0.3028 | 0.2566 | 0.2953 | 0.3185 | 0.6696 | 0.6076 | 0.364 | 0.3917 | 16:00 | 0.9975 | 0.4303 | 0.8172 | 0.0811 | 16:00 | 0.7769 | 0.5955 | 0.6744 | 0.5096 | 16:00 | 0.1103 | 0.0072 | 0.1804 | 0.0908 | 16:00 | 0.5375 | 0.2059 | 0.1836 | 0.0041
|  | 165:00 | 0 | 0 | 0 | 0 | 0 | 0 | 0 | 0 | 0 | 0 | 0 | 0 | 0.4373 | 0.3284 | 0.123 | 0.3536 | 0.3284 | 0.2818 | 0.3921 | 0.4746 | 0.7593 | 0.6708 | 0.4893 | 0.5139 | 17:00 | 1.0015 | 0.3421 | 0.74 | 0 | 17:00 | 0.5804 | 0.4819 | 0.4673 | 0.3632 | 17:00 | 0.1563 | 0.0199 | 0.1367 | 0.1708 | 17:00 | 0.529 | 0.2016 | 0.3262 | 0.0008
|  | 166:00 | 0 | 0 | 0 | 0 | 0 | 0 | 0 | 0 | 0 | 0 | 0 | 0 | 0.3948 | 0.3615 | 0.1105 | 0.3346 | 0.3615 | 0.265 | 0.3839 | 0.4629 | 0.6054 | 0.6679 | 0.5203 | 0.5082 | 18:00 | 1.0083 | 0.3607 | 0.1397 | 0 | 18:00 | 0.3245 | 0.3024 | 0.1712 | 0.1813 | 18:00 | 0.0772 | 0.0366 | 0.1313 | 0.1871 | 18:00 | 0.5204 | 0.1923 | 0.3725 | 0.0011
|  | 167:00 | 0 | 0 | 0 | 0 | 0 | 0 | 0 | 0 | 0 | 0 | 0 | 0 | 0.3487 | 0.4139 | 0.1198 | 0.3531 | 0.4139 | 0.2656 | 0.421 | 0.435 | 0.4526 | 0.4728 | 0.5318 | 0.4857 | 19:00 | 0.6176 | 0.2266 | 0 | 0 | 19:00 | 0.0824 | 0.1268 | 0.0049 | 0.0063 | 19:00 | 0.1235 | 0.092 | 0.1717 | 0.2838 | 19:00 | 0.5878 | 0.2825 | 0.4344 | 0.0246
|  | 168:00 | 0 | 0 | 0 | 0 | 0 | 0 | 0 | 0 | 0 | 0 | 0 | 0 | 0.4136 | 0.5264 | 0.1285 | 0.4629 | 0.5264 | 0.3226 | 0.4852 | 0.4986 | 0.3214 | 0.4285 | 0.5344 | 0.4917 | 20:00 | 0 | 0 | 0 | 0 | 20:00 | 0.0046 | 0.0178 | 0 | 0 | 20:00 | 0.4422 | 0.1953 | 0.2743 | 0.3017 | 20:00 | 0.6897 | 0.2013 | 0.4047 | 0.1253
Aug |  | 169:00 | 0 | 0 | 0 | 0 | 0 | 0 | 0 | 0 | 0 | 0 | 0 | 0 | 0.3524 | 0.5881 | 0.1261 | 0.4951 | 0.5881 | 0.3181 | 0.2726 | 0.4074 | 0.1638 | 0.2501 | 0.4624 | 0.3849 | 21:00 | 0 | 0 | 0 | 0 | 21:00 | 0 | 0 | 0 | 0 | 21:00 | 0.6976 | 0.3212 | 0.4226 | 0.3112 | 21:00 | 0.7648 | 0.1605 | 0.3732 | 0.38
|  | 170:00 | 0 | 0 | 0 | 0 | 0 | 0 | 0 | 0 | 0 | 0 | 0 | 0 | 0.3313 | 0.5341 | 0.1147 | 0.4752 | 0.5341 | 0.2972 | 0.4251 | 0.4963 | 0.1287 | 0.2212 | 0.4603 | 0.4159 | 22:00 | 0 | 0 | 0 | 0 | 22:00 | 0 | 0 | 0 | 0 | 22:00 | 0.6747 | 0.2779 | 0.5289 | 0.2569 | 22:00 | 0.6352 | 0.2309 | 0.3043 | 0.4892
|  | 171:00 | 0 | 0 | 0 | 0 | 0 | 0 | 0 | 0 | 0 | 0 | 0 | 0 | 0.2816 | 0.4866 | 0.0993 | 0.4121 | 0.4866 | 0.2588 | 0.3547 | 0.4144 | 0.1299 | 0.2261 | 0.4333 | 0.3762 | 23:00 | 0 | 0 | 0 | 0 | 23:00 | 0 | 0 | 0 | 0 | 23:00 | 0.8367 | 0.3531 | 0.5869 | 0.2185 | 23:00 | 0.5515 | 0.2572 | 0.2127 | 0.6467
|  | 172:00 | 0 | 0 | 0 | 0 | 0 | 0 | 0 | 0 | 0 | 0 | 0 | 0 | 0.2455 | 0.4023 | 0.0975 | 0.3497 | 0.4023 | 0.2255 | 0.2693 | 0.3353 | 0.1153 | 0.2058 | 0.4531 | 0.3561 | 24:00 | 0 | 0 | 0 | 0 | 24:00 | 0 | 0 | 0 | 0 | 24:00 | 0.7542 | 0.432 | 0.6247 | 0.137 | 24:00 | 0.365 | 0.299 | 0.2237 | 0.7375
|  | 173:00 | 0 | 0 | 0 | 0 | 0 | 0 | 0 | 0 | 0 | 0 | 0 | 0 | 0.2454 | 0.3798 | 0.0841 | 0.3476 | 0.3798 | 0.217 | 0.2062 | 0.2734 | 0.1027 | 0.1619 | 0.4716 | 0.3409
|  | 174:00 | 0 | 0 | 0 | 0 | 0 | 0 | 0.0002 | 0.0036 | 0 | 0 | 0 | 0.0008 | 0.2551 | 0.3517 | 0.0829 | 0.3692 | 0.3517 | 0.2203 | 0.1848 | 0.1945 | 0.0758 | 0.1626 | 0.4426 | 0.303
|  | 175:00 | 0 | 0 | 0 | 0 | 0 | 0 | 0.098 | 0.1696 | 0.0692 | 0.1193 | 0.0777 | 0.1068 | 0.2616 | 0.3673 | 0.0818 | 0.3884 | 0.3673 | 0.2274 | 0.1676 | 0.1322 | 0.0767 | 0.1583 | 0.3547 | 0.2428
|  | 176:00 | 0 | 0 | 0 | 0 | 0 | 0 | 0.5074 | 0.5849 | 0.5521 | 0.5109 | 0.4982 | 0.5307 | 0.1855 | 0.2283 | 0.0563 | 0.2471 | 0.2283 | 0.1511 | 0.1141 | 0.1327 | 0.0763 | 0.1268 | 0.2491 | 0.1824
|  | 177:00 | 0.188 | 0.2351 | 0.0786 | 0.1408 | 0.0801 | 0.1445 | 0.7619 | 0.7969 | 0.7658 | 0.6611 | 0.7937 | 0.7559 | 0.1338 | 0.139 | 0.0374 | 0.1533 | 0.139 | 0.0997 | 0.085 | 0.1517 | 0.0829 | 0.1313 | 0.1758 | 0.1475
|  | 178:00 | 0.5146 | 0.69 | 0.2119 | 0.4302 | 0.3911 | 0.4476 | 0.8245 | 0.869 | 0.8392 | 0.7903 | 0.8988 | 0.8443 | 0.1124 | 0.0997 | 0.0354 | 0.1145 | 0.0997 | 0.0805 | 0.0775 | 0.1634 | 0.0662 | 0.0713 | 0.1149 | 0.1141
|  | 179:00 | 0.6991 | 0.8615 | 0.4204 | 0.7499 | 0.7329 | 0.6928 | 0.8275 | 0.7843 | 0.8568 | 0.8077 | 0.8855 | 0.8324 | 0.1395 | 0.1458 | 0.0435 | 0.1366 | 0.1458 | 0.1012 | 0.0895 | 0.1678 | 0.0661 | 0.065 | 0.2076 | 0.1627
|  | 180:00 | 0.6689 | 0.8532 | 0.4324 | 0.8079 | 0.7491 | 0.7023 | 0.8044 | 0.7741 | 0.8482 | 0.8082 | 0.8714 | 0.8212 | 0.1255 | 0.1321 | 0.038 | 0.1368 | 0.1321 | 0.0935 | 0.1087 | 0.149 | 0.0711 | 0.0684 | 0.2828 | 0.1992
|  | 181:00 | 0.7566 | 0.8969 | 0.4323 | 0.8538 | 0.7471 | 0.7373 | 0.817 | 0.7729 | 0.7981 | 0.8211 | 0.8706 | 0.8159 | 0.1859 | 0.2014 | 0.055 | 0.2136 | 0.2014 | 0.1408 | 0.1254 | 0.1231 | 0.1384 | 0.0904 | 0.196 | 0.1603
|  | 182:00 | 0.6411 | 0.8917 | 0.373 | 0.6817 | 0.7413 | 0.6658 | 0.7964 | 0.766 | 0.8268 | 0.7982 | 0.881 | 0.8137 | 0.2068 | 0.2256 | 0.0636 | 0.1931 | 0.2256 | 0.1489 | 0.1522 | 0.1033 | 0.283 | 0.0987 | 0.1853 | 0.1704
|  | 183:00 | 0.6283 | 0.8346 | 0.5449 | 0.7114 | 0.759 | 0.6957 | 0.7697 | 0.8402 | 0.8516 | 0.8095 | 0.8827 | 0.8308 | 0.2703 | 0.1456 | 0.0649 | 0.1662 | 0.1456 | 0.1525 | 0.1525 | 0.125 | 0.3656 | 0.1484 | 0.1339 | 0.1612
|  | 184:00 | 0.6178 | 0.7411 | 0.4081 | 0.6179 | 0.6237 | 0.6017 | 0.7963 | 0.7162 | 0.8268 | 0.7885 | 0.9089 | 0.8073 | 0.289 | 0.159 | 0.0744 | 0.1667 | 0.159 | 0.1633 | 0.17 | 0.1563 | 0.4496 | 0.1892 | 0.1156 | 0.1724
|  | 185:00 | 0.5176 | 0.6886 | 0.253 | 0.5694 | 0.4263 | 0.491 | 0.7205 | 0.7769 | 0.7471 | 0.7193 | 0.8465 | 0.7621 | 0.2384 | 0.1347 | 0.0629 | 0.1284 | 0.1347 | 0.1339 | 0.2016 | 0.2295 | 0.447 | 0.2218 | 0.1287 | 0.2003
|  | 186:00 | 0.3544 | 0.5102 | 0 | 0.4202 | 0.3005 | 0.3171 | 0.5217 | 0.595 | 0.4312 | 0.5092 | 0.6789 | 0.5472 | 0.2222 | 0.1381 | 0.0635 | 0.1332 | 0.1381 | 0.131 | 0.2428 | 0.2364 | 0.3809 | 0.1781 | 0.153 | 0.2092
|  | 187:00 | 0.0001 | 0.0385 | 0 | 0 | 0 | 0.0077 | 0.1407 | 0.2902 | 0.0238 | 0.1123 | 0.3057 | 0.1745 | 0.2631 | 0.159 | 0.078 | 0.1771 | 0.159 | 0.1595 | 0.2914 | 0.2861 | 0.3216 | 0.2346 | 0.2443 | 0.2675
|  | 188:00 | 0 | 0 | 0 | 0 | 0 | 0 | 0.0018 | 0.012 | 0 | 0 | 0.0211 | 0.007 | 0.3131 | 0.1961 | 0.094 | 0.2078 | 0.1961 | 0.1905 | 0.3244 | 0.3379 | 0.2973 | 0.299 | 0.3764 | 0.3493
|  | 189:00 | 0 | 0 | 0 | 0 | 0 | 0 | 0 | 0 | 0 | 0 | 0 | 0 | 0.3642 | 0.2292 | 0.1145 | 0.2498 | 0.2292 | 0.2254 | 0.3657 | 0.3735 | 0.2854 | 0.4351 | 0.5386 | 0.4482
|  | 190:00 | 0 | 0 | 0 | 0 | 0 | 0 | 0 | 0 | 0 | 0 | 0 | 0 | 0.3367 | 0.3254 | 0.1153 | 0.3409 | 0.3254 | 0.2475 | 0.3868 | 0.3109 | 0.2407 | 0.4351 | 0.5027 | 0.4133
|  | 191:00 | 0 | 0 | 0 | 0 | 0 | 0 | 0 | 0 | 0 | 0 | 0 | 0 | 0.3328 | 0.4079 | 0.1192 | 0.4105 | 0.4079 | 0.2716 | 0.4545 | 0.3578 | 0.2586 | 0.4572 | 0.594 | 0.4804
|  | 192:00 | 0 | 0 | 0 | 0 | 0 | 0 | 0 | 0 | 0 | 0 | 0 | 0 | 0.4107 | 0.6388 | 0.1493 | 0.5509 | 0.6388 | 0.3609 | 0.4306 | 0.4048 | 0.2526 | 0.3795 | 0.6235 | 0.4991
Sep | Fall | 193:00 | 0 | 0 | 0 | 0 | 0 | 0 | 0 | 0 | 0 | 0 | 0 | 0 | 0.2961 | 0.3876 | 0.1044 | 0.3829 | 0.3876 | 0.2474 | 0.4858 | 0.5294 | 0.1556 | 0.2509 | 0.6954 | 0.5527
|  | 194:00 | 0 | 0 | 0 | 0 | 0 | 0 | 0 | 0 | 0 | 0 | 0 | 0 | 0.3018 | 0.4127 | 0.1018 | 0.3801 | 0.4127 | 0.2504 | 0.4927 | 0.5395 | 0.2006 | 0.2964 | 0.602 | 0.516
|  | 195:00 | 0 | 0 | 0 | 0 | 0 | 0 | 0 | 0 | 0 | 0 | 0 | 0 | 0.2672 | 0.4315 | 0.0899 | 0.3753 | 0.4315 | 0.2372 | 0.4473 | 0.537 | 0.2035 | 0.2912 | 0.4643 | 0.4413
|  | 196:00 | 0 | 0 | 0 | 0 | 0 | 0 | 0 | 0 | 0 | 0 | 0 | 0 | 0.2534 | 0.3878 | 0.0837 | 0.3643 | 0.3878 | 0.2234 | 0.3782 | 0.5159 | 0.229 | 0.2375 | 0.386 | 0.3899
|  | 197:00 | 0 | 0 | 0 | 0 | 0 | 0 | 0 | 0 | 0 | 0 | 0 | 0 | 0.2827 | 0.4042 | 0.1045 | 0.4167 | 0.4042 | 0.2524 | 0.3268 | 0.4323 | 0.2215 | 0.2203 | 0.385 | 0.3631
|  | 198:00 | 0 | 0 | 0 | 0 | 0 | 0 | 0 | 0 | 0 | 0 | 0 | 0 | 0.2738 | 0.3691 | 0.099 | 0.4036 | 0.3691 | 0.2409 | 0.3564 | 0.3663 | 0.174 | 0.2045 | 0.357 | 0.3313
|  | 199:00 | 0 | 0 | 0 | 0 | 0 | 0 | 0.0655 | 0.0859 | 0.1041 | 0.0706 | 0.0317 | 0.0715 | 0.2793 | 0.3233 | 0.0898 | 0.3973 | 0.3233 | 0.2321 | 0.3852 | 0.3424 | 0.1753 | 0.195 | 0.4516 | 0.3764
|  | 200:00 | 0 | 0 | 0 | 0 | 0 | 0 | 0.3624 | 0.4427 | 0.3795 | 0.431 | 0.3724 | 0.3976 | 0.2406 | 0.3183 | 0.0846 | 0.3713 | 0.3183 | 0.2133 | 0.2693 | 0.303 | 0.1317 | 0.1466 | 0.4246 | 0.3337
|  | 201:00 | 0.1001 | 0.1167 | 0.0943 | 0.0682 | 0.1755 | 0.1109 | 0.5996 | 0.7571 | 0.6619 | 0.6787 | 0.6685 | 0.6732 | 0.2218 | 0.3138 | 0.0827 | 0.3621 | 0.3138 | 0.2049 | 0.1819 | 0.2742 | 0.0953 | 0.1077 | 0.4145 | 0.3064
|  | 202:00 | 0.4691 | 0.4019 | 0.2821 | 0.2763 | 0.8533 | 0.4566 | 0.7161 | 0.8521 | 0.8032 | 0.7731 | 0.8642 | 0.8017 | 0.1824 | 0.2477 | 0.0605 | 0.2682 | 0.2477 | 0.1584 | 0.0982 | 0.1661 | 0.1077 | 0.1058 | 0.4182 | 0.2757
|  | 203:00 | 0.5951 | 0.6768 | 0.4291 | 0.4108 | 0.802 | 0.5828 | 0.7656 | 0.8238 | 0.7833 | 0.7928 | 0.8123 | 0.7956 | 0.1702 | 0.1992 | 0.0613 | 0.229 | 0.1992 | 0.1417 | 0.1074 | 0.1632 | 0.1881 | 0.1632 | 0.4238 | 0.2906
|  | 204:00 | 0.6946 | 0.8037 | 0.6244 | 0.4554 | 0.9403 | 0.7037 | 0.7655 | 0.783 | 0.8087 | 0.7742 | 0.8149 | 0.7893 | 0.1716 | 0.193 | 0.0581 | 0.2092 | 0.193 | 0.1362 | 0.0911 | 0.1269 | 0.2088 | 0.2169 | 0.3376 | 0.2421
|  | 205:00 | 0.6837 | 0.8166 | 0.4642 | 0.5544 | 0.8795 | 0.6797 | 0.7623 | 0.7925 | 0.7932 | 0.7786 | 0.807 | 0.7867 | 0.1765 | 0.1601 | 0.0602 | 0.1584 | 0.1601 | 0.1244 | 0.1008 | 0.1122 | 0.2232 | 0.1996 | 0.308 | 0.2259
|  | 206:00 | 0.7127 | 0.8435 | 0.6398 | 0.6807 | 0.9511 | 0.7656 | 0.7587 | 0.8081 | 0.7944 | 0.7695 | 0.8178 | 0.7897 | 0.1901 | 0.1649 | 0.0574 | 0.1421 | 0.1649 | 0.1244 | 0.1127 | 0.1343 | 0.345 | 0.2324 | 0.3469 | 0.2671
|  | 207:00 | 0.701 | 0.7725 | 0.6235 | 0.5455 | 0.8983 | 0.7082 | 0.7554 | 0.822 | 0.7445 | 0.8082 | 0.842 | 0.7944 | 0.2005 | 0.1719 | 0.0651 | 0.1569 | 0.1719 | 0.1342 | 0.1535 | 0.1511 | 0.518 | 0.3686 | 0.3736 | 0.3148
|  | 208:00 | 0.6482 | 0.789 | 0.4881 | 0.5495 | 0.9141 | 0.6778 | 0.7112 | 0.8204 | 0.768 | 0.7709 | 0.8563 | 0.7854 | 0.1768 | 0.1585 | 0.0578 | 0.1448 | 0.1585 | 0.1206 | 0.1518 | 0.1516 | 0.4919 | 0.3985 | 0.3405 | 0.2964
|  | 209:00 | 0.503 | 0.6329 | 0.2328 | 0.4423 | 0.8195 | 0.5261 | 0.6224 | 0.7289 | 0.6205 | 0.7039 | 0.773 | 0.6897 | 0.1964 | 0.1554 | 0.066 | 0.1522 | 0.1554 | 0.1305 | 0.1411 | 0.1456 | 0.3154 | 0.2569 | 0.2906 | 0.2423
|  | 210:00 | 0.1319 | 0.2753 | 0 | 0.1034 | 0.5703 | 0.2162 | 0.3469 | 0.4673 | 0.237 | 0.4105 | 0.5643 | 0.4052 | 0.214 | 0.1649 | 0.0606 | 0.1745 | 0.1649 | 0.1389 | 0.163 | 0.1689 | 0.3292 | 0.3099 | 0.2982 | 0.2578
|  | 211:00 | 0 | 0 | 0 | 0 | 0 | 0 | 0.0244 | 0.0369 | 0.0035 | 0.0267 | 0.0345 | 0.0252 | 0.2386 | 0.206 | 0.0693 | 0.2187 | 0.206 | 0.163 | 0.2002 | 0.1972 | 0.2915 | 0.336 | 0.3629 | 0.2977
|  | 212:00 | 0 | 0 | 0 | 0 | 0 | 0 | 0 | 0 | 0 | 0 | 0 | 0 | 0.2976 | 0.3231 | 0.0956 | 0.3222 | 0.3231 | 0.2246 | 0.2501 | 0.2132 | 0.2522 | 0.3596 | 0.4946 | 0.3697
|  | 213:00 | 0 | 0 | 0 | 0 | 0 | 0 | 0 | 0 | 0 | 0 | 0 | 0 | 0.3724 | 0.4647 | 0.1359 | 0.4624 | 0.4647 | 0.3065 | 0.311 | 0.2307 | 0.2107 | 0.3488 | 0.6038 | 0.4302
|  | 214:00 | 0 | 0 | 0 | 0 | 0 | 0 | 0 | 0 | 0 | 0 | 0 | 0 | 0.3809 | 0.5463 | 0.1278 | 0.4741 | 0.5463 | 0.3177 | 0.3687 | 0.2952 | 0.2439 | 0.2874 | 0.6806 | 0.4909
|  | 215:00 | 0 | 0 | 0 | 0 | 0 | 0 | 0 | 0 | 0 | 0 | 0 | 0 | 0.3639 | 0.5908 | 0.1177 | 0.4759 | 0.5908 | 0.3145 | 0.379 | 0.2367 | 0.17 | 0.2123 | 0.7121 | 0.4829
|  | 216:00 | 0 | 0 | 0 | 0 | 0 | 0 | 0 | 0 | 0 | 0 | 0 | 0 | 0.3795 | 0.6218 | 0.1214 | 0.4901 | 0.6218 | 0.3269 | 0.3438 | 0.2015 | 0.1151 | 0.1866 | 0.6219 | 0.4182
Oct |  | 217:00 | 0 | 0 | 0 | 0 | 0 | 0 | 0 | 0 | 0 | 0 | 0 | 0 | 0.4639 | 0.665 | 0.1573 | 0.6459 | 0.665 | 0.4011 | 0.2229 | 0.1516 | 0.0774 | 0.1413 | 0.6567 | 0.4044
|  | 218:00 | 0 | 0 | 0 | 0 | 0 | 0 | 0 | 0 | 0 | 0 | 0 | 0 | 0.453 | 0.6497 | 0.1544 | 0.6106 | 0.6497 | 0.3881 | 0.2342 | 0.1798 | 0.0913 | 0.1306 | 0.5635 | 0.3664
|  | 219:00 | 0 | 0 | 0 | 0 | 0 | 0 | 0 | 0 | 0 | 0 | 0 | 0 | 0.4045 | 0.577 | 0.1431 | 0.5698 | 0.577 | 0.3531 | 0.2067 | 0.2302 | 0.1018 | 0.1214 | 0.5301 | 0.3587
|  | 220:00 | 0 | 0 | 0 | 0 | 0 | 0 | 0 | 0 | 0 | 0 | 0 | 0 | 0.4075 | 0.5688 | 0.1364 | 0.5694 | 0.5688 | 0.3502 | 0.1807 | 0.3049 | 0.1257 | 0.1332 | 0.5206 | 0.3711
|  | 221:00 | 0 | 0 | 0 | 0 | 0 | 0 | 0 | 0 | 0 | 0 | 0 | 0 | 0.3823 | 0.5325 | 0.1333 | 0.5129 | 0.5325 | 0.3263 | 0.1568 | 0.3882 | 0.1754 | 0.1853 | 0.4783 | 0.374
|  | 222:00 | 0 | 0 | 0 | 0 | 0 | 0 | 0 | 0 | 0 | 0 | 0 | 0 | 0.3291 | 0.4451 | 0.1138 | 0.4866 | 0.4451 | 0.2879 | 0.166 | 0.4362 | 0.2078 | 0.173 | 0.4386 | 0.3691
|  | 223:00 | 0 | 0 | 0 | 0 | 0 | 0 | 0.0065 | 0.0039 | 0.0123 | 0.0036 | 0 | 0.0053 | 0.3277 | 0.4047 | 0.1053 | 0.4683 | 0.4047 | 0.2757 | 0.2037 | 0.4495 | 0.2485 | 0.165 | 0.4206 | 0.3716
|  | 224:00 | 0 | 0 | 0 | 0 | 0 | 0 | 0.3084 | 0.2092 | 0.2667 | 0.2951 | 0.1441 | 0.2447 | 0.334 | 0.3927 | 0.1045 | 0.4589 | 0.3927 | 0.2739 | 0.1921 | 0.3632 | 0.2578 | 0.1291 | 0.3993 | 0.3395
|  | 225:00 | 0.0081 | 0.0516 | 0.0024 | 0 | 0 | 0.0124 | 0.6166 | 0.5118 | 0.6135 | 0.5438 | 0.4456 | 0.5463 | 0.3407 | 0.4106 | 0.1008 | 0.4438 | 0.4106 | 0.2734 | 0.1881 | 0.3028 | 0.2615 | 0.1124 | 0.3876 | 0.3193
|  | 226:00 | 0.3792 | 0.3133 | 0.5358 | 0.304 | 0.339 | 0.3743 | 0.7136 | 0.71 | 0.6708 | 0.6047 | 0.587 | 0.6572 | 0.248 | 0.3143 | 0.0771 | 0.3517 | 0.3143 | 0.208 | 0.1454 | 0.2838 | 0.1179 | 0.0806 | 0.2463 | 0.2213
|  | 227:00 | 0.6515 | 0.5309 | 0.6535 | 0.5686 | 0.716 | 0.6241 | 0.6973 | 0.7112 | 0.7344 | 0.634 | 0.6685 | 0.6891 | 0.2173 | 0.316 | 0.0789 | 0.2866 | 0.316 | 0.1874 | 0.0903 | 0.2217 | 0.1158 | 0.0792 | 0.1378 | 0.1462
|  | 228:00 | 0.5925 | 0.5712 | 0.6287 | 0.5676 | 0.6005 | 0.5921 | 0.6998 | 0.6564 | 0.6764 | 0.609 | 0.6333 | 0.655 | 0.284 | 0.3485 | 0.0911 | 0.3486 | 0.3485 | 0.2272 | 0.0999 | 0.2317 | 0.1333 | 0.0933 | 0.3282 | 0.2479
|  | 229:00 | 0.5798 | 0.5973 | 0.5641 | 0.4847 | 0.5888 | 0.5629 | 0.7205 | 0.7177 | 0.7058 | 0.667 | 0.6754 | 0.6973 | 0.2483 | 0.2956 | 0.0806 | 0.2792 | 0.2956 | 0.1929 | 0.0781 | 0.196 | 0.1046 | 0.0881 | 0.3365 | 0.238
|  | 230:00 | 0.6262 | 0.6884 | 0.642 | 0.5104 | 0.6189 | 0.6172 | 0.6979 | 0.6212 | 0.709 | 0.6362 | 0.6584 | 0.6645 | 0.2289 | 0.2245 | 0.0781 | 0.2116 | 0.2245 | 0.1645 | 0.0947 | 0.2627 | 0.1051 | 0.0932 | 0.3905 | 0.2824
|  | 231:00 | 0.6835 | 0.69 | 0.6931 | 0.4885 | 0.6936 | 0.6497 | 0.7108 | 0.6712 | 0.663 | 0.7016 | 0.7259 | 0.6945 | 0.221 | 0.211 | 0.0789 | 0.1969 | 0.211 | 0.1581 | 0.0944 | 0.2202 | 0.1163 | 0.0987 | 0.3359 | 0.2468
|  | 232:00 | 0.7056 | 0.7236 | 0.647 | 0.5094 | 0.7492 | 0.667 | 0.6682 | 0.6709 | 0.6124 | 0.6 | 0.6274 | 0.6358 | 0.2329 | 0.2043 | 0.0704 | 0.1993 | 0.2043 | 0.1577 | 0.0963 | 0.1873 | 0.1489 | 0.0991 | 0.4466 | 0.299
|  | 233:00 | 0.245 | 0.4365 | 0.0637 | 0.2973 | 0.5724 | 0.323 | 0.4486 | 0.4498 | 0.3595 | 0.4393 | 0.4792 | 0.4353 | 0.262 | 0.1925 | 0.0808 | 0.2033 | 0.1925 | 0.1695 | 0.1024 | 0.2423 | 0.1957 | 0.1062 | 0.4563 | 0.3226
|  | 234:00 | 0 | 0 | 0 | 0 | 0 | 0 | 0.0445 | 0.1421 | 0.0257 | 0.0993 | 0.1415 | 0.0906 | 0.2887 | 0.1662 | 0.0824 | 0.1823 | 0.1662 | 0.1704 | 0.1221 | 0.2547 | 0.2424 | 0.1091 | 0.4799 | 0.345
|  | 235:00 | 0 | 0 | 0 | 0 | 0 | 0 | 0 | 0.0005 | 0 | 0 | 0 | 0.0001 | 0.2926 | 0.1791 | 0.1005 | 0.2256 | 0.1791 | 0.1889 | 0.2218 | 0.2945 | 0.2692 | 0.1406 | 0.5779 | 0.419
|  | 236:00 | 0 | 0 | 0 | 0 | 0 | 0 | 0 | 0 | 0 | 0 | 0 | 0 | 0.3628 | 0.3543 | 0.1198 | 0.3734 | 0.3543 | 0.2666 | 0.3167 | 0.3966 | 0.2542 | 0.1897 | 0.4977 | 0.4129
|  | 237:00 | 0 | 0 | 0 | 0 | 0 | 0 | 0 | 0 | 0 | 0 | 0 | 0 | 0.4465 | 0.5582 | 0.146 | 0.5629 | 0.5582 | 0.3625 | 0.4251 | 0.4945 | 0.2359 | 0.2572 | 0.4199 | 0.4091
|  | 238:00 | 0 | 0 | 0 | 0 | 0 | 0 | 0 | 0 | 0 | 0 | 0 | 0 | 0.4866 | 0.6218 | 0.1548 | 0.5815 | 0.6218 | 0.3886 | 0.5174 | 0.5299 | 0.2005 | 0.3374 | 0.452 | 0.4432
|  | 239:00 | 0 | 0 | 0 | 0 | 0 | 0 | 0 | 0 | 0 | 0 | 0 | 0 | 0.4237 | 0.5731 | 0.1437 | 0.5652 | 0.5731 | 0.3574 | 0.5923 | 0.4453 | 0.1824 | 0.3096 | 0.5144 | 0.4605
|  | 240:00 | 0 | 0 | 0 | 0 | 0 | 0 | 0 | 0 | 0 | 0 | 0 | 0 | 0.4242 | 0.5723 | 0.1356 | 0.5908 | 0.5723 | 0.3593 | 0.6217 | 0.407 | 0.1743 | 0.2702 | 0.5581 | 0.4745
Nov |  | 241:00 | 0 | 0 | 0 | 0 | 0 | 0 | 0 | 0 | 0 | 0 | 0 | 0 | 0.4947 | 0.7089 | 0.1725 | 0.6852 | 0.7089 | 0.4289 | 0.2099 | 0.4218 | 0.2531 | 0.2274 | 0.4871 | 0.4027
|  | 242:00 | 0 | 0 | 0 | 0 | 0 | 0 | 0 | 0 | 0 | 0 | 0 | 0 | 0.4917 | 0.71 | 0.1729 | 0.6805 | 0.71 | 0.4274 | 0.2044 | 0.3809 | 0.2651 | 0.2646 | 0.4261 | 0.3652
|  | 243:00 | 0 | 0 | 0 | 0 | 0 | 0 | 0 | 0 | 0 | 0 | 0 | 0 | 0.4937 | 0.6948 | 0.178 | 0.6705 | 0.6948 | 0.4262 | 0.2101 | 0.3573 | 0.2261 | 0.1923 | 0.3807 | 0.3301
|  | 244:00 | 0 | 0 | 0 | 0 | 0 | 0 | 0 | 0 | 0 | 0 | 0 | 0 | 0.4702 | 0.6096 | 0.1542 | 0.6169 | 0.6096 | 0.3893 | 0.2138 | 0.3605 | 0.2277 | 0.1851 | 0.3662 | 0.3238
|  | 245:00 | 0 | 0 | 0 | 0 | 0 | 0 | 0 | 0 | 0 | 0 | 0 | 0 | 0.4349 | 0.5062 | 0.1313 | 0.5373 | 0.5062 | 0.3421 | 0.204 | 0.3855 | 0.181 | 0.1791 | 0.3662 | 0.3227
|  | 246:00 | 0 | 0 | 0 | 0 | 0 | 0 | 0 | 0 | 0 | 0 | 0 | 0 | 0.4068 | 0.403 | 0.1104 | 0.4574 | 0.403 | 0.2977 | 0.1575 | 0.3512 | 0.126 | 0.1713 | 0.3753 | 0.3077
|  | 247:00 | 0 | 0 | 0 | 0 | 0 | 0 | 0 | 0.0002 | 0 | 0 | 0 | 0 | 0.3816 | 0.3341 | 0.0889 | 0.3721 | 0.3341 | 0.2569 | 0.1613 | 0.3143 | 0.0987 | 0.1691 | 0.3968 | 0.3073
|  | 248:00 | 0 | 0 | 0 | 0 | 0 | 0 | 0.0974 | 0.1372 | 0.1977 | 0.1524 | 0.0138 | 0.1197 | 0.3344 | 0.286 | 0.0905 | 0.3293 | 0.286 | 0.23 | 0.1728 | 0.3778 | 0.1077 | 0.1882 | 0.4209 | 0.3369
|  | 249:00 | 0 | 0 | 0 | 0 | 0 | 0 | 0.4337 | 0.5359 | 0.4941 | 0.5093 | 0.3179 | 0.4582 | 0.3041 | 0.2442 | 0.0968 | 0.3064 | 0.2442 | 0.2144 | 0.211 | 0.4622 | 0.1218 | 0.2235 | 0.4756 | 0.391
|  | 250:00 | 0.0342 | 0.1126 | 0.0417 | 0.0331 | 0 | 0.0443 | 0.6116 | 0.7192 | 0.6437 | 0.673 | 0.5357 | 0.6367 | 0.2539 | 0.2189 | 0.0832 | 0.2615 | 0.2189 | 0.1829 | 0.2639 | 0.3827 | 0.1194 | 0.1837 | 0.5348 | 0.4067
|  | 251:00 | 0.1942 | 0.3514 | 0.1616 | 0.135 | 0.2637 | 0.2212 | 0.6439 | 0.7412 | 0.6888 | 0.7073 | 0.6221 | 0.6807 | 0.2578 | 0.2569 | 0.0778 | 0.283 | 0.2569 | 0.1906 | 0.2749 | 0.3577 | 0.0833 | 0.1578 | 0.4096 | 0.3342
|  | 252:00 | 0.2957 | 0.4244 | 0.2654 | 0.2368 | 0.363 | 0.3171 | 0.6289 | 0.7061 | 0.6587 | 0.6962 | 0.5973 | 0.6574 | 0.4001 | 0.3943 | 0.1274 | 0.4308 | 0.3943 | 0.2963 | 0.2494 | 0.3309 | 0.1363 | 0.178 | 0.4766 | 0.3658
|  | 253:00 | 0.305 | 0.4215 | 0.2358 | 0.2498 | 0.2043 | 0.2833 | 0.6135 | 0.6827 | 0.6518 | 0.6847 | 0.5707 | 0.6407 | 0.3731 | 0.4781 | 0.1346 | 0.4359 | 0.4781 | 0.3025 | 0.2457 | 0.2205 | 0.2593 | 0.1866 | 0.519 | 0.3762
|  | 254:00 | 0.3459 | 0.434 | 0.3104 | 0.2615 | 0.2312 | 0.3166 | 0.6307 | 0.7014 | 0.6195 | 0.6956 | 0.578 | 0.645 | 0.3191 | 0.374 | 0.1284 | 0.3824 | 0.374 | 0.2618 | 0.1385 | 0.1578 | 0.3163 | 0.1885 | 0.5607 | 0.3775
|  | 255:00 | 0.3538 | 0.4457 | 0.3882 | 0.3278 | 0.3458 | 0.3723 | 0.6294 | 0.7233 | 0.6472 | 0.7003 | 0.6186 | 0.6638 | 0.3271 | 0.3577 | 0.1359 | 0.3884 | 0.3577 | 0.2663 | 0.1036 | 0.1507 | 0.3751 | 0.2056 | 0.5191 | 0.3585
|  | 256:00 | 0.2996 | 0.439 | 0.3919 | 0.3014 | 0.4033 | 0.3671 | 0.525 | 0.6493 | 0.5138 | 0.6158 | 0.5103 | 0.5628 | 0.3402 | 0.2434 | 0.1229 | 0.2803 | 0.2434 | 0.2298 | 0.1511 | 0.1599 | 0.4214 | 0.2306 | 0.5075 | 0.3666
|  | 257:00 | 0 | 0.093 | 0.0033 | 0 | 0 | 0.0193 | 0.2582 | 0.4222 | 0.253 | 0.3649 | 0.2871 | 0.3171 | 0.3122 | 0.164 | 0.0951 | 0.235 | 0.164 | 0.1923 | 0.2309 | 0.1754 | 0.3658 | 0.1808 | 0.474 | 0.3537
|  | 258:00 | 0 | 0 | 0 | 0 | 0 | 0 | 0.0023 | 0.0535 | 0.0028 | 0.016 | 0.0296 | 0.0208 | 0.2482 | 0.1369 | 0.0696 | 0.1843 | 0.1369 | 0.1508 | 0.3112 | 0.2407 | 0.3945 | 0.195 | 0.4756 | 0.3823
|  | 259:00 | 0 | 0 | 0 | 0 | 0 | 0 | 0 | 0 | 0 | 0 | 0 | 0 | 0.3149 | 0.1944 | 0.0726 | 0.2675 | 0.1944 | 0.1942 | 0.4327 | 0.2939 | 0.4195 | 0.2558 | 0.5972 | 0.4746
|  | 260:00 | 0 | 0 | 0 | 0 | 0 | 0 | 0 | 0 | 0 | 0 | 0 | 0 | 0.3725 | 0.3874 | 0.1007 | 0.4032 | 0.3874 | 0.2715 | 0.5815 | 0.4926 | 0.399 | 0.4108 | 0.6535 | 0.5691
|  | 261:00 | 0 | 0 | 0 | 0 | 0 | 0 | 0 | 0 | 0 | 0 | 0 | 0 | 0.4355 | 0.6371 | 0.1335 | 0.5753 | 0.6371 | 0.3663 | 0.6936 | 0.6749 | 0.3912 | 0.5583 | 0.6958 | 0.6499
|  | 262:00 | 0 | 0 | 0 | 0 | 0 | 0 | 0 | 0 | 0 | 0 | 0 | 0 | 0.3971 | 0.6157 | 0.1254 | 0.5286 | 0.6157 | 0.3403 | 0.6634 | 0.6539 | 0.3687 | 0.4976 | 0.6786 | 0.6278
|  | 263:00 | 0 | 0 | 0 | 0 | 0 | 0 | 0 | 0 | 0 | 0 | 0 | 0 | 0.3623 | 0.4884 | 0.1061 | 0.4668 | 0.4884 | 0.2954 | 0.5693 | 0.6372 | 0.2842 | 0.399 | 0.6432 | 0.5816
|  | 264:00 | 0 | 0 | 0 | 0 | 0 | 0 | 0 | 0 | 0 | 0 | 0 | 0 | 0.3199 | 0.4131 | 0.095 | 0.4301 | 0.4131 | 0.2628 | 0.5608 | 0.6075 | 0.2597 | 0.3517 | 0.5578 | 0.5261
Dec | Winter | 265:00 | 0 | 0 | 0 | 0 | 0 | 0 | 0 | 0 | 0 | 0 | 0 | 0 | 0.4719 | 0.5229 | 0.1399 | 0.4926 | 0.5229 | 0.3491 | 0.2364 | 0.3373 | 0.2877 | 0.3273 | 0.3352 | 0.3187
|  | 266:00 | 0 | 0 | 0 | 0 | 0 | 0 | 0 | 0 | 0 | 0 | 0 | 0 | 0.4666 | 0.5238 | 0.1452 | 0.4859 | 0.5238 | 0.3485 | 0.302 | 0.4324 | 0.2989 | 0.361 | 0.3084 | 0.3369
|  | 267:00 | 0 | 0 | 0 | 0 | 0 | 0 | 0 | 0 | 0 | 0 | 0 | 0 | 0.4985 | 0.6102 | 0.1451 | 0.5007 | 0.6102 | 0.3706 | 0.3203 | 0.4686 | 0.2803 | 0.3302 | 0.2658 | 0.3223
|  | 268:00 | 0 | 0 | 0 | 0 | 0 | 0 | 0 | 0 | 0 | 0 | 0 | 0 | 0.5914 | 0.7272 | 0.188 | 0.6048 | 0.7272 | 0.4486 | 0.3039 | 0.4313 | 0.25 | 0.2878 | 0.2087 | 0.278
|  | 269:00 | 0 | 0 | 0 | 0 | 0 | 0 | 0 | 0 | 0 | 0 | 0 | 0 | 0.5618 | 0.7275 | 0.1916 | 0.6739 | 0.7275 | 0.4555 | 0.3084 | 0.4187 | 0.3223 | 0.342 | 0.2012 | 0.2826
|  | 270:00 | 0 | 0 | 0 | 0 | 0 | 0 | 0 | 0 | 0 | 0 | 0 | 0 | 0.5636 | 0.6389 | 0.1966 | 0.6871 | 0.6389 | 0.4501 | 0.2551 | 0.4641 | 0.3855 | 0.3944 | 0.196 | 0.2937
|  | 271:00 | 0 | 0 | 0 | 0 | 0 | 0 | 0 | 0 | 0 | 0 | 0 | 0 | 0.5482 | 0.5378 | 0.2003 | 0.6289 | 0.5378 | 0.4237 | 0.2229 | 0.4082 | 0.3854 | 0.35 | 0.1879 | 0.2714
|  | 272:00 | 0 | 0 | 0 | 0 | 0 | 0 | 0.0732 | 0.0373 | 0.0508 | 0.0733 | 0.0156 | 0.05 | 0.5238 | 0.478 | 0.1742 | 0.5699 | 0.478 | 0.3875 | 0.2453 | 0.3948 | 0.4315 | 0.4218 | 0.253 | 0.3121
|  | 273:00 | 0 | 0 | 0 | 0 | 0 | 0 | 0.3067 | 0.2851 | 0.2013 | 0.2352 | 0.2772 | 0.2611 | 0.4865 | 0.4222 | 0.1521 | 0.4886 | 0.4222 | 0.3453 | 0.3205 | 0.3883 | 0.5024 | 0.4605 | 0.3652 | 0.3853
|  | 274:00 | 0.0183 | 0.015 | 0 | 0 | 0 | 0.0067 | 0.3752 | 0.4332 | 0.1891 | 0.4127 | 0.6281 | 0.4077 | 0.4259 | 0.4918 | 0.1434 | 0.5635 | 0.4918 | 0.3479 | 0.3352 | 0.3814 | 0.3535 | 0.4013 | 0.3709 | 0.3686
|  | 275:00 | 0.0539 | 0.1665 | 0 | 0.0411 | 0.0835 | 0.069 | 0.4549 | 0.4581 | 0.3586 | 0.4777 | 0.5792 | 0.4657 | 0.4088 | 0.3514 | 0.1164 | 0.3851 | 0.3514 | 0.2802 | 0.384 | 0.3681 | 0.3077 | 0.4006 | 0.2964 | 0.3284
|  | 276:00 | 0.1171 | 0.2758 | 0 | 0.0947 | 0.2596 | 0.1494 | 0.4894 | 0.4967 | 0.4155 | 0.5139 | 0.6039 | 0.5039 | 0.3173 | 0.2512 | 0.0945 | 0.3002 | 0.2512 | 0.2168 | 0.3564 | 0.3482 | 0.3386 | 0.4946 | 0.3062 | 0.3334
|  | 277:00 | 0.1375 | 0.2614 | 0 | 0.1348 | 0.1239 | 0.1315 | 0.5035 | 0.5023 | 0.4164 | 0.4934 | 0.5964 | 0.5024 | 0.2204 | 0.2275 | 0.0653 | 0.2507 | 0.2275 | 0.1652 | 0.3314 | 0.3913 | 0.2679 | 0.3809 | 0.3634 | 0.356
|  | 278:00 | 0.1807 | 0.2808 | 0 | 0.1698 | 0.2947 | 0.1852 | 0.5438 | 0.4446 | 0.3934 | 0.4909 | 0.6306 | 0.5007 | 0.223 | 0.2988 | 0.0762 | 0.3063 | 0.2988 | 0.1898 | 0.4199 | 0.465 | 0.2974 | 0.318 | 0.4751 | 0.4393
|  | 279:00 | 0.2418 | 0.35 | 0.0196 | 0.1582 | 0.3508 | 0.2241 | 0.4848 | 0.5152 | 0.3527 | 0.4882 | 0.6868 | 0.5055 | 0.2479 | 0.3545 | 0.0783 | 0.3257 | 0.3545 | 0.2081 | 0.4124 | 0.5514 | 0.4275 | 0.3796 | 0.4937 | 0.4849
|  | 280:00 | 0.2 | 0.2984 | 0.0291 | 0.1806 | 0.283 | 0.1982 | 0.4386 | 0.4814 | 0.2267 | 0.4703 | 0.6508 | 0.4536 | 0.2655 | 0.3086 | 0.0799 | 0.3063 | 0.3086 | 0.2044 | 0.3687 | 0.6273 | 0.5371 | 0.4008 | 0.5856 | 0.5567
|  | 281:00 | 0.0079 | 0.0463 | 0 | 0 | 0 | 0.0109 | 0.2675 | 0.2315 | 0.1308 | 0.2817 | 0.4387 | 0.27 | 0.2866 | 0.2763 | 0.0858 | 0.3177 | 0.2763 | 0.2112 | 0.4285 | 0.6385 | 0.5691 | 0.4475 | 0.6157 | 0.5869
|  | 282:00 | 0 | 0 | 0 | 0 | 0 | 0 | 0.0131 | 0.0326 | 0.0018 | 0.0284 | 0.0773 | 0.0306 | 0.283 | 0.257 | 0.083 | 0.2928 | 0.257 | 0.2018 | 0.4886 | 0.683 | 0.5039 | 0.4649 | 0.6279 | 0.6032
|  | 283:00 | 0 | 0 | 0 | 0 | 0 | 0 | 0 | 0 | 0 | 0 | 0 | 0 | 0.2988 | 0.2298 | 0.0701 | 0.2516 | 0.2298 | 0.1896 | 0.6062 | 0.7746 | 0.4768 | 0.5106 | 0.7322 | 0.6885
|  | 284:00 | 0 | 0 | 0 | 0 | 0 | 0 | 0 | 0 | 0 | 0 | 0 | 0 | 0.3224 | 0.3149 | 0.0953 | 0.3431 | 0.3149 | 0.2347 | 0.5682 | 0.731 | 0.4241 | 0.5133 | 0.6216 | 0.6129
|  | 285:00 | 0 | 0 | 0 | 0 | 0 | 0 | 0 | 0 | 0 | 0 | 0 | 0 | 0.3692 | 0.4831 | 0.1236 | 0.4815 | 0.4831 | 0.3067 | 0.5342 | 0.6523 | 0.3737 | 0.5612 | 0.4975 | 0.5253
|  | 286:00 | 0 | 0 | 0 | 0 | 0 | 0 | 0 | 0 | 0 | 0 | 0 | 0 | 0.4286 | 0.4939 | 0.1116 | 0.4656 | 0.4939 | 0.3167 | 0.6524 | 0.6443 | 0.3108 | 0.474 | 0.5407 | 0.5475
|  | 287:00 | 0 | 0 | 0 | 0 | 0 | 0 | 0 | 0 | 0 | 0 | 0 | 0 | 0.4504 | 0.463 | 0.1035 | 0.3904 | 0.463 | 0.301 | 0.5929 | 0.7208 | 0.2377 | 0.4024 | 0.4685 | 0.5102
|  | 288:00 | 0 | 0 | 0 | 0 | 0 | 0 | 0 | 0 | 0 | 0 | 0 | 0 | 0.4102 | 0.4017 | 0.1166 | 0.3392 | 0.4017 | 0.2775 | 0.4699 | 0.654 | 0.1394 | 0.2952 | 0.3673 | 0.4144

## CapFactor_hour_week
1 representative week
ERCOT total
| SOLAR CSP |  |  |  |  | SOLAR PVSAT |  |  |  |  | wind |  |  |  |  | wind-new
| Spring | Summer | Fall | Winter |  | Spring | Summer | Fall | Winter |  | Spring | Summer | Fall | Winter |  | Spring | Summer | Fall | Winter
Mon1:00 | 0 | 0 | 0 | 0 | Mon1:00 | 0 | 0 | 0 | 0 | Mon1:00 | 0.456 | 0.3183 | 0.4011 | 0.3196 | Mon1:00 | 0.6593 | 0.5212 | 0.4044 | 0.3864
Mon2:00 | 0 | 0 | 0 | 0 | Mon2:00 | 0 | 0 | 0 | 0 | Mon2:00 | 0.4475 | 0.2584 | 0.3881 | 0.29 | Mon2:00 | 0.6402 | 0.464 | 0.3664 | 0.4249
Mon3:00 | 0 | 0 | 0 | 0 | Mon3:00 | 0 | 0 | 0 | 0 | Mon3:00 | 0.4666 | 0.2446 | 0.3531 | 0.23 | Mon3:00 | 0.6353 | 0.4585 | 0.3587 | 0.4371
Mon4:00 | 0 | 0 | 0 | 0 | Mon4:00 | 0 | 0 | 0 | 0 | Mon4:00 | 0.4386 | 0.2694 | 0.3502 | 0.2092 | Mon4:00 | 0.6181 | 0.4249 | 0.3711 | 0.4267
Mon5:00 | 0 | 0 | 0 | 0 | Mon5:00 | 0 | 0 | 0 | 0 | Mon5:00 | 0.3995 | 0.2559 | 0.3263 | 0.2292 | Mon5:00 | 0.6218 | 0.4142 | 0.374 | 0.4531
Mon6:00 | 0 | 0 | 0 | 0 | Mon6:00 | 0.0007 | 0.0066 | 0 | 0 | Mon6:00 | 0.3679 | 0.2693 | 0.2879 | 0.2221 | Mon6:00 | 0.6604 | 0.3747 | 0.3691 | 0.4525
Mon7:00 | 0 | 0 | 0 | 0 | Mon7:00 | 0.0958 | 0.1847 | 0.0053 | 0 | Mon7:00 | 0.3345 | 0.2529 | 0.2757 | 0.2335 | Mon7:00 | 0.6425 | 0.3314 | 0.3716 | 0.3946
Mon8:00 | 0 | 0.0256 | 0 | 0 | Mon8:00 | 0.3954 | 0.5577 | 0.2447 | 0.0129 | Mon8:00 | 0.2531 | 0.1969 | 0.2739 | 0.2483 | Mon8:00 | 0.5487 | 0.263 | 0.3395 | 0.3818
Mon9:00 | 0.1063 | 0.2605 | 0.0124 | 0 | Mon9:00 | 0.5971 | 0.7871 | 0.5463 | 0.2634 | Mon9:00 | 0.1942 | 0.1483 | 0.2734 | 0.2717 | Mon9:00 | 0.4574 | 0.2138 | 0.3193 | 0.3888
Mon10:00 | 0.2426 | 0.6474 | 0.3743 | 0.0102 | Mon10:00 | 0.7258 | 0.8678 | 0.6572 | 0.5236 | Mon10:00 | 0.1881 | 0.1279 | 0.208 | 0.2258 | Mon10:00 | 0.3256 | 0.1674 | 0.2213 | 0.388
Mon11:00 | 0.3282 | 0.7217 | 0.6241 | 0.1356 | Mon11:00 | 0.7521 | 0.8733 | 0.6891 | 0.617 | Mon11:00 | 0.1917 | 0.1143 | 0.1874 | 0.2207 | Mon11:00 | 0.3857 | 0.1674 | 0.1462 | 0.2503
Mon12:00 | 0.4036 | 0.8087 | 0.5921 | 0.2921 | Mon12:00 | 0.8102 | 0.8498 | 0.655 | 0.6129 | Mon12:00 | 0.2841 | 0.0962 | 0.2272 | 0.2825 | Mon12:00 | 0.529 | 0.1374 | 0.2479 | 0.2089
Mon13:00 | 0.4861 | 0.7326 | 0.5629 | 0.2992 | Mon13:00 | 0.8016 | 0.8493 | 0.6973 | 0.6053 | Mon13:00 | 0.3406 | 0.1161 | 0.1929 | 0.2649 | Mon13:00 | 0.5802 | 0.1692 | 0.238 | 0.2004
Mon14:00 | 0.5183 | 0.7813 | 0.6172 | 0.2964 | Mon14:00 | 0.8069 | 0.8466 | 0.6645 | 0.5985 | Mon14:00 | 0.2997 | 0.1834 | 0.1645 | 0.213 | Mon14:00 | 0.5397 | 0.186 | 0.2824 | 0.1926
Mon15:00 | 0.543 | 0.7742 | 0.6497 | 0.3348 | Mon15:00 | 0.8102 | 0.8518 | 0.6945 | 0.6171 | Mon15:00 | 0.2589 | 0.1645 | 0.1581 | 0.2012 | Mon15:00 | 0.4448 | 0.2004 | 0.2468 | 0.1949
Mon16:00 | 0.5158 | 0.7623 | 0.667 | 0.341 | Mon16:00 | 0.7089 | 0.8531 | 0.6358 | 0.5705 | Mon16:00 | 0.2578 | 0.1475 | 0.1577 | 0.2237 | Mon16:00 | 0.4542 | 0.218 | 0.299 | 0.2033
Mon17:00 | 0.4714 | 0.6706 | 0.323 | 0.1901 | Mon17:00 | 0.7081 | 0.7916 | 0.4353 | 0.4027 | Mon17:00 | 0.2615 | 0.1508 | 0.1695 | 0.2405 | Mon17:00 | 0.5143 | 0.2165 | 0.3226 | 0.2286
Mon18:00 | 0.225 | 0.4966 | 0 | 0 | Mon18:00 | 0.4816 | 0.6451 | 0.0906 | 0.1088 | Mon18:00 | 0.3254 | 0.1979 | 0.1704 | 0.2557 | Mon18:00 | 0.561 | 0.2466 | 0.345 | 0.2725
Mon19:00 | 0 | 0.0905 | 0 | 0 | Mon19:00 | 0.1357 | 0.3408 | 0.0001 | 0.0002 | Mon19:00 | 0.4104 | 0.2265 | 0.1889 | 0.3158 | Mon19:00 | 0.6292 | 0.2769 | 0.419 | 0.3575
Mon20:00 | 0 | 0 | 0 | 0 | Mon20:00 | 0.0039 | 0.0411 | 0 | 0 | Mon20:00 | 0.431 | 0.2566 | 0.2666 | 0.3162 | Mon20:00 | 0.7398 | 0.3917 | 0.4129 | 0.4618
Mon21:00 | 0 | 0 | 0 | 0 | Mon21:00 | 0 | 0 | 0 | 0 | Mon21:00 | 0.4282 | 0.2818 | 0.3625 | 0.3112 | Mon21:00 | 0.8021 | 0.5139 | 0.4091 | 0.5624
Mon22:00 | 0 | 0 | 0 | 0 | Mon22:00 | 0 | 0 | 0 | 0 | Mon22:00 | 0.4818 | 0.265 | 0.3886 | 0.3144 | Mon22:00 | 0.7607 | 0.5082 | 0.4432 | 0.5121
Mon23:00 | 0 | 0 | 0 | 0 | Mon23:00 | 0 | 0 | 0 | 0 | Mon23:00 | 0.4783 | 0.2656 | 0.3574 | 0.3275 | Mon23:00 | 0.7406 | 0.4857 | 0.4605 | 0.4694
Mon24:00 | 0 | 0 | 0 | 0 | Mon24:00 | 0 | 0 | 0 | 0 | Mon24:00 | 0.489 | 0.3226 | 0.3593 | 0.2907 | Mon24:00 | 0.5846 | 0.4917 | 0.4745 | 0.4103
Tue1:00 | 0 | 0 | 0 | 0 | Tue1:00 | 0 | 0 | 0 | 0 | Tue1:00 | 0.456 | 0.3183 | 0.4011 | 0.3196 | Tue1:00 | 0.6593 | 0.5212 | 0.4044 | 0.3864
Tue2:00 | 0 | 0 | 0 | 0 | Tue2:00 | 0 | 0 | 0 | 0 | Tue2:00 | 0.4475 | 0.2584 | 0.3881 | 0.29 | Tue2:00 | 0.6402 | 0.464 | 0.3664 | 0.4249
Tue3:00 | 0 | 0 | 0 | 0 | Tue3:00 | 0 | 0 | 0 | 0 | Tue3:00 | 0.4666 | 0.2446 | 0.3531 | 0.23 | Tue3:00 | 0.6353 | 0.4585 | 0.3587 | 0.4371
Tue4:00 | 0 | 0 | 0 | 0 | Tue4:00 | 0 | 0 | 0 | 0 | Tue4:00 | 0.4386 | 0.2694 | 0.3502 | 0.2092 | Tue4:00 | 0.6181 | 0.4249 | 0.3711 | 0.4267
Tue5:00 | 0 | 0 | 0 | 0 | Tue5:00 | 0 | 0 | 0 | 0 | Tue5:00 | 0.3995 | 0.2559 | 0.3263 | 0.2292 | Tue5:00 | 0.6218 | 0.4142 | 0.374 | 0.4531
Tue6:00 | 0 | 0 | 0 | 0 | Tue6:00 | 0.0007 | 0.0066 | 0 | 0 | Tue6:00 | 0.3679 | 0.2693 | 0.2879 | 0.2221 | Tue6:00 | 0.6604 | 0.3747 | 0.3691 | 0.4525
Tue7:00 | 0 | 0 | 0 | 0 | Tue7:00 | 0.0958 | 0.1847 | 0.0053 | 0 | Tue7:00 | 0.3345 | 0.2529 | 0.2757 | 0.2335 | Tue7:00 | 0.6425 | 0.3314 | 0.3716 | 0.3946
Tue8:00 | 0 | 0.0256 | 0 | 0 | Tue8:00 | 0.3954 | 0.5577 | 0.2447 | 0.0129 | Tue8:00 | 0.2531 | 0.1969 | 0.2739 | 0.2483 | Tue8:00 | 0.5487 | 0.263 | 0.3395 | 0.3818
Tue9:00 | 0.1063 | 0.2605 | 0.0124 | 0 | Tue9:00 | 0.5971 | 0.7871 | 0.5463 | 0.2634 | Tue9:00 | 0.1942 | 0.1483 | 0.2734 | 0.2717 | Tue9:00 | 0.4574 | 0.2138 | 0.3193 | 0.3888
Tue10:00 | 0.2426 | 0.6474 | 0.3743 | 0.0102 | Tue10:00 | 0.7258 | 0.8678 | 0.6572 | 0.5236 | Tue10:00 | 0.1881 | 0.1279 | 0.208 | 0.2258 | Tue10:00 | 0.3256 | 0.1674 | 0.2213 | 0.388
Tue11:00 | 0.3282 | 0.7217 | 0.6241 | 0.1356 | Tue11:00 | 0.7521 | 0.8733 | 0.6891 | 0.617 | Tue11:00 | 0.1917 | 0.1143 | 0.1874 | 0.2207 | Tue11:00 | 0.3857 | 0.1674 | 0.1462 | 0.2503
Tue12:00 | 0.4036 | 0.8087 | 0.5921 | 0.2921 | Tue12:00 | 0.8102 | 0.8498 | 0.655 | 0.6129 | Tue12:00 | 0.2841 | 0.0962 | 0.2272 | 0.2825 | Tue12:00 | 0.529 | 0.1374 | 0.2479 | 0.2089
Tue13:00 | 0.4861 | 0.7326 | 0.5629 | 0.2992 | Tue13:00 | 0.8016 | 0.8493 | 0.6973 | 0.6053 | Tue13:00 | 0.3406 | 0.1161 | 0.1929 | 0.2649 | Tue13:00 | 0.5802 | 0.1692 | 0.238 | 0.2004
Tue14:00 | 0.5183 | 0.7813 | 0.6172 | 0.2964 | Tue14:00 | 0.8069 | 0.8466 | 0.6645 | 0.5985 | Tue14:00 | 0.2997 | 0.1834 | 0.1645 | 0.213 | Tue14:00 | 0.5397 | 0.186 | 0.2824 | 0.1926
Tue15:00 | 0.543 | 0.7742 | 0.6497 | 0.3348 | Tue15:00 | 0.8102 | 0.8518 | 0.6945 | 0.6171 | Tue15:00 | 0.2589 | 0.1645 | 0.1581 | 0.2012 | Tue15:00 | 0.4448 | 0.2004 | 0.2468 | 0.1949
Tue16:00 | 0.5158 | 0.7623 | 0.667 | 0.341 | Tue16:00 | 0.7089 | 0.8531 | 0.6358 | 0.5705 | Tue16:00 | 0.2578 | 0.1475 | 0.1577 | 0.2237 | Tue16:00 | 0.4542 | 0.218 | 0.299 | 0.2033
Tue17:00 | 0.4714 | 0.6706 | 0.323 | 0.1901 | Tue17:00 | 0.7081 | 0.7916 | 0.4353 | 0.4027 | Tue17:00 | 0.2615 | 0.1508 | 0.1695 | 0.2405 | Tue17:00 | 0.5143 | 0.2165 | 0.3226 | 0.2286
Tue18:00 | 0.225 | 0.4966 | 0 | 0 | Tue18:00 | 0.4816 | 0.6451 | 0.0906 | 0.1088 | Tue18:00 | 0.3254 | 0.1979 | 0.1704 | 0.2557 | Tue18:00 | 0.561 | 0.2466 | 0.345 | 0.2725
Tue19:00 | 0 | 0.0905 | 0 | 0 | Tue19:00 | 0.1357 | 0.3408 | 0.0001 | 0.0002 | Tue19:00 | 0.4104 | 0.2265 | 0.1889 | 0.3158 | Tue19:00 | 0.6292 | 0.2769 | 0.419 | 0.3575
Tue20:00 | 0 | 0 | 0 | 0 | Tue20:00 | 0.0039 | 0.0411 | 0 | 0 | Tue20:00 | 0.431 | 0.2566 | 0.2666 | 0.3162 | Tue20:00 | 0.7398 | 0.3917 | 0.4129 | 0.4618
Tue21:00 | 0 | 0 | 0 | 0 | Tue21:00 | 0 | 0 | 0 | 0 | Tue21:00 | 0.4282 | 0.2818 | 0.3625 | 0.3112 | Tue21:00 | 0.8021 | 0.5139 | 0.4091 | 0.5624
Tue22:00 | 0 | 0 | 0 | 0 | Tue22:00 | 0 | 0 | 0 | 0 | Tue22:00 | 0.4818 | 0.265 | 0.3886 | 0.3144 | Tue22:00 | 0.7607 | 0.5082 | 0.4432 | 0.5121
Tue23:00 | 0 | 0 | 0 | 0 | Tue23:00 | 0 | 0 | 0 | 0 | Tue23:00 | 0.4783 | 0.2656 | 0.3574 | 0.3275 | Tue23:00 | 0.7406 | 0.4857 | 0.4605 | 0.4694
Tue24:00 | 0 | 0 | 0 | 0 | Tue24:00 | 0 | 0 | 0 | 0 | Tue24:00 | 0.489 | 0.3226 | 0.3593 | 0.2907 | Tue24:00 | 0.5846 | 0.4917 | 0.4745 | 0.4103
Wed1:00 | 0 | 0 | 0 | 0 | Wed1:00 | 0 | 0 | 0 | 0 | Wed1:00 | 0.456 | 0.3183 | 0.4011 | 0.3196 | Wed1:00 | 0.6593 | 0.5212 | 0.4044 | 0.3864
Wed2:00 | 0 | 0 | 0 | 0 | Wed2:00 | 0 | 0 | 0 | 0 | Wed2:00 | 0.4475 | 0.2584 | 0.3881 | 0.29 | Wed2:00 | 0.6402 | 0.464 | 0.3664 | 0.4249
Wed3:00 | 0 | 0 | 0 | 0 | Wed3:00 | 0 | 0 | 0 | 0 | Wed3:00 | 0.4666 | 0.2446 | 0.3531 | 0.23 | Wed3:00 | 0.6353 | 0.4585 | 0.3587 | 0.4371
Wed4:00 | 0 | 0 | 0 | 0 | Wed4:00 | 0 | 0 | 0 | 0 | Wed4:00 | 0.4386 | 0.2694 | 0.3502 | 0.2092 | Wed4:00 | 0.6181 | 0.4249 | 0.3711 | 0.4267
Wed5:00 | 0 | 0 | 0 | 0 | Wed5:00 | 0 | 0 | 0 | 0 | Wed5:00 | 0.3995 | 0.2559 | 0.3263 | 0.2292 | Wed5:00 | 0.6218 | 0.4142 | 0.374 | 0.4531
Wed6:00 | 0 | 0 | 0 | 0 | Wed6:00 | 0.0007 | 0.0066 | 0 | 0 | Wed6:00 | 0.3679 | 0.2693 | 0.2879 | 0.2221 | Wed6:00 | 0.6604 | 0.3747 | 0.3691 | 0.4525
Wed7:00 | 0 | 0 | 0 | 0 | Wed7:00 | 0.0958 | 0.1847 | 0.0053 | 0 | Wed7:00 | 0.3345 | 0.2529 | 0.2757 | 0.2335 | Wed7:00 | 0.6425 | 0.3314 | 0.3716 | 0.3946
Wed8:00 | 0 | 0.0256 | 0 | 0 | Wed8:00 | 0.3954 | 0.5577 | 0.2447 | 0.0129 | Wed8:00 | 0.2531 | 0.1969 | 0.2739 | 0.2483 | Wed8:00 | 0.5487 | 0.263 | 0.3395 | 0.3818
Wed9:00 | 0.1063 | 0.2605 | 0.0124 | 0 | Wed9:00 | 0.5971 | 0.7871 | 0.5463 | 0.2634 | Wed9:00 | 0.1942 | 0.1483 | 0.2734 | 0.2717 | Wed9:00 | 0.4574 | 0.2138 | 0.3193 | 0.3888
Wed10:00 | 0.2426 | 0.6474 | 0.3743 | 0.0102 | Wed10:00 | 0.7258 | 0.8678 | 0.6572 | 0.5236 | Wed10:00 | 0.1881 | 0.1279 | 0.208 | 0.2258 | Wed10:00 | 0.3256 | 0.1674 | 0.2213 | 0.388
Wed11:00 | 0.3282 | 0.7217 | 0.6241 | 0.1356 | Wed11:00 | 0.7521 | 0.8733 | 0.6891 | 0.617 | Wed11:00 | 0.1917 | 0.1143 | 0.1874 | 0.2207 | Wed11:00 | 0.3857 | 0.1674 | 0.1462 | 0.2503
Wed12:00 | 0.4036 | 0.8087 | 0.5921 | 0.2921 | Wed12:00 | 0.8102 | 0.8498 | 0.655 | 0.6129 | Wed12:00 | 0.2841 | 0.0962 | 0.2272 | 0.2825 | Wed12:00 | 0.529 | 0.1374 | 0.2479 | 0.2089
Wed13:00 | 0.4861 | 0.7326 | 0.5629 | 0.2992 | Wed13:00 | 0.8016 | 0.8493 | 0.6973 | 0.6053 | Wed13:00 | 0.3406 | 0.1161 | 0.1929 | 0.2649 | Wed13:00 | 0.5802 | 0.1692 | 0.238 | 0.2004
Wed14:00 | 0.5183 | 0.7813 | 0.6172 | 0.2964 | Wed14:00 | 0.8069 | 0.8466 | 0.6645 | 0.5985 | Wed14:00 | 0.2997 | 0.1834 | 0.1645 | 0.213 | Wed14:00 | 0.5397 | 0.186 | 0.2824 | 0.1926
Wed15:00 | 0.543 | 0.7742 | 0.6497 | 0.3348 | Wed15:00 | 0.8102 | 0.8518 | 0.6945 | 0.6171 | Wed15:00 | 0.2589 | 0.1645 | 0.1581 | 0.2012 | Wed15:00 | 0.4448 | 0.2004 | 0.2468 | 0.1949
Wed16:00 | 0.5158 | 0.7623 | 0.667 | 0.341 | Wed16:00 | 0.7089 | 0.8531 | 0.6358 | 0.5705 | Wed16:00 | 0.2578 | 0.1475 | 0.1577 | 0.2237 | Wed16:00 | 0.4542 | 0.218 | 0.299 | 0.2033
Wed17:00 | 0.4714 | 0.6706 | 0.323 | 0.1901 | Wed17:00 | 0.7081 | 0.7916 | 0.4353 | 0.4027 | Wed17:00 | 0.2615 | 0.1508 | 0.1695 | 0.2405 | Wed17:00 | 0.5143 | 0.2165 | 0.3226 | 0.2286
Wed18:00 | 0.225 | 0.4966 | 0 | 0 | Wed18:00 | 0.4816 | 0.6451 | 0.0906 | 0.1088 | Wed18:00 | 0.3254 | 0.1979 | 0.1704 | 0.2557 | Wed18:00 | 0.561 | 0.2466 | 0.345 | 0.2725
Wed19:00 | 0 | 0.0905 | 0 | 0 | Wed19:00 | 0.1357 | 0.3408 | 0.0001 | 0.0002 | Wed19:00 | 0.4104 | 0.2265 | 0.1889 | 0.3158 | Wed19:00 | 0.6292 | 0.2769 | 0.419 | 0.3575
Wed20:00 | 0 | 0 | 0 | 0 | Wed20:00 | 0.0039 | 0.0411 | 0 | 0 | Wed20:00 | 0.431 | 0.2566 | 0.2666 | 0.3162 | Wed20:00 | 0.7398 | 0.3917 | 0.4129 | 0.4618
Wed21:00 | 0 | 0 | 0 | 0 | Wed21:00 | 0 | 0 | 0 | 0 | Wed21:00 | 0.4282 | 0.2818 | 0.3625 | 0.3112 | Wed21:00 | 0.8021 | 0.5139 | 0.4091 | 0.5624
Wed22:00 | 0 | 0 | 0 | 0 | Wed22:00 | 0 | 0 | 0 | 0 | Wed22:00 | 0.4818 | 0.265 | 0.3886 | 0.3144 | Wed22:00 | 0.7607 | 0.5082 | 0.4432 | 0.5121
Wed23:00 | 0 | 0 | 0 | 0 | Wed23:00 | 0 | 0 | 0 | 0 | Wed23:00 | 0.4783 | 0.2656 | 0.3574 | 0.3275 | Wed23:00 | 0.7406 | 0.4857 | 0.4605 | 0.4694
Wed24:00 | 0 | 0 | 0 | 0 | Wed24:00 | 0 | 0 | 0 | 0 | Wed24:00 | 0.489 | 0.3226 | 0.3593 | 0.2907 | Wed24:00 | 0.5846 | 0.4917 | 0.4745 | 0.4103
Thu1:00 | 0 | 0 | 0 | 0 | Thu1:00 | 0 | 0 | 0 | 0 | Thu1:00 | 0.456 | 0.3183 | 0.4011 | 0.3196 | Thu1:00 | 0.6593 | 0.5212 | 0.4044 | 0.3864
Thu2:00 | 0 | 0 | 0 | 0 | Thu2:00 | 0 | 0 | 0 | 0 | Thu2:00 | 0.4475 | 0.2584 | 0.3881 | 0.29 | Thu2:00 | 0.6402 | 0.464 | 0.3664 | 0.4249
Thu3:00 | 0 | 0 | 0 | 0 | Thu3:00 | 0 | 0 | 0 | 0 | Thu3:00 | 0.4666 | 0.2446 | 0.3531 | 0.23 | Thu3:00 | 0.6353 | 0.4585 | 0.3587 | 0.4371
Thu4:00 | 0 | 0 | 0 | 0 | Thu4:00 | 0 | 0 | 0 | 0 | Thu4:00 | 0.4386 | 0.2694 | 0.3502 | 0.2092 | Thu4:00 | 0.6181 | 0.4249 | 0.3711 | 0.4267
Thu5:00 | 0 | 0 | 0 | 0 | Thu5:00 | 0 | 0 | 0 | 0 | Thu5:00 | 0.3995 | 0.2559 | 0.3263 | 0.2292 | Thu5:00 | 0.6218 | 0.4142 | 0.374 | 0.4531
Thu6:00 | 0 | 0 | 0 | 0 | Thu6:00 | 0.0007 | 0.0066 | 0 | 0 | Thu6:00 | 0.3679 | 0.2693 | 0.2879 | 0.2221 | Thu6:00 | 0.6604 | 0.3747 | 0.3691 | 0.4525
Thu7:00 | 0 | 0 | 0 | 0 | Thu7:00 | 0.0958 | 0.1847 | 0.0053 | 0 | Thu7:00 | 0.3345 | 0.2529 | 0.2757 | 0.2335 | Thu7:00 | 0.6425 | 0.3314 | 0.3716 | 0.3946
Thu8:00 | 0 | 0.0256 | 0 | 0 | Thu8:00 | 0.3954 | 0.5577 | 0.2447 | 0.0129 | Thu8:00 | 0.2531 | 0.1969 | 0.2739 | 0.2483 | Thu8:00 | 0.5487 | 0.263 | 0.3395 | 0.3818
Thu9:00 | 0.1063 | 0.2605 | 0.0124 | 0 | Thu9:00 | 0.5971 | 0.7871 | 0.5463 | 0.2634 | Thu9:00 | 0.1942 | 0.1483 | 0.2734 | 0.2717 | Thu9:00 | 0.4574 | 0.2138 | 0.3193 | 0.3888
Thu10:00 | 0.2426 | 0.6474 | 0.3743 | 0.0102 | Thu10:00 | 0.7258 | 0.8678 | 0.6572 | 0.5236 | Thu10:00 | 0.1881 | 0.1279 | 0.208 | 0.2258 | Thu10:00 | 0.3256 | 0.1674 | 0.2213 | 0.388
Thu11:00 | 0.3282 | 0.7217 | 0.6241 | 0.1356 | Thu11:00 | 0.7521 | 0.8733 | 0.6891 | 0.617 | Thu11:00 | 0.1917 | 0.1143 | 0.1874 | 0.2207 | Thu11:00 | 0.3857 | 0.1674 | 0.1462 | 0.2503
Thu12:00 | 0.4036 | 0.8087 | 0.5921 | 0.2921 | Thu12:00 | 0.8102 | 0.8498 | 0.655 | 0.6129 | Thu12:00 | 0.2841 | 0.0962 | 0.2272 | 0.2825 | Thu12:00 | 0.529 | 0.1374 | 0.2479 | 0.2089
Thu13:00 | 0.4861 | 0.7326 | 0.5629 | 0.2992 | Thu13:00 | 0.8016 | 0.8493 | 0.6973 | 0.6053 | Thu13:00 | 0.3406 | 0.1161 | 0.1929 | 0.2649 | Thu13:00 | 0.5802 | 0.1692 | 0.238 | 0.2004
Thu14:00 | 0.5183 | 0.7813 | 0.6172 | 0.2964 | Thu14:00 | 0.8069 | 0.8466 | 0.6645 | 0.5985 | Thu14:00 | 0.2997 | 0.1834 | 0.1645 | 0.213 | Thu14:00 | 0.5397 | 0.186 | 0.2824 | 0.1926
Thu15:00 | 0.543 | 0.7742 | 0.6497 | 0.3348 | Thu15:00 | 0.8102 | 0.8518 | 0.6945 | 0.6171 | Thu15:00 | 0.2589 | 0.1645 | 0.1581 | 0.2012 | Thu15:00 | 0.4448 | 0.2004 | 0.2468 | 0.1949
Thu16:00 | 0.5158 | 0.7623 | 0.667 | 0.341 | Thu16:00 | 0.7089 | 0.8531 | 0.6358 | 0.5705 | Thu16:00 | 0.2578 | 0.1475 | 0.1577 | 0.2237 | Thu16:00 | 0.4542 | 0.218 | 0.299 | 0.2033
Thu17:00 | 0.4714 | 0.6706 | 0.323 | 0.1901 | Thu17:00 | 0.7081 | 0.7916 | 0.4353 | 0.4027 | Thu17:00 | 0.2615 | 0.1508 | 0.1695 | 0.2405 | Thu17:00 | 0.5143 | 0.2165 | 0.3226 | 0.2286
Thu18:00 | 0.225 | 0.4966 | 0 | 0 | Thu18:00 | 0.4816 | 0.6451 | 0.0906 | 0.1088 | Thu18:00 | 0.3254 | 0.1979 | 0.1704 | 0.2557 | Thu18:00 | 0.561 | 0.2466 | 0.345 | 0.2725
Thu19:00 | 0 | 0.0905 | 0 | 0 | Thu19:00 | 0.1357 | 0.3408 | 0.0001 | 0.0002 | Thu19:00 | 0.4104 | 0.2265 | 0.1889 | 0.3158 | Thu19:00 | 0.6292 | 0.2769 | 0.419 | 0.3575
Thu20:00 | 0 | 0 | 0 | 0 | Thu20:00 | 0.0039 | 0.0411 | 0 | 0 | Thu20:00 | 0.431 | 0.2566 | 0.2666 | 0.3162 | Thu20:00 | 0.7398 | 0.3917 | 0.4129 | 0.4618
Thu21:00 | 0 | 0 | 0 | 0 | Thu21:00 | 0 | 0 | 0 | 0 | Thu21:00 | 0.4282 | 0.2818 | 0.3625 | 0.3112 | Thu21:00 | 0.8021 | 0.5139 | 0.4091 | 0.5624
Thu22:00 | 0 | 0 | 0 | 0 | Thu22:00 | 0 | 0 | 0 | 0 | Thu22:00 | 0.4818 | 0.265 | 0.3886 | 0.3144 | Thu22:00 | 0.7607 | 0.5082 | 0.4432 | 0.5121
Thu23:00 | 0 | 0 | 0 | 0 | Thu23:00 | 0 | 0 | 0 | 0 | Thu23:00 | 0.4783 | 0.2656 | 0.3574 | 0.3275 | Thu23:00 | 0.7406 | 0.4857 | 0.4605 | 0.4694
Thu24:00 | 0 | 0 | 0 | 0 | Thu24:00 | 0 | 0 | 0 | 0 | Thu24:00 | 0.489 | 0.3226 | 0.3593 | 0.2907 | Thu24:00 | 0.5846 | 0.4917 | 0.4745 | 0.4103
Fri1:00 | 0 | 0 | 0 | 0 | Fri1:00 | 0 | 0 | 0 | 0 | Fri1:00 | 0.456 | 0.3183 | 0.4011 | 0.3196 | Fri1:00 | 0.6593 | 0.5212 | 0.4044 | 0.3864
Fri2:00 | 0 | 0 | 0 | 0 | Fri2:00 | 0 | 0 | 0 | 0 | Fri2:00 | 0.4475 | 0.2584 | 0.3881 | 0.29 | Fri2:00 | 0.6402 | 0.464 | 0.3664 | 0.4249
Fri3:00 | 0 | 0 | 0 | 0 | Fri3:00 | 0 | 0 | 0 | 0 | Fri3:00 | 0.4666 | 0.2446 | 0.3531 | 0.23 | Fri3:00 | 0.6353 | 0.4585 | 0.3587 | 0.4371
Fri4:00 | 0 | 0 | 0 | 0 | Fri4:00 | 0 | 0 | 0 | 0 | Fri4:00 | 0.4386 | 0.2694 | 0.3502 | 0.2092 | Fri4:00 | 0.6181 | 0.4249 | 0.3711 | 0.4267
Fri5:00 | 0 | 0 | 0 | 0 | Fri5:00 | 0 | 0 | 0 | 0 | Fri5:00 | 0.3995 | 0.2559 | 0.3263 | 0.2292 | Fri5:00 | 0.6218 | 0.4142 | 0.374 | 0.4531
Fri6:00 | 0 | 0 | 0 | 0 | Fri6:00 | 0.0007 | 0.0066 | 0 | 0 | Fri6:00 | 0.3679 | 0.2693 | 0.2879 | 0.2221 | Fri6:00 | 0.6604 | 0.3747 | 0.3691 | 0.4525
Fri7:00 | 0 | 0 | 0 | 0 | Fri7:00 | 0.0958 | 0.1847 | 0.0053 | 0 | Fri7:00 | 0.3345 | 0.2529 | 0.2757 | 0.2335 | Fri7:00 | 0.6425 | 0.3314 | 0.3716 | 0.3946
Fri8:00 | 0 | 0.0256 | 0 | 0 | Fri8:00 | 0.3954 | 0.5577 | 0.2447 | 0.0129 | Fri8:00 | 0.2531 | 0.1969 | 0.2739 | 0.2483 | Fri8:00 | 0.5487 | 0.263 | 0.3395 | 0.3818
Fri9:00 | 0.1063 | 0.2605 | 0.0124 | 0 | Fri9:00 | 0.5971 | 0.7871 | 0.5463 | 0.2634 | Fri9:00 | 0.1942 | 0.1483 | 0.2734 | 0.2717 | Fri9:00 | 0.4574 | 0.2138 | 0.3193 | 0.3888
Fri10:00 | 0.2426 | 0.6474 | 0.3743 | 0.0102 | Fri10:00 | 0.7258 | 0.8678 | 0.6572 | 0.5236 | Fri10:00 | 0.1881 | 0.1279 | 0.208 | 0.2258 | Fri10:00 | 0.3256 | 0.1674 | 0.2213 | 0.388
Fri11:00 | 0.3282 | 0.7217 | 0.6241 | 0.1356 | Fri11:00 | 0.7521 | 0.8733 | 0.6891 | 0.617 | Fri11:00 | 0.1917 | 0.1143 | 0.1874 | 0.2207 | Fri11:00 | 0.3857 | 0.1674 | 0.1462 | 0.2503
Fri12:00 | 0.4036 | 0.8087 | 0.5921 | 0.2921 | Fri12:00 | 0.8102 | 0.8498 | 0.655 | 0.6129 | Fri12:00 | 0.2841 | 0.0962 | 0.2272 | 0.2825 | Fri12:00 | 0.529 | 0.1374 | 0.2479 | 0.2089
Fri13:00 | 0.4861 | 0.7326 | 0.5629 | 0.2992 | Fri13:00 | 0.8016 | 0.8493 | 0.6973 | 0.6053 | Fri13:00 | 0.3406 | 0.1161 | 0.1929 | 0.2649 | Fri13:00 | 0.5802 | 0.1692 | 0.238 | 0.2004
Fri14:00 | 0.5183 | 0.7813 | 0.6172 | 0.2964 | Fri14:00 | 0.8069 | 0.8466 | 0.6645 | 0.5985 | Fri14:00 | 0.2997 | 0.1834 | 0.1645 | 0.213 | Fri14:00 | 0.5397 | 0.186 | 0.2824 | 0.1926
Fri15:00 | 0.543 | 0.7742 | 0.6497 | 0.3348 | Fri15:00 | 0.8102 | 0.8518 | 0.6945 | 0.6171 | Fri15:00 | 0.2589 | 0.1645 | 0.1581 | 0.2012 | Fri15:00 | 0.4448 | 0.2004 | 0.2468 | 0.1949
Fri16:00 | 0.5158 | 0.7623 | 0.667 | 0.341 | Fri16:00 | 0.7089 | 0.8531 | 0.6358 | 0.5705 | Fri16:00 | 0.2578 | 0.1475 | 0.1577 | 0.2237 | Fri16:00 | 0.4542 | 0.218 | 0.299 | 0.2033
Fri17:00 | 0.4714 | 0.6706 | 0.323 | 0.1901 | Fri17:00 | 0.7081 | 0.7916 | 0.4353 | 0.4027 | Fri17:00 | 0.2615 | 0.1508 | 0.1695 | 0.2405 | Fri17:00 | 0.5143 | 0.2165 | 0.3226 | 0.2286
Fri18:00 | 0.225 | 0.4966 | 0 | 0 | Fri18:00 | 0.4816 | 0.6451 | 0.0906 | 0.1088 | Fri18:00 | 0.3254 | 0.1979 | 0.1704 | 0.2557 | Fri18:00 | 0.561 | 0.2466 | 0.345 | 0.2725
Fri19:00 | 0 | 0.0905 | 0 | 0 | Fri19:00 | 0.1357 | 0.3408 | 0.0001 | 0.0002 | Fri19:00 | 0.4104 | 0.2265 | 0.1889 | 0.3158 | Fri19:00 | 0.6292 | 0.2769 | 0.419 | 0.3575
Fri20:00 | 0 | 0 | 0 | 0 | Fri20:00 | 0.0039 | 0.0411 | 0 | 0 | Fri20:00 | 0.431 | 0.2566 | 0.2666 | 0.3162 | Fri20:00 | 0.7398 | 0.3917 | 0.4129 | 0.4618
Fri21:00 | 0 | 0 | 0 | 0 | Fri21:00 | 0 | 0 | 0 | 0 | Fri21:00 | 0.4282 | 0.2818 | 0.3625 | 0.3112 | Fri21:00 | 0.8021 | 0.5139 | 0.4091 | 0.5624
Fri22:00 | 0 | 0 | 0 | 0 | Fri22:00 | 0 | 0 | 0 | 0 | Fri22:00 | 0.4818 | 0.265 | 0.3886 | 0.3144 | Fri22:00 | 0.7607 | 0.5082 | 0.4432 | 0.5121
Fri23:00 | 0 | 0 | 0 | 0 | Fri23:00 | 0 | 0 | 0 | 0 | Fri23:00 | 0.4783 | 0.2656 | 0.3574 | 0.3275 | Fri23:00 | 0.7406 | 0.4857 | 0.4605 | 0.4694
Fri24:00 | 0 | 0 | 0 | 0 | Fri24:00 | 0 | 0 | 0 | 0 | Fri24:00 | 0.489 | 0.3226 | 0.3593 | 0.2907 | Fri24:00 | 0.5846 | 0.4917 | 0.4745 | 0.4103
Sat1:00 | 0 | 0 | 0 | 0 | Sat1:00 | 0 | 0 | 0 | 0 | Sat1:00 | 0.456 | 0.3183 | 0.4011 | 0.3196 | Sat1:00 | 0.6593 | 0.5212 | 0.4044 | 0.3864
Sat2:00 | 0 | 0 | 0 | 0 | Sat2:00 | 0 | 0 | 0 | 0 | Sat2:00 | 0.4475 | 0.2584 | 0.3881 | 0.29 | Sat2:00 | 0.6402 | 0.464 | 0.3664 | 0.4249
Sat3:00 | 0 | 0 | 0 | 0 | Sat3:00 | 0 | 0 | 0 | 0 | Sat3:00 | 0.4666 | 0.2446 | 0.3531 | 0.23 | Sat3:00 | 0.6353 | 0.4585 | 0.3587 | 0.4371
Sat4:00 | 0 | 0 | 0 | 0 | Sat4:00 | 0 | 0 | 0 | 0 | Sat4:00 | 0.4386 | 0.2694 | 0.3502 | 0.2092 | Sat4:00 | 0.6181 | 0.4249 | 0.3711 | 0.4267
Sat5:00 | 0 | 0 | 0 | 0 | Sat5:00 | 0 | 0 | 0 | 0 | Sat5:00 | 0.3995 | 0.2559 | 0.3263 | 0.2292 | Sat5:00 | 0.6218 | 0.4142 | 0.374 | 0.4531
Sat6:00 | 0 | 0 | 0 | 0 | Sat6:00 | 0.0007 | 0.0066 | 0 | 0 | Sat6:00 | 0.3679 | 0.2693 | 0.2879 | 0.2221 | Sat6:00 | 0.6604 | 0.3747 | 0.3691 | 0.4525
Sat7:00 | 0 | 0 | 0 | 0 | Sat7:00 | 0.0958 | 0.1847 | 0.0053 | 0 | Sat7:00 | 0.3345 | 0.2529 | 0.2757 | 0.2335 | Sat7:00 | 0.6425 | 0.3314 | 0.3716 | 0.3946
Sat8:00 | 0 | 0.0256 | 0 | 0 | Sat8:00 | 0.3954 | 0.5577 | 0.2447 | 0.0129 | Sat8:00 | 0.2531 | 0.1969 | 0.2739 | 0.2483 | Sat8:00 | 0.5487 | 0.263 | 0.3395 | 0.3818
Sat9:00 | 0.1063 | 0.2605 | 0.0124 | 0 | Sat9:00 | 0.5971 | 0.7871 | 0.5463 | 0.2634 | Sat9:00 | 0.1942 | 0.1483 | 0.2734 | 0.2717 | Sat9:00 | 0.4574 | 0.2138 | 0.3193 | 0.3888
Sat10:00 | 0.2426 | 0.6474 | 0.3743 | 0.0102 | Sat10:00 | 0.7258 | 0.8678 | 0.6572 | 0.5236 | Sat10:00 | 0.1881 | 0.1279 | 0.208 | 0.2258 | Sat10:00 | 0.3256 | 0.1674 | 0.2213 | 0.388
Sat11:00 | 0.3282 | 0.7217 | 0.6241 | 0.1356 | Sat11:00 | 0.7521 | 0.8733 | 0.6891 | 0.617 | Sat11:00 | 0.1917 | 0.1143 | 0.1874 | 0.2207 | Sat11:00 | 0.3857 | 0.1674 | 0.1462 | 0.2503
Sat12:00 | 0.4036 | 0.8087 | 0.5921 | 0.2921 | Sat12:00 | 0.8102 | 0.8498 | 0.655 | 0.6129 | Sat12:00 | 0.2841 | 0.0962 | 0.2272 | 0.2825 | Sat12:00 | 0.529 | 0.1374 | 0.2479 | 0.2089
Sat13:00 | 0.4861 | 0.7326 | 0.5629 | 0.2992 | Sat13:00 | 0.8016 | 0.8493 | 0.6973 | 0.6053 | Sat13:00 | 0.3406 | 0.1161 | 0.1929 | 0.2649 | Sat13:00 | 0.5802 | 0.1692 | 0.238 | 0.2004
Sat14:00 | 0.5183 | 0.7813 | 0.6172 | 0.2964 | Sat14:00 | 0.8069 | 0.8466 | 0.6645 | 0.5985 | Sat14:00 | 0.2997 | 0.1834 | 0.1645 | 0.213 | Sat14:00 | 0.5397 | 0.186 | 0.2824 | 0.1926
Sat15:00 | 0.543 | 0.7742 | 0.6497 | 0.3348 | Sat15:00 | 0.8102 | 0.8518 | 0.6945 | 0.6171 | Sat15:00 | 0.2589 | 0.1645 | 0.1581 | 0.2012 | Sat15:00 | 0.4448 | 0.2004 | 0.2468 | 0.1949
Sat16:00 | 0.5158 | 0.7623 | 0.667 | 0.341 | Sat16:00 | 0.7089 | 0.8531 | 0.6358 | 0.5705 | Sat16:00 | 0.2578 | 0.1475 | 0.1577 | 0.2237 | Sat16:00 | 0.4542 | 0.218 | 0.299 | 0.2033
Sat17:00 | 0.4714 | 0.6706 | 0.323 | 0.1901 | Sat17:00 | 0.7081 | 0.7916 | 0.4353 | 0.4027 | Sat17:00 | 0.2615 | 0.1508 | 0.1695 | 0.2405 | Sat17:00 | 0.5143 | 0.2165 | 0.3226 | 0.2286
Sat18:00 | 0.225 | 0.4966 | 0 | 0 | Sat18:00 | 0.4816 | 0.6451 | 0.0906 | 0.1088 | Sat18:00 | 0.3254 | 0.1979 | 0.1704 | 0.2557 | Sat18:00 | 0.561 | 0.2466 | 0.345 | 0.2725
Sat19:00 | 0 | 0.0905 | 0 | 0 | Sat19:00 | 0.1357 | 0.3408 | 0.0001 | 0.0002 | Sat19:00 | 0.4104 | 0.2265 | 0.1889 | 0.3158 | Sat19:00 | 0.6292 | 0.2769 | 0.419 | 0.3575
Sat20:00 | 0 | 0 | 0 | 0 | Sat20:00 | 0.0039 | 0.0411 | 0 | 0 | Sat20:00 | 0.431 | 0.2566 | 0.2666 | 0.3162 | Sat20:00 | 0.7398 | 0.3917 | 0.4129 | 0.4618
Sat21:00 | 0 | 0 | 0 | 0 | Sat21:00 | 0 | 0 | 0 | 0 | Sat21:00 | 0.4282 | 0.2818 | 0.3625 | 0.3112 | Sat21:00 | 0.8021 | 0.5139 | 0.4091 | 0.5624
Sat22:00 | 0 | 0 | 0 | 0 | Sat22:00 | 0 | 0 | 0 | 0 | Sat22:00 | 0.4818 | 0.265 | 0.3886 | 0.3144 | Sat22:00 | 0.7607 | 0.5082 | 0.4432 | 0.5121
Sat23:00 | 0 | 0 | 0 | 0 | Sat23:00 | 0 | 0 | 0 | 0 | Sat23:00 | 0.4783 | 0.2656 | 0.3574 | 0.3275 | Sat23:00 | 0.7406 | 0.4857 | 0.4605 | 0.4694
Sat24:00 | 0 | 0 | 0 | 0 | Sat24:00 | 0 | 0 | 0 | 0 | Sat24:00 | 0.489 | 0.3226 | 0.3593 | 0.2907 | Sat24:00 | 0.5846 | 0.4917 | 0.4745 | 0.4103
Sun1:00 | 0 | 0 | 0 | 0 | Sun1:00 | 0 | 0 | 0 | 0 | Sun1:00 | 0.456 | 0.3183 | 0.4011 | 0.3196 | Sun1:00 | 0.6593 | 0.5212 | 0.4044 | 0.3864
Sun2:00 | 0 | 0 | 0 | 0 | Sun2:00 | 0 | 0 | 0 | 0 | Sun2:00 | 0.4475 | 0.2584 | 0.3881 | 0.29 | Sun2:00 | 0.6402 | 0.464 | 0.3664 | 0.4249
Sun3:00 | 0 | 0 | 0 | 0 | Sun3:00 | 0 | 0 | 0 | 0 | Sun3:00 | 0.4666 | 0.2446 | 0.3531 | 0.23 | Sun3:00 | 0.6353 | 0.4585 | 0.3587 | 0.4371
Sun4:00 | 0 | 0 | 0 | 0 | Sun4:00 | 0 | 0 | 0 | 0 | Sun4:00 | 0.4386 | 0.2694 | 0.3502 | 0.2092 | Sun4:00 | 0.6181 | 0.4249 | 0.3711 | 0.4267
Sun5:00 | 0 | 0 | 0 | 0 | Sun5:00 | 0 | 0 | 0 | 0 | Sun5:00 | 0.3995 | 0.2559 | 0.3263 | 0.2292 | Sun5:00 | 0.6218 | 0.4142 | 0.374 | 0.4531
Sun6:00 | 0 | 0 | 0 | 0 | Sun6:00 | 0.0007 | 0.0066 | 0 | 0 | Sun6:00 | 0.3679 | 0.2693 | 0.2879 | 0.2221 | Sun6:00 | 0.6604 | 0.3747 | 0.3691 | 0.4525
Sun7:00 | 0 | 0 | 0 | 0 | Sun7:00 | 0.0958 | 0.1847 | 0.0053 | 0 | Sun7:00 | 0.3345 | 0.2529 | 0.2757 | 0.2335 | Sun7:00 | 0.6425 | 0.3314 | 0.3716 | 0.3946
Sun8:00 | 0 | 0.0256 | 0 | 0 | Sun8:00 | 0.3954 | 0.5577 | 0.2447 | 0.0129 | Sun8:00 | 0.2531 | 0.1969 | 0.2739 | 0.2483 | Sun8:00 | 0.5487 | 0.263 | 0.3395 | 0.3818
Sun9:00 | 0.1063 | 0.2605 | 0.0124 | 0 | Sun9:00 | 0.5971 | 0.7871 | 0.5463 | 0.2634 | Sun9:00 | 0.1942 | 0.1483 | 0.2734 | 0.2717 | Sun9:00 | 0.4574 | 0.2138 | 0.3193 | 0.3888
Sun10:00 | 0.2426 | 0.6474 | 0.3743 | 0.0102 | Sun10:00 | 0.7258 | 0.8678 | 0.6572 | 0.5236 | Sun10:00 | 0.1881 | 0.1279 | 0.208 | 0.2258 | Sun10:00 | 0.3256 | 0.1674 | 0.2213 | 0.388
Sun11:00 | 0.3282 | 0.7217 | 0.6241 | 0.1356 | Sun11:00 | 0.7521 | 0.8733 | 0.6891 | 0.617 | Sun11:00 | 0.1917 | 0.1143 | 0.1874 | 0.2207 | Sun11:00 | 0.3857 | 0.1674 | 0.1462 | 0.2503
Sun12:00 | 0.4036 | 0.8087 | 0.5921 | 0.2921 | Sun12:00 | 0.8102 | 0.8498 | 0.655 | 0.6129 | Sun12:00 | 0.2841 | 0.0962 | 0.2272 | 0.2825 | Sun12:00 | 0.529 | 0.1374 | 0.2479 | 0.2089
Sun13:00 | 0.4861 | 0.7326 | 0.5629 | 0.2992 | Sun13:00 | 0.8016 | 0.8493 | 0.6973 | 0.6053 | Sun13:00 | 0.3406 | 0.1161 | 0.1929 | 0.2649 | Sun13:00 | 0.5802 | 0.1692 | 0.238 | 0.2004
Sun14:00 | 0.5183 | 0.7813 | 0.6172 | 0.2964 | Sun14:00 | 0.8069 | 0.8466 | 0.6645 | 0.5985 | Sun14:00 | 0.2997 | 0.1834 | 0.1645 | 0.213 | Sun14:00 | 0.5397 | 0.186 | 0.2824 | 0.1926
Sun15:00 | 0.543 | 0.7742 | 0.6497 | 0.3348 | Sun15:00 | 0.8102 | 0.8518 | 0.6945 | 0.6171 | Sun15:00 | 0.2589 | 0.1645 | 0.1581 | 0.2012 | Sun15:00 | 0.4448 | 0.2004 | 0.2468 | 0.1949
Sun16:00 | 0.5158 | 0.7623 | 0.667 | 0.341 | Sun16:00 | 0.7089 | 0.8531 | 0.6358 | 0.5705 | Sun16:00 | 0.2578 | 0.1475 | 0.1577 | 0.2237 | Sun16:00 | 0.4542 | 0.218 | 0.299 | 0.2033
Sun17:00 | 0.4714 | 0.6706 | 0.323 | 0.1901 | Sun17:00 | 0.7081 | 0.7916 | 0.4353 | 0.4027 | Sun17:00 | 0.2615 | 0.1508 | 0.1695 | 0.2405 | Sun17:00 | 0.5143 | 0.2165 | 0.3226 | 0.2286
Sun18:00 | 0.225 | 0.4966 | 0 | 0 | Sun18:00 | 0.4816 | 0.6451 | 0.0906 | 0.1088 | Sun18:00 | 0.3254 | 0.1979 | 0.1704 | 0.2557 | Sun18:00 | 0.561 | 0.2466 | 0.345 | 0.2725
Sun19:00 | 0 | 0.0905 | 0 | 0 | Sun19:00 | 0.1357 | 0.3408 | 0.0001 | 0.0002 | Sun19:00 | 0.4104 | 0.2265 | 0.1889 | 0.3158 | Sun19:00 | 0.6292 | 0.2769 | 0.419 | 0.3575
Sun20:00 | 0 | 0 | 0 | 0 | Sun20:00 | 0.0039 | 0.0411 | 0 | 0 | Sun20:00 | 0.431 | 0.2566 | 0.2666 | 0.3162 | Sun20:00 | 0.7398 | 0.3917 | 0.4129 | 0.4618
Sun21:00 | 0 | 0 | 0 | 0 | Sun21:00 | 0 | 0 | 0 | 0 | Sun21:00 | 0.4282 | 0.2818 | 0.3625 | 0.3112 | Sun21:00 | 0.8021 | 0.5139 | 0.4091 | 0.5624
Sun22:00 | 0 | 0 | 0 | 0 | Sun22:00 | 0 | 0 | 0 | 0 | Sun22:00 | 0.4818 | 0.265 | 0.3886 | 0.3144 | Sun22:00 | 0.7607 | 0.5082 | 0.4432 | 0.5121
Sun23:00 | 0 | 0 | 0 | 0 | Sun23:00 | 0 | 0 | 0 | 0 | Sun23:00 | 0.4783 | 0.2656 | 0.3574 | 0.3275 | Sun23:00 | 0.7406 | 0.4857 | 0.4605 | 0.4694
Sun24:00 | 0 | 0 | 0 | 0 | Sun24:00 | 0 | 0 | 0 | 0 | Sun24:00 | 0.489 | 0.3226 | 0.3593 | 0.2907 | Sun24:00 | 0.5846 | 0.4917 | 0.4745 | 0.4103
Northeast | [19 empty] | Spring | Summer | Fall | Winter
| SOLAR CSP |  |  |  |  | SOLAR PVSAT |  |  |  |  | wind |  |  |  |  | new-wind
| Spring | Summer | Fall | Winter |  | Spring | Summer | Fall | Winter |  | Spring | Summer | Fall | Winter |  | Spring | Summer | Fall | Winter
Mon1:00 | 0 | 0 | 0 | 0 | Mon1:00 | 0 | 0 | 0 | 0 | Mon1:00 | 0.4584 | 0.4735 | 0.4522 | 0.1427 | Mon1:00 | 0.4924 | 0.3333 | 0.3962 | 0.8411
Mon2:00 | 0 | 0 | 0 | 0 | Mon2:00 | 0 | 0 | 0 | 0 | Mon2:00 | 0.4382 | 0.4323 | 0.4117 | 0.174 | Mon2:00 | 0.4061 | 0.2973 | 0.3521 | 0.8349
Mon3:00 | 0 | 0 | 0 | 0 | Mon3:00 | 0 | 0 | 0 | 0 | Mon3:00 | 0.3873 | 0.3965 | 0.3737 | 0.1899 | Mon3:00 | 0.3231 | 0.2728 | 0.321 | 0.8062
Mon4:00 | 0 | 0 | 0 | 0 | Mon4:00 | 0 | 0 | 0 | 0 | Mon4:00 | 0.3861 | 0.2909 | 0.3328 | 0.192 | Mon4:00 | 0.3496 | 0.2314 | 0.2946 | 0.7992
Mon5:00 | 0 | 0 | 0 | 0 | Mon5:00 | 0 | 0 | 0 | 0 | Mon5:00 | 0.351 | 0.3461 | 0.2472 | 0.2101 | Mon5:00 | 0.4097 | 0.1817 | 0.2767 | 0.8169
Mon6:00 | 0 | 0 | 0 | 0 | Mon6:00 | 0.0008 | 0.0008 | 0 | 0 | Mon6:00 | 0.3316 | 0.3508 | 0.1931 | 0.2531 | Mon6:00 | 0.3524 | 0.1357 | 0.2291 | 0.8101
Mon7:00 | 0 | 0 | 0 | 0 | Mon7:00 | 0.0677 | 0.0532 | 0.0126 | 0 | Mon7:00 | 0.2803 | 0.2627 | 0.1238 | 0.3308 | Mon7:00 | 0.3117 | 0.1033 | 0.1485 | 0.7514
Mon8:00 | 0.0351 | 0.0713 | 0 | 0 | Mon8:00 | 0.2128 | 0.2324 | 0.214 | 0.0117 | Mon8:00 | 0.3163 | 0.2543 | 0.1034 | 0.2995 | Mon8:00 | 0.3508 | 0.1025 | 0.0995 | 0.7082
Mon9:00 | 0.357 | 0.438 | 0.025 | 0 | Mon9:00 | 0.4075 | 0.4647 | 0.5125 | 0.1476 | Mon9:00 | 0.3786 | 0.2689 | 0.1205 | 0.2815 | Mon9:00 | 0.3991 | 0.0907 | 0.0891 | 0.6826
Mon10:00 | 0.4734 | 0.6237 | 0.2039 | 0.0279 | Mon10:00 | 0.6248 | 0.6372 | 0.7427 | 0.2967 | Mon10:00 | 0.5424 | 0.2328 | 0.1151 | 0.2604 | Mon10:00 | 0.4116 | 0.0747 | 0.0735 | 0.613
Mon11:00 | 0.5202 | 0.6066 | 0.2434 | 0.1939 | Mon11:00 | 0.7255 | 0.7552 | 0.9021 | 0.3916 | Mon11:00 | 0.6198 | 0.2993 | 0.1267 | 0.2364 | Mon11:00 | 0.5961 | 0.1308 | 0.1026 | 0.5136
Mon12:00 | 0.6345 | 0.7166 | 0.2992 | 0.2563 | Mon12:00 | 0.9025 | 0.8431 | 0.9677 | 0.5073 | Mon12:00 | 0.622 | 0.4138 | 0.1494 | 0.1482 | Mon12:00 | 0.751 | 0.1603 | 0.1038 | 0.6168
Mon13:00 | 0.7061 | 0.6155 | 0.3193 | 0.2626 | Mon13:00 | 0.9142 | 0.7829 | 0.9773 | 0.5401 | Mon13:00 | 0.4561 | 0.4215 | 0.1572 | 0.1295 | Mon13:00 | 0.8559 | 0.1373 | 0.1238 | 0.7121
Mon14:00 | 0.7305 | 0.6989 | 0.3389 | 0.3122 | Mon14:00 | 0.8554 | 0.8254 | 0.9534 | 0.6217 | Mon14:00 | 0.4891 | 0.4584 | 0.1671 | 0.1218 | Mon14:00 | 0.7413 | 0.2331 | 0.127 | 0.6575
Mon15:00 | 0.7672 | 0.5604 | 0.4058 | 0.3401 | Mon15:00 | 0.8044 | 0.7165 | 0.8395 | 0.5511 | Mon15:00 | 0.4184 | 0.4879 | 0.1629 | 0.1124 | Mon15:00 | 0.607 | 0.2051 | 0.1179 | 0.6437
Mon16:00 | 0.6955 | 0.5785 | 0.3873 | 0.3902 | Mon16:00 | 0.6369 | 0.5908 | 0.6448 | 0.4381 | Mon16:00 | 0.366 | 0.5275 | 0.1256 | 0.1104 | Mon16:00 | 0.5399 | 0.209 | 0.1267 | 0.6363
Mon17:00 | 0.6592 | 0.5616 | 0.3385 | 0.3764 | Mon17:00 | 0.4608 | 0.4448 | 0.3798 | 0.2984 | Mon17:00 | 0.4031 | 0.5252 | 0.1122 | 0.1108 | Mon17:00 | 0.4828 | 0.2008 | 0.1554 | 0.5367
Mon18:00 | 0.5529 | 0.4437 | 0.0252 | 0 | Mon18:00 | 0.2071 | 0.2379 | 0.1037 | 0.102 | Mon18:00 | 0.432 | 0.5337 | 0.1369 | 0.1509 | Mon18:00 | 0.4105 | 0.2635 | 0.2086 | 0.4935
Mon19:00 | 0.0391 | 0.0819 | 0 | 0 | Mon19:00 | 0.0382 | 0.0593 | 0.0003 | 0.0004 | Mon19:00 | 0.4981 | 0.5549 | 0.1703 | 0.2257 | Mon19:00 | 0.4686 | 0.3084 | 0.2435 | 0.3428
Mon20:00 | 0 | 0 | 0 | 0 | Mon20:00 | 0.0004 | 0.0029 | 0 | 0 | Mon20:00 | 0.6337 | 0.4185 | 0.2335 | 0.261 | Mon20:00 | 0.7008 | 0.3039 | 0.3717 | 0.2368
Mon21:00 | 0 | 0 | 0 | 0 | Mon21:00 | 0 | 0 | 0 | 0 | Mon21:00 | 0.7384 | 0.279 | 0.4347 | 0.2907 | Mon21:00 | 0.813 | 0.3228 | 0.5082 | 0.1611
Mon22:00 | 0 | 0 | 0 | 0 | Mon22:00 | 0 | 0 | 0 | 0 | Mon22:00 | 0.7624 | 0.1459 | 0.4538 | 0.3796 | Mon22:00 | 0.7588 | 0.4831 | 0.6077 | 0.1385
Mon23:00 | 0 | 0 | 0 | 0 | Mon23:00 | 0 | 0 | 0 | 0 | Mon23:00 | 0.7219 | 0.1422 | 0.4256 | 0.3765 | Mon23:00 | 0.7053 | 0.4902 | 0.6071 | 0.1361
Mon24:00 | 0 | 0 | 0 | 0 | Mon24:00 | 0 | 0 | 0 | 0 | Mon24:00 | 0.7653 | 0.1133 | 0.4767 | 0.3506 | Mon24:00 | 0.778 | 0.448 | 0.6245 | 0.2236
Tue1:00 | 0 | 0 | 0 | 0 | Tue1:00 | 0 | 0 | 0 | 0 | Tue1:00 | 0.7559 | 0.0851 | 0.4644 | 0.3843 | Tue1:00 | 0.7738 | 0.4314 | 0.6527 | 0.3697
Tue2:00 | 0 | 0 | 0 | 0 | Tue2:00 | 0 | 0 | 0 | 0 | Tue2:00 | 0.6598 | 0.0865 | 0.4629 | 0.3752 | Tue2:00 | 0.6597 | 0.407 | 0.6053 | 0.4866
Tue3:00 | 0 | 0 | 0 | 0 | Tue3:00 | 0 | 0 | 0 | 0 | Tue3:00 | 0.6141 | 0.1123 | 0.4178 | 0.3747 | Tue3:00 | 0.5983 | 0.3059 | 0.4786 | 0.6787
Tue4:00 | 0 | 0 | 0 | 0 | Tue4:00 | 0 | 0 | 0 | 0 | Tue4:00 | 0.619 | 0.0947 | 0.4096 | 0.3725 | Tue4:00 | 0.5918 | 0.2256 | 0.5175 | 0.6032
Tue5:00 | 0 | 0 | 0 | 0 | Tue5:00 | 0 | 0 | 0 | 0 | Tue5:00 | 0.5376 | 0.0676 | 0.387 | 0.3631 | Tue5:00 | 0.4811 | 0.1985 | 0.4239 | 0.4361
Tue6:00 | 0 | 0 | 0 | 0 | Tue6:00 | 0.0014 | 0.0003 | 0 | 0 | Tue6:00 | 0.4888 | 0.0837 | 0.3088 | 0.3348 | Tue6:00 | 0.4005 | 0.2148 | 0.4609 | 0.4173
Tue7:00 | 0 | 0 | 0 | 0 | Tue7:00 | 0.0743 | 0.0491 | 0.0119 | 0 | Tue7:00 | 0.517 | 0.1103 | 0.2845 | 0.326 | Tue7:00 | 0.3794 | 0.1943 | 0.5055 | 0.3871
Tue8:00 | 0.0266 | 0.0431 | 0 | 0 | Tue8:00 | 0.242 | 0.2104 | 0.2056 | 0.0296 | Tue8:00 | 0.5903 | 0.0616 | 0.318 | 0.2865 | Tue8:00 | 0.5032 | 0.1317 | 0.3643 | 0.4703
Tue9:00 | 0.2188 | 0.3781 | 0.2121 | 0 | Tue9:00 | 0.4474 | 0.4282 | 0.5013 | 0.3267 | Tue9:00 | 0.6551 | 0.0626 | 0.3587 | 0.259 | Tue9:00 | 0.6067 | 0.0825 | 0.2454 | 0.6016
Tue10:00 | 0.5001 | 0.6912 | 0.7678 | 0.2558 | Tue10:00 | 0.6094 | 0.6162 | 0.7289 | 0.6234 | Tue10:00 | 0.562 | 0.0541 | 0.3291 | 0.2726 | Tue10:00 | 0.5442 | 0.0276 | 0.2336 | 0.4056
Tue11:00 | 0.6663 | 0.7479 | 0.7936 | 0.5511 | Tue11:00 | 0.8366 | 0.7585 | 0.8827 | 0.8188 | Tue11:00 | 0.5477 | 0.0714 | 0.3485 | 0.2359 | Tue11:00 | 0.5805 | 0.0501 | 0.1908 | 0.3643
Tue12:00 | 0.7878 | 0.7206 | 0.7805 | 0.4798 | Tue12:00 | 0.893 | 0.8323 | 0.8883 | 0.9411 | Tue12:00 | 0.492 | 0.0638 | 0.3277 | 0.2381 | Tue12:00 | 0.5079 | 0.0718 | 0.2092 | 0.3842
Tue13:00 | 0.7846 | 0.6743 | 0.7301 | 0.3762 | Tue13:00 | 0.9351 | 0.7771 | 0.9676 | 0.9674 | Tue13:00 | 0.4314 | 0.066 | 0.3176 | 0.1913 | Tue13:00 | 0.4854 | 0.0986 | 0.2073 | 0.4186
Tue14:00 | 0.793 | 0.6205 | 0.7973 | 0.4141 | Tue14:00 | 0.9111 | 0.8157 | 0.9071 | 0.9666 | Tue14:00 | 0.3924 | 0.0846 | 0.3044 | 0.1435 | Tue14:00 | 0.5206 | 0.0703 | 0.1263 | 0.3814
Tue15:00 | 0.7999 | 0.6515 | 0.7866 | 0.5252 | Tue15:00 | 0.844 | 0.7449 | 0.8114 | 0.8981 | Tue15:00 | 0.4186 | 0.0785 | 0.327 | 0.1224 | Tue15:00 | 0.6844 | 0.0952 | 0.1558 | 0.3897
Tue16:00 | 0.7143 | 0.6678 | 0.7479 | 0.5488 | Tue16:00 | 0.6271 | 0.6297 | 0.6142 | 0.711 | Tue16:00 | 0.5633 | 0.0546 | 0.3571 | 0.1325 | Tue16:00 | 0.6397 | 0.1706 | 0.1403 | 0.4209
Tue17:00 | 0.7309 | 0.5718 | 0.5611 | 0.5065 | Tue17:00 | 0.4703 | 0.4322 | 0.3639 | 0.4614 | Tue17:00 | 0.5739 | 0.0589 | 0.3515 | 0.1341 | Tue17:00 | 0.6117 | 0.1694 | 0.1138 | 0.2977
Tue18:00 | 0.4701 | 0.4027 | 0.0261 | 0 | Tue18:00 | 0.2022 | 0.2552 | 0.0947 | 0.156 | Tue18:00 | 0.5968 | 0.0818 | 0.3661 | 0.1517 | Tue18:00 | 0.6518 | 0.2268 | 0.1327 | 0.2077
Tue19:00 | 0.0376 | 0 | 0 | 0 | Tue19:00 | 0.0404 | 0.0576 | 0.0002 | 0.0007 | Tue19:00 | 0.6424 | 0.097 | 0.407 | 0.1729 | Tue19:00 | 0.6751 | 0.3233 | 0.1658 | 0.1322
Tue20:00 | 0 | 0 | 0 | 0 | Tue20:00 | 0.0004 | 0.0037 | 0 | 0 | Tue20:00 | 0.6337 | 0.092 | 0.4867 | 0.1667 | Tue20:00 | 0.7659 | 0.4035 | 0.3838 | 0.0591
Tue21:00 | 0 | 0 | 0 | 0 | Tue21:00 | 0 | 0 | 0 | 0 | Tue21:00 | 0.5887 | 0.0851 | 0.5883 | 0.1784 | Tue21:00 | 0.7986 | 0.4879 | 0.6316 | 0.0254
Tue22:00 | 0 | 0 | 0 | 0 | Tue22:00 | 0 | 0 | 0 | 0 | Tue22:00 | 0.6472 | 0.1268 | 0.5075 | 0.1969 | Tue22:00 | 0.7941 | 0.8107 | 0.5312 | 0.0305
Tue23:00 | 0 | 0 | 0 | 0 | Tue23:00 | 0 | 0 | 0 | 0 | Tue23:00 | 0.684 | 0.1344 | 0.4498 | 0.1971 | Tue23:00 | 0.8169 | 0.7725 | 0.4176 | 0.0853
Tue24:00 | 0 | 0 | 0 | 0 | Tue24:00 | 0 | 0 | 0 | 0 | Tue24:00 | 0.6465 | 0.1182 | 0.5298 | 0.1709 | Tue24:00 | 0.7426 | 0.6957 | 0.4825 | 0.337
Wed1:00 | 0 | 0 | 0 | 0 | Wed1:00 | 0 | 0 | 0 | 0 | Wed1:00 | 0.6323 | 0.0952 | 0.5323 | 0.1001 | Wed1:00 | 0.6947 | 0.6175 | 0.4516 | 0.4924
Wed2:00 | 0 | 0 | 0 | 0 | Wed2:00 | 0 | 0 | 0 | 0 | Wed2:00 | 0.6407 | 0.1405 | 0.5029 | 0.0817 | Wed2:00 | 0.7122 | 0.469 | 0.3505 | 0.5956
Wed3:00 | 0 | 0 | 0 | 0 | Wed3:00 | 0 | 0 | 0 | 0 | Wed3:00 | 0.6006 | 0.1478 | 0.5065 | 0.0728 | Wed3:00 | 0.7112 | 0.4334 | 0.2974 | 0.6654
Wed4:00 | 0 | 0 | 0 | 0 | Wed4:00 | 0 | 0 | 0 | 0 | Wed4:00 | 0.6086 | 0.1468 | 0.4622 | 0.0692 | Wed4:00 | 0.6442 | 0.5139 | 0.1985 | 0.7467
Wed5:00 | 0 | 0 | 0 | 0 | Wed5:00 | 0 | 0 | 0 | 0 | Wed5:00 | 0.6584 | 0.1491 | 0.4043 | 0.0662 | Wed5:00 | 0.5341 | 0.5115 | 0.1415 | 0.8279
Wed6:00 | 0 | 0 | 0 | 0 | Wed6:00 | 0.0016 | 0.0007 | 0 | 0 | Wed6:00 | 0.5677 | 0.1422 | 0.3749 | 0.0624 | Wed6:00 | 0.3585 | 0.4143 | 0.0748 | 0.8376
Wed7:00 | 0 | 0 | 0 | 0 | Wed7:00 | 0.071 | 0.0535 | 0.0122 | 0 | Wed7:00 | 0.4627 | 0.1186 | 0.3442 | 0.0663 | Wed7:00 | 0.2972 | 0.2452 | 0.0232 | 0.7763
Wed8:00 | 0.0748 | 0.0879 | 0 | 0 | Wed8:00 | 0.2222 | 0.2293 | 0.1961 | 0.0267 | Wed8:00 | 0.4266 | 0.0556 | 0.3338 | 0.0799 | Wed8:00 | 0.2879 | 0.119 | 0.0214 | 0.7449
Wed9:00 | 0.3753 | 0.5567 | 0.1213 | 0 | Wed9:00 | 0.4456 | 0.4712 | 0.4771 | 0.2942 | Wed9:00 | 0.394 | 0.0191 | 0.3413 | 0.1068 | Wed9:00 | 0.3025 | 0.0671 | 0.0255 | 0.7446
Wed10:00 | 0.5488 | 0.739 | 0.4494 | 0.1498 | Wed10:00 | 0.6622 | 0.6398 | 0.695 | 0.5866 | Wed10:00 | 0.3577 | 0.008 | 0.3867 | 0.0819 | Wed10:00 | 0.3308 | 0.0632 | 0 | 0.6437
Wed11:00 | 0.6302 | 0.6791 | 0.5743 | 0.3482 | Wed11:00 | 0.8005 | 0.7554 | 0.8307 | 0.837 | Wed11:00 | 0.44 | 0.0177 | 0.406 | 0.0702 | Wed11:00 | 0.3657 | 0.0628 | 0.0011 | 0.4671
Wed12:00 | 0.8498 | 0.6226 | 0.5459 | 0.3324 | Wed12:00 | 0.9071 | 0.7891 | 0.8695 | 0.8985 | Wed12:00 | 0.4791 | 0.0006 | 0.3822 | 0.0182 | Wed12:00 | 0.2617 | 0.0781 | 0.0223 | 0.3163
Wed13:00 | 0.8929 | 0.7015 | 0.4855 | 0.3249 | Wed13:00 | 0.9747 | 0.8616 | 0.9151 | 0.9202 | Wed13:00 | 0.3955 | 0.0018 | 0.3257 | 0.0205 | Wed13:00 | 0.3218 | 0.0632 | 0.1438 | 0.236
Wed14:00 | 0.9262 | 0.6431 | 0.417 | 0.3904 | Wed14:00 | 0.9445 | 0.7943 | 0.8894 | 0.9512 | Wed14:00 | 0.4271 | 0.005 | 0.334 | 0.0106 | Wed14:00 | 0.2864 | 0.087 | 0.0073 | 0.1701
Wed15:00 | 0.9117 | 0.6169 | 0.515 | 0.4618 | Wed15:00 | 0.8444 | 0.7361 | 0.7869 | 0.8187 | Wed15:00 | 0.4378 | 0.0779 | 0.3694 | 0.034 | Wed15:00 | 0.2993 | 0.0912 | 0.0137 | 0.1143
Wed16:00 | 0.9397 | 0.5773 | 0.4608 | 0.5228 | Wed16:00 | 0.701 | 0.5771 | 0.5878 | 0.6562 | Wed16:00 | 0.3723 | 0.115 | 0.3885 | 0.0675 | Wed16:00 | 0.4803 | 0.1271 | 0.1197 | 0.0819
Wed17:00 | 0.9275 | 0.4865 | 0.3705 | 0.3751 | Wed17:00 | 0.4825 | 0.4369 | 0.3464 | 0.3981 | Wed17:00 | 0.3439 | 0.0939 | 0.4068 | 0.0989 | Wed17:00 | 0.3951 | 0.1502 | 0.1775 | 0.0793
Wed18:00 | 0.8462 | 0.5322 | 0.0273 | 0 | Wed18:00 | 0.2308 | 0.2535 | 0.0896 | 0.1337 | Wed18:00 | 0.397 | 0.1118 | 0.3864 | 0.106 | Wed18:00 | 0.3293 | 0.1489 | 0.2124 | 0.0879
Wed19:00 | 0.1189 | 0.0232 | 0 | 0 | Wed19:00 | 0.0394 | 0.0684 | 0.0002 | 0.0004 | Wed19:00 | 0.3633 | 0.1143 | 0.3954 | 0.1536 | Wed19:00 | 0.466 | 0.1921 | 0.2399 | 0.0827
Wed20:00 | 0 | 0 | 0 | 0 | Wed20:00 | 0.0003 | 0.0031 | 0 | 0 | Wed20:00 | 0.4637 | 0.2168 | 0.4461 | 0.1801 | Wed20:00 | 0.5127 | 0.2853 | 0.2865 | 0.0838
Wed21:00 | 0 | 0 | 0 | 0 | Wed21:00 | 0 | 0 | 0 | 0 | Wed21:00 | 0.5396 | 0.3479 | 0.5084 | 0.2358 | Wed21:00 | 0.5644 | 0.3973 | 0.3681 | 0.115
Wed22:00 | 0 | 0 | 0 | 0 | Wed22:00 | 0 | 0 | 0 | 0 | Wed22:00 | 0.4254 | 0.4329 | 0.4837 | 0.2457 | Wed22:00 | 0.8105 | 0.4431 | 0.2088 | 0.211
Wed23:00 | 0 | 0 | 0 | 0 | Wed23:00 | 0 | 0 | 0 | 0 | Wed23:00 | 0.5763 | 0.4048 | 0.4597 | 0.2455 | Wed23:00 | 0.6787 | 0.5329 | 0.18 | 0.3612
Wed24:00 | 0 | 0 | 0 | 0 | Wed24:00 | 0 | 0 | 0 | 0 | Wed24:00 | 0.6063 | 0.3449 | 0.5017 | 0.1806 | Wed24:00 | 0.5398 | 0.4869 | 0.1347 | 0.4892
Thu1:00 | 0 | 0 | 0 | 0 | Thu1:00 | 0 | 0 | 0 | 0 | Thu1:00 | 0.6277 | 0.3402 | 0.5655 | 0.2032 | Thu1:00 | 0.37 | 0.476 | 0.1374 | 0.5641
Thu2:00 | 0 | 0 | 0 | 0 | Thu2:00 | 0 | 0 | 0 | 0 | Thu2:00 | 0.5623 | 0.3034 | 0.5965 | 0.2404 | Thu2:00 | 0.4389 | 0.5542 | 0.104 | 0.644
Thu3:00 | 0 | 0 | 0 | 0 | Thu3:00 | 0 | 0 | 0 | 0 | Thu3:00 | 0.488 | 0.2454 | 0.5679 | 0.2181 | Thu3:00 | 0.4962 | 0.5243 | 0.1423 | 0.6698
Thu4:00 | 0 | 0 | 0 | 0 | Thu4:00 | 0 | 0 | 0 | 0 | Thu4:00 | 0.5378 | 0.2147 | 0.5095 | 0.2202 | Thu4:00 | 0.4842 | 0.4577 | 0.1251 | 0.6374
Thu5:00 | 0 | 0 | 0 | 0 | Thu5:00 | 0 | 0 | 0 | 0 | Thu5:00 | 0.5989 | 0.1447 | 0.5112 | 0.2398 | Thu5:00 | 0.5762 | 0.4258 | 0.0951 | 0.6439
Thu6:00 | 0 | 0 | 0 | 0 | Thu6:00 | 0.0017 | 0.0006 | 0 | 0 | Thu6:00 | 0.6057 | 0.1247 | 0.4647 | 0.2037 | Thu6:00 | 0.6228 | 0.3966 | 0.1187 | 0.7381
Thu7:00 | 0 | 0 | 0 | 0 | Thu7:00 | 0.0674 | 0.0491 | 0.0112 | 0 | Thu7:00 | 0.5585 | 0.0864 | 0.4206 | 0.1803 | Thu7:00 | 0.5845 | 0.3477 | 0.1077 | 0.7155
Thu8:00 | 0.0173 | 0.0564 | 0 | 0 | Thu8:00 | 0.2032 | 0.2332 | 0.1997 | 0.0231 | Thu8:00 | 0.5359 | 0.0491 | 0.4056 | 0.1896 | Thu8:00 | 0.5776 | 0.2373 | 0.0861 | 0.7679
Thu9:00 | 0.2403 | 0.5716 | 0.0755 | 0 | Thu9:00 | 0.4304 | 0.4642 | 0.4906 | 0.2749 | Thu9:00 | 0.5136 | 0.048 | 0.3818 | 0.2 | Thu9:00 | 0.5974 | 0.159 | 0.0845 | 0.8038
Thu10:00 | 0.6091 | 0.6998 | 0.4874 | 0 | Thu10:00 | 0.6752 | 0.6387 | 0.7278 | 0.6054 | Thu10:00 | 0.4017 | 0.0866 | 0.3742 | 0.2893 | Thu10:00 | 0.3351 | 0.0728 | 0.1037 | 0.8333
Thu11:00 | 0.738 | 0.7484 | 0.5581 | 0 | Thu11:00 | 0.8552 | 0.7754 | 0.883 | 0.814 | Thu11:00 | 0.3367 | 0.1228 | 0.3459 | 0.4463 | Thu11:00 | 0.2806 | 0.0921 | 0.0901 | 0.7955
Thu12:00 | 0.8445 | 0.6988 | 0.5293 | 0 | Thu12:00 | 0.9182 | 0.8058 | 0.9649 | 0.9351 | Thu12:00 | 0.3625 | 0.235 | 0.284 | 0.6118 | Thu12:00 | 0.2925 | 0.0585 | 0.1621 | 0.6399
Thu13:00 | 0.8257 | 0.7434 | 0.5523 | 0 | Thu13:00 | 0.9181 | 0.8593 | 0.9688 | 0.9584 | Thu13:00 | 0.298 | 0.2036 | 0.2442 | 0.6833 | Thu13:00 | 0.1694 | 0.0863 | 0.1653 | 0.5038
Thu14:00 | 0.8573 | 0.6917 | 0.6294 | 0 | Thu14:00 | 0.9215 | 0.8142 | 0.9322 | 0.9037 | Thu14:00 | 0.1387 | 0.2627 | 0.2754 | 0.7264 | Thu14:00 | 0.1004 | 0.0858 | 0.1781 | 0.4836
Thu15:00 | 0.9448 | 0.7087 | 0.5864 | 0 | Thu15:00 | 0.8529 | 0.7467 | 0.8112 | 0.7737 | Thu15:00 | 0.0681 | 0.3261 | 0.3236 | 0.7642 | Thu15:00 | 0.0883 | 0.1283 | 0.2489 | 0.4103
Thu16:00 | 0.9132 | 0.6584 | 0.5488 | 0.0526 | Thu16:00 | 0.6952 | 0.6173 | 0.6184 | 0.5708 | Thu16:00 | 0.0362 | 0.4457 | 0.3406 | 0.7196 | Thu16:00 | 0.0936 | 0.2083 | 0.4039 | 0.4317
Thu17:00 | 0.8342 | 0.5809 | 0.5598 | 0 | Thu17:00 | 0.4789 | 0.449 | 0.3522 | 0.3731 | Thu17:00 | 0.03 | 0.5245 | 0.3795 | 0.7522 | Thu17:00 | 0.1204 | 0.1927 | 0.4359 | 0.4385
Thu18:00 | 0.6631 | 0.4118 | 0 | 0 | Thu18:00 | 0.2221 | 0.2311 | 0.0815 | 0.1222 | Thu18:00 | 0.0483 | 0.4925 | 0.4032 | 0.7928 | Thu18:00 | 0.1315 | 0.3026 | 0.4158 | 0.448
Thu19:00 | 0.0729 | 0.0259 | 0 | 0 | Thu19:00 | 0.0429 | 0.0656 | 0 | 0.0005 | Thu19:00 | 0.0364 | 0.5072 | 0.4219 | 0.7572 | Thu19:00 | 0.1025 | 0.4334 | 0.3454 | 0.5174
Thu20:00 | 0 | 0 | 0 | 0 | Thu20:00 | 0.0004 | 0.0024 | 0 | 0 | Thu20:00 | 0.0879 | 0.3668 | 0.4181 | 0.7407 | Thu20:00 | 0.1535 | 0.5187 | 0.1699 | 0.5246
Thu21:00 | 0 | 0 | 0 | 0 | Thu21:00 | 0 | 0 | 0 | 0 | Thu21:00 | 0.17 | 0.265 | 0.429 | 0.7224 | Thu21:00 | 0.2116 | 0.6028 | 0.09 | 0.5038
Thu22:00 | 0 | 0 | 0 | 0 | Thu22:00 | 0 | 0 | 0 | 0 | Thu22:00 | 0.194 | 0.3071 | 0.4741 | 0.727 | Thu22:00 | 0.2223 | 0.7006 | 0.1472 | 0.4994
Thu23:00 | 0 | 0 | 0 | 0 | Thu23:00 | 0 | 0 | 0 | 0 | Thu23:00 | 0.2486 | 0.1533 | 0.4392 | 0.6827 | Thu23:00 | 0.1741 | 0.6317 | 0.2114 | 0.4163
Thu24:00 | 0 | 0 | 0 | 0 | Thu24:00 | 0 | 0 | 0 | 0 | Thu24:00 | 0.2428 | 0.1019 | 0.4505 | 0.6601 | Thu24:00 | 0.1139 | 0.6011 | 0.282 | 0.3596
Fri1:00 | 0 | 0 | 0 | 0 | Fri1:00 | 0 | 0 | 0 | 0 | Fri1:00 | 0.2012 | 0.1988 | 0.3963 | 0.6138 | Fri1:00 | 0.0982 | 0.5682 | 0.2013 | 0.339
Fri2:00 | 0 | 0 | 0 | 0 | Fri2:00 | 0 | 0 | 0 | 0 | Fri2:00 | 0.2096 | 0.1346 | 0.3381 | 0.4982 | Fri2:00 | 0.1469 | 0.5864 | 0.08 | 0.3592
Fri3:00 | 0 | 0 | 0 | 0 | Fri3:00 | 0 | 0 | 0 | 0 | Fri3:00 | 0.1761 | 0.1087 | 0.3241 | 0.4043 | Fri3:00 | 0.2327 | 0.5779 | 0.187 | 0.3914
Fri4:00 | 0 | 0 | 0 | 0 | Fri4:00 | 0 | 0 | 0 | 0 | Fri4:00 | 0.1504 | 0.0349 | 0.264 | 0.3189 | Fri4:00 | 0.2184 | 0.5248 | 0.0616 | 0.4211
Fri5:00 | 0 | 0 | 0 | 0 | Fri5:00 | 0 | 0 | 0 | 0 | Fri5:00 | 0.1407 | 0.0176 | 0.177 | 0.2449 | Fri5:00 | 0.2186 | 0.4868 | 0.0097 | 0.4024
Fri6:00 | 0 | 0 | 0 | 0 | Fri6:00 | 0.0017 | 0.0005 | 0 | 0 | Fri6:00 | 0.1475 | 0.0193 | 0.1589 | 0.2307 | Fri6:00 | 0.2236 | 0.5264 | 0.0585 | 0.4381
Fri7:00 | 0 | 0 | 0 | 0 | Fri7:00 | 0.0667 | 0.0489 | 0.0076 | 0 | Fri7:00 | 0.143 | 0.0123 | 0.165 | 0.1946 | Fri7:00 | 0.211 | 0.4644 | 0.0636 | 0.4619
Fri8:00 | 0.0146 | 0.0423 | 0 | 0 | Fri8:00 | 0.2008 | 0.2406 | 0.1591 | 0.03 | Fri8:00 | 0.115 | 0.006 | 0.1613 | 0.2185 | Fri8:00 | 0.1167 | 0.3901 | 0.0089 | 0.455
Fri9:00 | 0.1957 | 0.5455 | 0.0482 | 0 | Fri9:00 | 0.4126 | 0.4671 | 0.4049 | 0.2363 | Fri9:00 | 0.109 | 0.0195 | 0.1635 | 0.2505 | Fri9:00 | 0.0514 | 0.3151 | 0.0032 | 0.4683
Fri10:00 | 0.4779 | 0.7882 | 0.2953 | 0.1857 | Fri10:00 | 0.675 | 0.6493 | 0.6213 | 0.4991 | Fri10:00 | 0.1226 | 0.0047 | 0.1887 | 0.1971 | Fri10:00 | 0.0189 | 0.2496 | 0.0562 | 0.4874
Fri11:00 | 0.6363 | 0.7416 | 0.4358 | 0.5923 | Fri11:00 | 0.7636 | 0.7849 | 0.7795 | 0.7175 | Fri11:00 | 0.1165 | 0.0066 | 0.199 | 0.1798 | Fri11:00 | 0.0028 | 0.1996 | 0.0773 | 0.3668
Fri12:00 | 0.7308 | 0.8218 | 0.4615 | 0.5735 | Fri12:00 | 0.8711 | 0.8635 | 0.8822 | 0.9052 | Fri12:00 | 0.1598 | 0.034 | 0.1924 | 0.2021 | Fri12:00 | 0.0152 | 0.2398 | 0.1559 | 0.2462
Fri13:00 | 0.723 | 0.7936 | 0.443 | 0.5238 | Fri13:00 | 0.8746 | 0.8491 | 0.8993 | 0.9508 | Fri13:00 | 0.1826 | 0.0899 | 0.2047 | 0.2171 | Fri13:00 | 0.0157 | 0.2578 | 0.1812 | 0.1737
Fri14:00 | 0.7725 | 0.7375 | 0.541 | 0.5457 | Fri14:00 | 0.8787 | 0.8284 | 0.8617 | 0.9494 | Fri14:00 | 0.204 | 0.0933 | 0.1921 | 0.2691 | Fri14:00 | 0.019 | 0.308 | 0.1462 | 0.1964
Fri15:00 | 0.7745 | 0.5872 | 0.5851 | 0.6177 | Fri15:00 | 0.781 | 0.6814 | 0.7537 | 0.7548 | Fri15:00 | 0.2563 | 0.1242 | 0.1264 | 0.246 | Fri15:00 | 0.0706 | 0.3195 | 0.1381 | 0.2805
Fri16:00 | 0.8022 | 0.6137 | 0.5511 | 0.6386 | Fri16:00 | 0.6598 | 0.6142 | 0.5553 | 0.6045 | Fri16:00 | 0.267 | 0.1283 | 0.1389 | 0.2114 | Fri16:00 | 0.089 | 0.2977 | 0.1874 | 0.3295
Fri17:00 | 0.7245 | 0.5369 | 0.4923 | 0.614 | Fri17:00 | 0.4547 | 0.4448 | 0.3232 | 0.3573 | Fri17:00 | 0.1969 | 0.1179 | 0.1274 | 0.2438 | Fri17:00 | 0.0776 | 0.313 | 0.2043 | 0.4974
Fri18:00 | 0.503 | 0.467 | 0 | 0 | Fri18:00 | 0.2095 | 0.2445 | 0.073 | 0.1264 | Fri18:00 | 0.1889 | 0.1317 | 0.1732 | 0.2977 | Fri18:00 | 0.1164 | 0.36 | 0.2051 | 0.7244
Fri19:00 | 0 | 0.0359 | 0 | 0 | Fri19:00 | 0.044 | 0.065 | 0 | 0.001 | Fri19:00 | 0.2437 | 0.1793 | 0.2569 | 0.4349 | Fri19:00 | 0.1852 | 0.3238 | 0.1853 | 0.8059
Fri20:00 | 0 | 0 | 0 | 0 | Fri20:00 | 0.0006 | 0.0024 | 0 | 0 | Fri20:00 | 0.2965 | 0.1974 | 0.3097 | 0.5144 | Fri20:00 | 0.3833 | 0.3161 | 0.0774 | 0.8305
Fri21:00 | 0 | 0 | 0 | 0 | Fri21:00 | 0 | 0 | 0 | 0 | Fri21:00 | 0.3461 | 0.241 | 0.367 | 0.5936 | Fri21:00 | 0.5773 | 0.3033 | 0.027 | 0.8382
Fri22:00 | 0 | 0 | 0 | 0 | Fri22:00 | 0 | 0 | 0 | 0 | Fri22:00 | 0.3899 | 0.2712 | 0.3805 | 0.5738 | Fri22:00 | 0.5659 | 0.2923 | 0.0205 | 0.9003
Fri23:00 | 0 | 0 | 0 | 0 | Fri23:00 | 0 | 0 | 0 | 0 | Fri23:00 | 0.4488 | 0.1562 | 0.3121 | 0.5804 | Fri23:00 | 0.5445 | 0.3214 | 0.0377 | 0.8939
Fri24:00 | 0 | 0 | 0 | 0 | Fri24:00 | 0 | 0 | 0 | 0 | Fri24:00 | 0.4212 | 0.1322 | 0.2982 | 0.4796 | Fri24:00 | 0.5623 | 0.4834 | 0.0543 | 0.881
Sat1:00 | 0 | 0 | 0 | 0 | Sat1:00 | 0 | 0 | 0 | 0 | Sat1:00 | 0.3666 | 0.1121 | 0.3303 | 0.4731 | Sat1:00 | 0.4846 | 0.5412 | 0.0879 | 0.864
Sat2:00 | 0 | 0 | 0 | 0 | Sat2:00 | 0 | 0 | 0 | 0 | Sat2:00 | 0.3285 | 0.1092 | 0.3137 | 0.507 | Sat2:00 | 0.3967 | 0.5873 | 0.0782 | 0.8556
Sat3:00 | 0 | 0 | 0 | 0 | Sat3:00 | 0 | 0 | 0 | 0 | Sat3:00 | 0.3285 | 0.09 | 0.288 | 0.505 | Sat3:00 | 0.3567 | 0.5838 | 0.0739 | 0.8065
Sat4:00 | 0 | 0 | 0 | 0 | Sat4:00 | 0 | 0 | 0 | 0 | Sat4:00 | 0.3489 | 0.1093 | 0.2721 | 0.4756 | Sat4:00 | 0.3288 | 0.579 | 0.1002 | 0.7577
Sat5:00 | 0 | 0 | 0 | 0 | Sat5:00 | 0 | 0 | 0 | 0 | Sat5:00 | 0.2578 | 0.1197 | 0.3148 | 0.482 | Sat5:00 | 0.2753 | 0.6323 | 0.1172 | 0.7653
Sat6:00 | 0 | 0 | 0 | 0 | Sat6:00 | 0.0023 | 0.0005 | 0 | 0 | Sat6:00 | 0.1822 | 0.1017 | 0.3127 | 0.5104 | Sat6:00 | 0.2726 | 0.6013 | 0.0896 | 0.6843
Sat7:00 | 0 | 0 | 0 | 0 | Sat7:00 | 0.0701 | 0.0491 | 0.0083 | 0 | Sat7:00 | 0.1452 | 0.0967 | 0.2961 | 0.441 | Sat7:00 | 0.2482 | 0.553 | 0.0527 | 0.6186
Sat8:00 | 0 | 0.0666 | 0 | 0 | Sat8:00 | 0.2206 | 0.2372 | 0.1638 | 0.04 | Sat8:00 | 0.1434 | 0.0513 | 0.2483 | 0.5241 | Sat8:00 | 0.1989 | 0.5391 | 0.0305 | 0.5124
Sat9:00 | 0.1249 | 0.542 | 0.1068 | 0 | Sat9:00 | 0.4248 | 0.4742 | 0.382 | 0.3551 | Sat9:00 | 0.1485 | 0.0254 | 0.2139 | 0.608 | Sat9:00 | 0.1602 | 0.491 | 0.0285 | 0.4132
Sat10:00 | 0.3316 | 0.7763 | 0.4434 | 0.2828 | Sat10:00 | 0.6036 | 0.6538 | 0.5611 | 0.6532 | Sat10:00 | 0.2124 | 0.0362 | 0.2325 | 0.6211 | Sat10:00 | 0.251 | 0.4051 | 0.0406 | 0.4473
Sat11:00 | 0.5146 | 0.8248 | 0.6042 | 0.7389 | Sat11:00 | 0.7798 | 0.7917 | 0.5856 | 0.8498 | Sat11:00 | 0.3118 | 0.0474 | 0.3366 | 0.6992 | Sat11:00 | 0.2959 | 0.4924 | 0.0937 | 0.4674
Sat12:00 | 0.5984 | 0.8108 | 0.6227 | 0.7092 | Sat12:00 | 0.8292 | 0.8953 | 0.7112 | 0.953 | Sat12:00 | 0.4941 | 0.109 | 0.3593 | 0.747 | Sat12:00 | 0.5004 | 0.3529 | 0.1956 | 0.384
Sat13:00 | 0.6549 | 0.8252 | 0.6509 | 0.6662 | Sat13:00 | 0.8619 | 0.8948 | 0.7866 | 0.976 | Sat13:00 | 0.5264 | 0.1481 | 0.3713 | 0.7065 | Sat13:00 | 0.5703 | 0.2747 | 0.2093 | 0.2912
Sat14:00 | 0.4742 | 0.5687 | 0.686 | 0.6636 | Sat14:00 | 0.7644 | 0.7726 | 0.7702 | 0.943 | Sat14:00 | 0.4635 | 0.1955 | 0.3161 | 0.7155 | Sat14:00 | 0.5215 | 0.2237 | 0.2156 | 0.2219
Sat15:00 | 0.583 | 0.6884 | 0.6386 | 0.6593 | Sat15:00 | 0.736 | 0.7418 | 0.483 | 0.8694 | Sat15:00 | 0.4677 | 0.2432 | 0.2429 | 0.7674 | Sat15:00 | 0.5948 | 0.2844 | 0.26 | 0.133
Sat16:00 | 0.5665 | 0.66 | 0.6361 | 0.7447 | Sat16:00 | 0.6053 | 0.6183 | 0.4786 | 0.6948 | Sat16:00 | 0.4271 | 0.2647 | 0.2859 | 0.7912 | Sat16:00 | 0.6529 | 0.3479 | 0.3512 | 0.1057
Sat17:00 | 0.5519 | 0.6276 | 0.5492 | 0.7585 | Sat17:00 | 0.4147 | 0.4394 | 0.2466 | 0.3954 | Sat17:00 | 0.4036 | 0.2261 | 0.3179 | 0.7534 | Sat17:00 | 0.6596 | 0.2828 | 0.3482 | 0.0605
Sat18:00 | 0.2665 | 0.5303 | 0 | 0 | Sat18:00 | 0.196 | 0.2368 | 0.0604 | 0.1128 | Sat18:00 | 0.3514 | 0.2343 | 0.334 | 0.7722 | Sat18:00 | 0.7429 | 0.2806 | 0.3453 | 0.0192
Sat19:00 | 0.005 | 0.0853 | 0 | 0 | Sat19:00 | 0.05 | 0.063 | 0 | 0.0005 | Sat19:00 | 0.3238 | 0.2466 | 0.3997 | 0.7706 | Sat19:00 | 0.8505 | 0.3448 | 0.4907 | 0.0157
Sat20:00 | 0 | 0 | 0 | 0 | Sat20:00 | 0.0009 | 0.0021 | 0 | 0 | Sat20:00 | 0.3047 | 0.2776 | 0.4898 | 0.7582 | Sat20:00 | 0.7683 | 0.2414 | 0.3815 | 0.0575
Sat21:00 | 0 | 0 | 0 | 0 | Sat21:00 | 0 | 0 | 0 | 0 | Sat21:00 | 0.2948 | 0.303 | 0.5531 | 0.7235 | Sat21:00 | 0.6088 | 0.1787 | 0.2435 | 0.1223
Sat22:00 | 0 | 0 | 0 | 0 | Sat22:00 | 0 | 0 | 0 | 0 | Sat22:00 | 0.2832 | 0.2818 | 0.5657 | 0.6502 | Sat22:00 | 0.6391 | 0.3176 | 0.2567 | 0.1161
Sat23:00 | 0 | 0 | 0 | 0 | Sat23:00 | 0 | 0 | 0 | 0 | Sat23:00 | 0.3416 | 0.3367 | 0.5797 | 0.5235 | Sat23:00 | 0.6404 | 0.2912 | 0.2176 | 0.1157
Sat24:00 | 0 | 0 | 0 | 0 | Sat24:00 | 0 | 0 | 0 | 0 | Sat24:00 | 0.3355 | 0.3063 | 0.5536 | 0.4861 | Sat24:00 | 0.5872 | 0.3289 | 0.1957 | 0.1112
Sun1:00 | 0 | 0 | 0 | 0 | Sun1:00 | 0 | 0 | 0 | 0 | Sun1:00 | 0.3514 | 0.2232 | 0.5383 | 0.4894 | Sun1:00 | 0.6001 | 0.4081 | 0.162 | 0.1294
Sun2:00 | 0 | 0 | 0 | 0 | Sun2:00 | 0 | 0 | 0 | 0 | Sun2:00 | 0.371 | 0.214 | 0.5083 | 0.4571 | Sun2:00 | 0.5135 | 0.3638 | 0.2239 | 0.1306
Sun3:00 | 0 | 0 | 0 | 0 | Sun3:00 | 0 | 0 | 0 | 0 | Sun3:00 | 0.4071 | 0.2288 | 0.4608 | 0.4496 | Sun3:00 | 0.4901 | 0.3053 | 0.2964 | 0.162
Sun4:00 | 0 | 0 | 0 | 0 | Sun4:00 | 0 | 0 | 0 | 0 | Sun4:00 | 0.433 | 0.2105 | 0.4607 | 0.4382 | Sun4:00 | 0.41 | 0.2675 | 0.3566 | 0.2013
Sun5:00 | 0 | 0 | 0 | 0 | Sun5:00 | 0 | 0 | 0 | 0 | Sun5:00 | 0.4154 | 0.1559 | 0.4714 | 0.4728 | Sun5:00 | 0.3282 | 0.2219 | 0.3692 | 0.1816
Sun6:00 | 0 | 0 | 0 | 0 | Sun6:00 | 0.0017 | 0.0004 | 0 | 0 | Sun6:00 | 0.3802 | 0.1288 | 0.4896 | 0.4151 | Sun6:00 | 0.3154 | 0.1878 | 0.3588 | 0.2309
Sun7:00 | 0 | 0 | 0 | 0 | Sun7:00 | 0.0699 | 0.0477 | 0.0034 | 0 | Sun7:00 | 0.3646 | 0.115 | 0.4554 | 0.3853 | Sun7:00 | 0.32 | 0.2629 | 0.3672 | 0.2689
Sun8:00 | 0.0388 | 0.0848 | 0 | 0 | Sun8:00 | 0.2327 | 0.2348 | 0.0849 | 0.0402 | Sun8:00 | 0.3526 | 0.1138 | 0.4504 | 0.3941 | Sun8:00 | 0.3307 | 0.2438 | 0.3693 | 0.256
Sun9:00 | 0.2489 | 0.4856 | 0.1737 | 0 | Sun9:00 | 0.4191 | 0.4658 | 0.232 | 0.3217 | Sun9:00 | 0.3389 | 0.1264 | 0.4556 | 0.4136 | Sun9:00 | 0.363 | 0.2458 | 0.3727 | 0.2585
Sun10:00 | 0.4698 | 0.8127 | 0.6788 | 0.1891 | Sun10:00 | 0.6233 | 0.672 | 0.4015 | 0.5538 | Sun10:00 | 0.3949 | 0.0654 | 0.4949 | 0.3755 | Sun10:00 | 0.4723 | 0.2902 | 0.4792 | 0.3448
Sun11:00 | 0.5726 | 0.8822 | 0.6875 | 0.4782 | Sun11:00 | 0.7036 | 0.8139 | 0.4871 | 0.7884 | Sun11:00 | 0.3885 | 0.0988 | 0.4956 | 0.367 | Sun11:00 | 0.5361 | 0.2903 | 0.5844 | 0.2203
Sun12:00 | 0.5925 | 0.8269 | 0.5743 | 0.4384 | Sun12:00 | 0.8061 | 0.8715 | 0.4891 | 0.7666 | Sun12:00 | 0.4488 | 0.2063 | 0.4454 | 0.351 | Sun12:00 | 0.5392 | 0.2138 | 0.5871 | 0.1864
Sun13:00 | 0.4999 | 0.8703 | 0.5935 | 0.3861 | Sun13:00 | 0.7878 | 0.906 | 0.5737 | 0.6878 | Sun13:00 | 0.4446 | 0.2228 | 0.3719 | 0.3535 | Sun13:00 | 0.5989 | 0.1771 | 0.6132 | 0.1166
Sun14:00 | 0.6057 | 0.8246 | 0.5292 | 0.3893 | Sun14:00 | 0.802 | 0.8526 | 0.5368 | 0.6644 | Sun14:00 | 0.3849 | 0.2448 | 0.3468 | 0.3223 | Sun14:00 | 0.4993 | 0.1237 | 0.6468 | 0.1379
Sun15:00 | 0.6044 | 0.7475 | 0.5496 | 0.423 | Sun15:00 | 0.7122 | 0.7754 | 0.4971 | 0.5328 | Sun15:00 | 0.3435 | 0.2448 | 0.3312 | 0.3239 | Sun15:00 | 0.4422 | 0.0961 | 0.6643 | 0.0904
Sun16:00 | 0.7032 | 0.7156 | 0.4929 | 0.4992 | Sun16:00 | 0.6357 | 0.6468 | 0.3507 | 0.3565 | Sun16:00 | 0.2962 | 0.2487 | 0.3429 | 0.3447 | Sun16:00 | 0.3847 | 0.1247 | 0.5901 | 0.0866
Sun17:00 | 0.696 | 0.6721 | 0.4235 | 0.5026 | Sun17:00 | 0.4543 | 0.4786 | 0.2437 | 0.3135 | Sun17:00 | 0.2557 | 0.282 | 0.3151 | 0.4118 | Sun17:00 | 0.3042 | 0.2714 | 0.6116 | 0.117
Sun18:00 | 0.4151 | 0.5447 | 0 | 0 | Sun18:00 | 0.2032 | 0.2535 | 0.0565 | 0.102 | Sun18:00 | 0.2843 | 0.3442 | 0.2846 | 0.4952 | Sun18:00 | 0.2652 | 0.5453 | 0.5802 | 0.1353
Sun19:00 | 0 | 0.0535 | 0 | 0 | Sun19:00 | 0.0516 | 0.0616 | 0 | 0.0006 | Sun19:00 | 0.3347 | 0.4973 | 0.3001 | 0.6037 | Sun19:00 | 0.4225 | 0.4958 | 0.5045 | 0.2615
Sun20:00 | 0 | 0 | 0 | 0 | Sun20:00 | 0.0008 | 0.0022 | 0 | 0 | Sun20:00 | 0.407 | 0.4043 | 0.4267 | 0.5197 | Sun20:00 | 0.6753 | 0.4323 | 0.4627 | 0.5125
Sun21:00 | 0 | 0 | 0 | 0 | Sun21:00 | 0 | 0 | 0 | 0 | Sun21:00 | 0.4633 | 0.3049 | 0.5333 | 0.4451 | Sun21:00 | 0.8088 | 0.2982 | 0.3983 | 0.7474
Sun22:00 | 0 | 0 | 0 | 0 | Sun22:00 | 0 | 0 | 0 | 0 | Sun22:00 | 0.5966 | 0.2186 | 0.5098 | 0.367 | Sun22:00 | 0.8849 | 0.1287 | 0.3914 | 0.7037
Sun23:00 | 0 | 0 | 0 | 0 | Sun23:00 | 0 | 0 | 0 | 0 | Sun23:00 | 0.6094 | 0.1855 | 0.5686 | 0.3729 | Sun23:00 | 0.8488 | 0.0711 | 0.3666 | 0.6092
Sun24:00 | 0 | 0 | 0 | 0 | Sun24:00 | 0 | 0 | 0 | 0 | Sun24:00 | 0.6263 | 0.1581 | 0.5434 | 0.5786 | Sun24:00 | 0.8192 | 0.0725 | 0.3333 | 0.5239
West
| SOLAR CSP |  |  |  |  | SOLAR PVSAT |  |  |  |  | wind |  |  |  |  | new wind
| Spring | Summer | Fall | Winter |  | Spring | Summer | Fall | Winter |  | Spring | Summer | Fall | Winter |  | Spring | Summer | Fall | Winter
Mon1:00 | 0 | 0 | 0 | 0 | Mon1:00 | 0 | 0 | 0 | 0 | Mon1:00 | 0.5197 | 0.3774 | 0.683 | 0.0212 | Mon1:00 | 0.5329 | 0.4981 | 0.5302 | 0.5689
Mon2:00 | 0 | 0 | 0 | 0 | Mon2:00 | 0 | 0 | 0 | 0 | Mon2:00 | 0.4635 | 0.4877 | 0.666 | 0.0259 | Mon2:00 | 0.5189 | 0.5334 | 0.5308 | 0.607
Mon3:00 | 0 | 0 | 0 | 0 | Mon3:00 | 0 | 0 | 0 | 0 | Mon3:00 | 0.3942 | 0.4723 | 0.5532 | 0.0569 | Mon3:00 | 0.4499 | 0.5257 | 0.5118 | 0.5983
Mon4:00 | 0 | 0 | 0 | 0 | Mon4:00 | 0 | 0 | 0 | 0 | Mon4:00 | 0.3811 | 0.3272 | 0.3552 | 0.1117 | Mon4:00 | 0.4409 | 0.4735 | 0.5133 | 0.6071
Mon5:00 | 0 | 0 | 0 | 0 | Mon5:00 | 0 | 0 | 0 | 0 | Mon5:00 | 0.3955 | 0.2901 | 0.2014 | 0.0927 | Mon5:00 | 0.4284 | 0.3185 | 0.4865 | 0.6682
Mon6:00 | 0 | 0 | 0 | 0 | Mon6:00 | 0.0014 | 0.0015 | 0 | 0 | Mon6:00 | 0.3914 | 0.1573 | 0.1126 | 0.1226 | Mon6:00 | 0.3645 | 0.3162 | 0.4307 | 0.6936
Mon7:00 | 0 | 0 | 0 | 0 | Mon7:00 | 0.0498 | 0.0341 | 0.0109 | 0 | Mon7:00 | 0.3056 | 0.1852 | 0.0416 | 0.2254 | Mon7:00 | 0.2737 | 0.229 | 0.4067 | 0.6897
Mon8:00 | 0.0745 | 0.0402 | 0 | 0 | Mon8:00 | 0.2246 | 0.1946 | 0.1873 | 0.0359 | Mon8:00 | 0.3535 | 0.1475 | 0.0717 | 0.2737 | Mon8:00 | 0.2981 | 0.1646 | 0.3707 | 0.6771
Mon9:00 | 0.4007 | 0.4047 | 0.0788 | 0 | Mon9:00 | 0.4416 | 0.4311 | 0.4839 | 0.2855 | Mon9:00 | 0.4154 | 0.1328 | 0.1249 | 0.3512 | Mon9:00 | 0.3609 | 0.1323 | 0.3727 | 0.6578
Mon10:00 | 0.6609 | 0.7583 | 0.2712 | 0.0556 | Mon10:00 | 0.6201 | 0.6486 | 0.7149 | 0.6253 | Mon10:00 | 0.527 | 0.2359 | 0.1838 | 0.3794 | Mon10:00 | 0.5619 | 0.1513 | 0.2871 | 0.5878
Mon11:00 | 0.6685 | 0.6588 | 0.4512 | 0.5162 | Mon11:00 | 0.7945 | 0.7222 | 0.8531 | 0.8361 | Mon11:00 | 0.6871 | 0.1781 | 0.2195 | 0.2724 | Mon11:00 | 0.6683 | 0.1318 | 0.3429 | 0.3401
Mon12:00 | 0.72 | 0.7264 | 0.3914 | 0.7327 | Mon12:00 | 0.8263 | 0.8212 | 0.915 | 0.9433 | Mon12:00 | 0.7022 | 0.2142 | 0.2172 | 0.1557 | Mon12:00 | 0.6106 | 0.1014 | 0.4244 | 0.3198
Mon13:00 | 0.6356 | 0.8555 | 0.4293 | 0.6832 | Mon13:00 | 0.828 | 0.8709 | 0.9629 | 0.9645 | Mon13:00 | 0.527 | 0.311 | 0.2127 | 0.1558 | Mon13:00 | 0.456 | 0.1562 | 0.3954 | 0.426
Mon14:00 | 0.6347 | 0.82 | 0.4777 | 0.6969 | Mon14:00 | 0.8394 | 0.8511 | 0.9429 | 0.9553 | Mon14:00 | 0.4061 | 0.2557 | 0.1712 | 0.2096 | Mon14:00 | 0.3279 | 0.2103 | 0.3125 | 0.4809
Mon15:00 | 0.648 | 0.75 | 0.4996 | 0.7605 | Mon15:00 | 0.775 | 0.7549 | 0.8349 | 0.8088 | Mon15:00 | 0.339 | 0.2697 | 0.0925 | 0.1776 | Mon15:00 | 0.2515 | 0.2471 | 0.309 | 0.5136
Mon16:00 | 0.6073 | 0.7938 | 0.5301 | 0.8195 | Mon16:00 | 0.609 | 0.657 | 0.6607 | 0.7464 | Mon16:00 | 0.197 | 0.5868 | 0.0529 | 0.1779 | Mon16:00 | 0.2318 | 0.3121 | 0.263 | 0.5573
Mon17:00 | 0.7174 | 0.8234 | 0.4465 | 0.7611 | Mon17:00 | 0.4721 | 0.4879 | 0.4308 | 0.528 | Mon17:00 | 0.1653 | 0.6005 | 0.0333 | 0.1651 | Mon17:00 | 0.2694 | 0.3524 | 0.2859 | 0.551
Mon18:00 | 0.6841 | 0.7343 | 0.0975 | 0.0399 | Mon18:00 | 0.2385 | 0.2797 | 0.1514 | 0.2166 | Mon18:00 | 0.1809 | 0.5883 | 0.0254 | 0.1725 | Mon18:00 | 0.2944 | 0.4111 | 0.3033 | 0.4924
Mon19:00 | 0.1475 | 0.4403 | 0 | 0 | Mon19:00 | 0.0505 | 0.0768 | 0.0042 | 0.006 | Mon19:00 | 0.218 | 0.5383 | 0.0347 | 0.2766 | Mon19:00 | 0.3782 | 0.4341 | 0.3733 | 0.4472
Mon20:00 | 0 | 0 | 0 | 0 | Mon20:00 | 0.001 | 0.0041 | 0 | 0 | Mon20:00 | 0.4808 | 0.3526 | 0.207 | 0.3276 | Mon20:00 | 0.6172 | 0.3725 | 0.5728 | 0.3777
Mon21:00 | 0 | 0 | 0 | 0 | Mon21:00 | 0 | 0 | 0 | 0 | Mon21:00 | 0.7169 | 0.1853 | 0.5361 | 0.3659 | Mon21:00 | 0.7808 | 0.3504 | 0.7426 | 0.3213
Mon22:00 | 0 | 0 | 0 | 0 | Mon22:00 | 0 | 0 | 0 | 0 | Mon22:00 | 0.7813 | 0.0674 | 0.6719 | 0.524 | Mon22:00 | 0.792 | 0.427 | 0.813 | 0.2303
Mon23:00 | 0 | 0 | 0 | 0 | Mon23:00 | 0 | 0 | 0 | 0 | Mon23:00 | 0.7351 | 0.0542 | 0.575 | 0.5598 | Mon23:00 | 0.8031 | 0.4254 | 0.723 | 0.2358
Mon24:00 | 0 | 0 | 0 | 0 | Mon24:00 | 0 | 0 | 0 | 0 | Mon24:00 | 0.797 | 0.0375 | 0.6943 | 0.539 | Mon24:00 | 0.8139 | 0.4308 | 0.7301 | 0.3148
Tue1:00 | 0 | 0 | 0 | 0 | Tue1:00 | 0 | 0 | 0 | 0 | Tue1:00 | 0.798 | 0.0391 | 0.7035 | 0.4799 | Tue1:00 | 0.7896 | 0.3751 | 0.7431 | 0.3504
Tue2:00 | 0 | 0 | 0 | 0 | Tue2:00 | 0 | 0 | 0 | 0 | Tue2:00 | 0.7904 | 0.0459 | 0.6938 | 0.4096 | Tue2:00 | 0.7738 | 0.3411 | 0.6798 | 0.39
Tue3:00 | 0 | 0 | 0 | 0 | Tue3:00 | 0 | 0 | 0 | 0 | Tue3:00 | 0.7415 | 0.0233 | 0.6892 | 0.3345 | Tue3:00 | 0.7093 | 0.3326 | 0.6447 | 0.4823
Tue4:00 | 0 | 0 | 0 | 0 | Tue4:00 | 0 | 0 | 0 | 0 | Tue4:00 | 0.6947 | 0.0077 | 0.6926 | 0.3223 | Tue4:00 | 0.6718 | 0.2898 | 0.6648 | 0.5167
Tue5:00 | 0 | 0 | 0 | 0 | Tue5:00 | 0 | 0 | 0 | 0 | Tue5:00 | 0.5532 | 0.0147 | 0.5194 | 0.2852 | Tue5:00 | 0.5521 | 0.2921 | 0.6206 | 0.5348
Tue6:00 | 0 | 0 | 0 | 0 | Tue6:00 | 0.0011 | 0.0014 | 0 | 0 | Tue6:00 | 0.5148 | 0.0266 | 0.4579 | 0.2807 | Tue6:00 | 0.4763 | 0.2839 | 0.5931 | 0.5324
Tue7:00 | 0 | 0 | 0 | 0 | Tue7:00 | 0.051 | 0.0406 | 0.0099 | 0 | Tue7:00 | 0.5451 | 0.0472 | 0.4206 | 0.2769 | Tue7:00 | 0.4233 | 0.2856 | 0.5556 | 0.4422
Tue8:00 | 0.0782 | 0.0698 | 0 | 0 | Tue8:00 | 0.2454 | 0.1888 | 0.1759 | 0.0413 | Tue8:00 | 0.5797 | 0.0267 | 0.4329 | 0.2405 | Tue8:00 | 0.4533 | 0.136 | 0.4369 | 0.4665
Tue9:00 | 0.4506 | 0.3381 | 0.1787 | 0 | Tue9:00 | 0.5127 | 0.4385 | 0.4688 | 0.3194 | Tue9:00 | 0.5821 | 0.0113 | 0.4518 | 0.2168 | Tue9:00 | 0.4762 | 0.038 | 0.3606 | 0.4987
Tue10:00 | 0.9228 | 0.7594 | 0.6113 | 0.132 | Tue10:00 | 0.7309 | 0.6501 | 0.7086 | 0.6352 | Tue10:00 | 0.5755 | 0.039 | 0.4417 | 0.2966 | Tue10:00 | 0.4169 | 0.0279 | 0.2933 | 0.4078
Tue11:00 | 0.9743 | 0.8373 | 0.6188 | 0.6389 | Tue11:00 | 0.8784 | 0.7974 | 0.8629 | 0.8254 | Tue11:00 | 0.4891 | 0.079 | 0.4864 | 0.2275 | Tue11:00 | 0.3777 | 0.0628 | 0.3024 | 0.1649
Tue12:00 | 0.9818 | 0.7489 | 0.6312 | 0.7314 | Tue12:00 | 0.9569 | 0.8164 | 0.9378 | 0.954 | Tue12:00 | 0.4013 | 0.0587 | 0.3812 | 0.2689 | Tue12:00 | 0.2665 | 0.1233 | 0.2854 | 0.1795
Tue13:00 | 0.9828 | 0.7688 | 0.7068 | 0.6935 | Tue13:00 | 0.9736 | 0.8508 | 0.9599 | 0.9782 | Tue13:00 | 0.3778 | 0.0675 | 0.3326 | 0.1974 | Tue13:00 | 0.2708 | 0.1048 | 0.1965 | 0.2788
Tue14:00 | 0.9819 | 0.6757 | 0.7349 | 0.7007 | Tue14:00 | 0.975 | 0.8349 | 0.9447 | 0.944 | Tue14:00 | 0.4574 | 0.0942 | 0.2221 | 0.1174 | Tue14:00 | 0.3305 | 0.1106 | 0.1093 | 0.2808
Tue15:00 | 0.9796 | 0.86 | 0.7286 | 0.7586 | Tue15:00 | 0.8957 | 0.8321 | 0.8438 | 0.8869 | Tue15:00 | 0.5737 | 0.1067 | 0.1825 | 0.076 | Tue15:00 | 0.3886 | 0.1303 | 0.063 | 0.2883
Tue16:00 | 0.9737 | 0.7801 | 0.7461 | 0.8175 | Tue16:00 | 0.7347 | 0.6875 | 0.6649 | 0.7506 | Tue16:00 | 0.599 | 0.1017 | 0.1862 | 0.0979 | Tue16:00 | 0.4985 | 0.2081 | 0.0571 | 0.3262
Tue17:00 | 0.9372 | 0.7797 | 0.6148 | 0.7505 | Tue17:00 | 0.5054 | 0.5145 | 0.4159 | 0.4967 | Tue17:00 | 0.6262 | 0.1178 | 0.1594 | 0.0701 | Tue17:00 | 0.5438 | 0.2052 | 0.0607 | 0.2285
Tue18:00 | 0.8919 | 0.6133 | 0.1096 | 0.0423 | Tue18:00 | 0.2558 | 0.2997 | 0.139 | 0.2159 | Tue18:00 | 0.7303 | 0.1463 | 0.1405 | 0.0484 | Tue18:00 | 0.5946 | 0.2545 | 0.0689 | 0.1807
Tue19:00 | 0.2007 | 0.251 | 0 | 0 | Tue19:00 | 0.0514 | 0.0853 | 0.0034 | 0.0048 | Tue19:00 | 0.8221 | 0.1574 | 0.194 | 0.0837 | Tue19:00 | 0.623 | 0.3349 | 0.1204 | 0.1434
Tue20:00 | 0 | 0 | 0 | 0 | Tue20:00 | 0.0014 | 0.0061 | 0 | 0 | Tue20:00 | 0.7618 | 0.146 | 0.3391 | 0.0999 | Tue20:00 | 0.6069 | 0.3302 | 0.2837 | 0.074
Tue21:00 | 0 | 0 | 0 | 0 | Tue21:00 | 0 | 0 | 0 | 0 | Tue21:00 | 0.6551 | 0.1266 | 0.4807 | 0.1414 | Tue21:00 | 0.5416 | 0.3334 | 0.5048 | 0.0438
Tue22:00 | 0 | 0 | 0 | 0 | Tue22:00 | 0 | 0 | 0 | 0 | Tue22:00 | 0.6911 | 0.2725 | 0.6701 | 0.1593 | Tue22:00 | 0.755 | 0.5829 | 0.4313 | 0.0198
Tue23:00 | 0 | 0 | 0 | 0 | Tue23:00 | 0 | 0 | 0 | 0 | Tue23:00 | 0.7945 | 0.2517 | 0.6093 | 0.1847 | Tue23:00 | 0.8025 | 0.7191 | 0.2793 | 0.0531
Tue24:00 | 0 | 0 | 0 | 0 | Tue24:00 | 0 | 0 | 0 | 0 | Tue24:00 | 0.6785 | 0.2182 | 0.7157 | 0.1383 | Tue24:00 | 0.7681 | 0.6908 | 0.326 | 0.1613
Wed1:00 | 0 | 0 | 0 | 0 | Wed1:00 | 0 | 0 | 0 | 0 | Wed1:00 | 0.7385 | 0.1992 | 0.7536 | 0.1255 | Wed1:00 | 0.7746 | 0.6458 | 0.3213 | 0.2966
Wed2:00 | 0 | 0 | 0 | 0 | Wed2:00 | 0 | 0 | 0 | 0 | Wed2:00 | 0.7147 | 0.2288 | 0.6376 | 0.1116 | Wed2:00 | 0.7594 | 0.6386 | 0.3014 | 0.3956
Wed3:00 | 0 | 0 | 0 | 0 | Wed3:00 | 0 | 0 | 0 | 0 | Wed3:00 | 0.6608 | 0.2366 | 0.6103 | 0.1236 | Wed3:00 | 0.6753 | 0.6203 | 0.2377 | 0.4168
Wed4:00 | 0 | 0 | 0 | 0 | Wed4:00 | 0 | 0 | 0 | 0 | Wed4:00 | 0.5962 | 0.2052 | 0.5655 | 0.1064 | Wed4:00 | 0.6031 | 0.6372 | 0.2117 | 0.4012
Wed5:00 | 0 | 0 | 0 | 0 | Wed5:00 | 0 | 0 | 0 | 0 | Wed5:00 | 0.6502 | 0.1808 | 0.4825 | 0.0512 | Wed5:00 | 0.57 | 0.6422 | 0.1822 | 0.4154
Wed6:00 | 0 | 0 | 0 | 0 | Wed6:00 | 0.0015 | 0.0014 | 0 | 0 | Wed6:00 | 0.4836 | 0.1574 | 0.4772 | 0.0218 | Wed6:00 | 0.3677 | 0.5958 | 0.1443 | 0.4647
Wed7:00 | 0 | 0 | 0 | 0 | Wed7:00 | 0.045 | 0.0402 | 0.0092 | 0 | Wed7:00 | 0.2904 | 0.1129 | 0.4601 | 0.024 | Wed7:00 | 0.2605 | 0.4851 | 0.114 | 0.484
Wed8:00 | 0.1611 | 0.0911 | 0 | 0 | Wed8:00 | 0.2355 | 0.2033 | 0.1675 | 0.0423 | Wed8:00 | 0.2139 | 0.0397 | 0.4196 | 0.0343 | Wed8:00 | 0.2092 | 0.3096 | 0.0941 | 0.5185
Wed9:00 | 0.7383 | 0.4923 | 0.0636 | 0 | Wed9:00 | 0.4892 | 0.4409 | 0.4591 | 0.3173 | Wed9:00 | 0.1417 | 0.0097 | 0.4143 | 0.0584 | Wed9:00 | 0.1833 | 0.1685 | 0.0845 | 0.578
Wed10:00 | 0.8199 | 0.8163 | 0.2737 | 0.0386 | Wed10:00 | 0.7121 | 0.643 | 0.701 | 0.6547 | Wed10:00 | 0.0379 | 0.0124 | 0.4999 | 0.0509 | Wed10:00 | 0.142 | 0.2018 | 0.0266 | 0.6228
Wed11:00 | 0.8484 | 0.8846 | 0.4796 | 0.1874 | Wed11:00 | 0.8876 | 0.8013 | 0.8664 | 0.8572 | Wed11:00 | 0.0627 | 0.0026 | 0.4851 | 0.0297 | Wed11:00 | 0.1929 | 0.2542 | 0.0086 | 0.5061
Wed12:00 | 0.9808 | 0.8 | 0.285 | 0.2239 | Wed12:00 | 0.9623 | 0.8731 | 0.9612 | 0.9398 | Wed12:00 | 0.1399 | 0.007 | 0.3987 | 0.0012 | Wed12:00 | 0.213 | 0.2655 | 0.0001 | 0.2869
Wed13:00 | 0.9819 | 0.7661 | 0.4069 | 0.1786 | Wed13:00 | 0.9764 | 0.8538 | 0.9685 | 0.979 | Wed13:00 | 0.1708 | 0.0027 | 0.2583 | 0.0001 | Wed13:00 | 0.2308 | 0.2061 | 0.0033 | 0.2513
Wed14:00 | 0.9823 | 0.7702 | 0.4376 | 0.1154 | Wed14:00 | 0.9711 | 0.826 | 0.943 | 0.9732 | Wed14:00 | 0.2405 | 0.0001 | 0.2328 | 0.0116 | Wed14:00 | 0.1906 | 0.2543 | 0.0124 | 0.1803
Wed15:00 | 0.9831 | 0.7827 | 0.6098 | 0.2013 | Wed15:00 | 0.8894 | 0.8001 | 0.8365 | 0.8983 | Wed15:00 | 0.174 | 0.0035 | 0.1969 | 0.0383 | Wed15:00 | 0.1835 | 0.2967 | 0.0255 | 0.1254
Wed16:00 | 0.9867 | 0.7635 | 0.4854 | 0.1144 | Wed16:00 | 0.7363 | 0.6232 | 0.657 | 0.7648 | Wed16:00 | 0.1103 | 0.0072 | 0.1804 | 0.0908 | Wed16:00 | 0.1703 | 0.3283 | 0.1063 | 0.1184
Wed17:00 | 0.9918 | 0.7129 | 0.42 | 0.072 | Wed17:00 | 0.5256 | 0.4867 | 0.4067 | 0.4383 | Wed17:00 | 0.1563 | 0.0199 | 0.1367 | 0.1708 | Wed17:00 | 0.1604 | 0.3335 | 0.1551 | 0.1195
Wed18:00 | 0.9743 | 0.6888 | 0.0523 | 0.0062 | Wed18:00 | 0.2652 | 0.2965 | 0.1318 | 0.2126 | Wed18:00 | 0.0772 | 0.0366 | 0.1313 | 0.1871 | Wed18:00 | 0.1837 | 0.3206 | 0.1884 | 0.1028
Wed19:00 | 0.3876 | 0.2407 | 0 | 0 | Wed19:00 | 0.0509 | 0.0852 | 0.0027 | 0.006 | Wed19:00 | 0.1235 | 0.092 | 0.1717 | 0.2838 | Wed19:00 | 0.2264 | 0.3695 | 0.2483 | 0.1117
Wed20:00 | 0 | 0 | 0 | 0 | Wed20:00 | 0.0005 | 0.0061 | 0 | 0 | Wed20:00 | 0.4422 | 0.1953 | 0.2743 | 0.3017 | Wed20:00 | 0.2994 | 0.4432 | 0.2258 | 0.1596
Wed21:00 | 0 | 0 | 0 | 0 | Wed21:00 | 0 | 0 | 0 | 0 | Wed21:00 | 0.6976 | 0.3212 | 0.4226 | 0.3112 | Wed21:00 | 0.3643 | 0.5156 | 0.224 | 0.2294
Wed22:00 | 0 | 0 | 0 | 0 | Wed22:00 | 0 | 0 | 0 | 0 | Wed22:00 | 0.6747 | 0.2779 | 0.5289 | 0.2569 | Wed22:00 | 0.4718 | 0.4861 | 0.2068 | 0.2983
Wed23:00 | 0 | 0 | 0 | 0 | Wed23:00 | 0 | 0 | 0 | 0 | Wed23:00 | 0.8367 | 0.3531 | 0.5869 | 0.2185 | Wed23:00 | 0.5131 | 0.5371 | 0.1897 | 0.4753
Wed24:00 | 0 | 0 | 0 | 0 | Wed24:00 | 0 | 0 | 0 | 0 | Wed24:00 | 0.7542 | 0.432 | 0.6247 | 0.137 | Wed24:00 | 0.523 | 0.58 | 0.1602 | 0.6717
Thu1:00 | 0 | 0 | 0 | 0 | Thu1:00 | 0 | 0 | 0 | 0 | Thu1:00 | 0.6704 | 0.3733 | 0.6103 | 0.1758 | Thu1:00 | 0.5738 | 0.6288 | 0.1526 | 0.6823
Thu2:00 | 0 | 0 | 0 | 0 | Thu2:00 | 0 | 0 | 0 | 0 | Thu2:00 | 0.6259 | 0.4119 | 0.6301 | 0.2121 | Thu2:00 | 0.5888 | 0.6219 | 0.157 | 0.691
Thu3:00 | 0 | 0 | 0 | 0 | Thu3:00 | 0 | 0 | 0 | 0 | Thu3:00 | 0.5615 | 0.28 | 0.5554 | 0.2331 | Thu3:00 | 0.5279 | 0.5792 | 0.1551 | 0.705
Thu4:00 | 0 | 0 | 0 | 0 | Thu4:00 | 0 | 0 | 0 | 0 | Thu4:00 | 0.5508 | 0.1961 | 0.4908 | 0.2597 | Thu4:00 | 0.5722 | 0.504 | 0.1346 | 0.7087
Thu5:00 | 0 | 0 | 0 | 0 | Thu5:00 | 0 | 0 | 0 | 0 | Thu5:00 | 0.6449 | 0.1429 | 0.5074 | 0.2214 | Thu5:00 | 0.624 | 0.4632 | 0.0822 | 0.6701
Thu6:00 | 0 | 0 | 0 | 0 | Thu6:00 | 0.0012 | 0.0017 | 0 | 0 | Thu6:00 | 0.6411 | 0.1002 | 0.529 | 0.1531 | Thu6:00 | 0.5968 | 0.4078 | 0.1058 | 0.6492
Thu7:00 | 0 | 0 | 0 | 0 | Thu7:00 | 0.0548 | 0.0355 | 0.0099 | 0 | Thu7:00 | 0.5864 | 0.1293 | 0.5038 | 0.1213 | Thu7:00 | 0.5359 | 0.3178 | 0.0873 | 0.6083
Thu8:00 | 0.0779 | 0.045 | 0 | 0 | Thu8:00 | 0.2331 | 0.1904 | 0.1683 | 0.0178 | Thu8:00 | 0.5288 | 0.0701 | 0.4062 | 0.1521 | Thu8:00 | 0.4767 | 0.2282 | 0.0694 | 0.6103
Thu9:00 | 0.4177 | 0.4394 | 0.0678 | 0 | Thu9:00 | 0.4476 | 0.4233 | 0.4398 | 0.237 | Thu9:00 | 0.4698 | 0.0358 | 0.3256 | 0.1973 | Thu9:00 | 0.4428 | 0.1535 | 0.0593 | 0.6042
Thu10:00 | 0.8062 | 0.702 | 0.7345 | 0.1027 | Thu10:00 | 0.6563 | 0.6266 | 0.6789 | 0.5608 | Thu10:00 | 0.3243 | 0.1026 | 0.25 | 0.3436 | Thu10:00 | 0.3043 | 0.1545 | 0.0837 | 0.5912
Thu11:00 | 0.825 | 0.8326 | 0.8481 | 0.3966 | Thu11:00 | 0.8617 | 0.777 | 0.8237 | 0.7248 | Thu11:00 | 0.2018 | 0.0811 | 0.2484 | 0.5757 | Thu11:00 | 0.188 | 0.19 | 0.0654 | 0.5238
Thu12:00 | 0.8801 | 0.867 | 0.8372 | 0.3579 | Thu12:00 | 0.9392 | 0.8863 | 0.9545 | 0.9055 | Thu12:00 | 0.2172 | 0.1051 | 0.1366 | 0.8195 | Thu12:00 | 0.1812 | 0.1452 | 0.1044 | 0.3395
Thu13:00 | 0.9335 | 0.7594 | 0.8313 | 0.2544 | Thu13:00 | 0.9425 | 0.8228 | 0.9443 | 0.8582 | Thu13:00 | 0.1132 | 0.1183 | 0.049 | 0.8804 | Thu13:00 | 0.0893 | 0.1575 | 0.1618 | 0.2891
Thu14:00 | 0.9582 | 0.9103 | 0.836 | 0.3273 | Thu14:00 | 0.9641 | 0.8812 | 0.9167 | 0.9125 | Thu14:00 | 0.0348 | 0.1633 | 0.034 | 0.8797 | Thu14:00 | 0.0502 | 0.1711 | 0.1314 | 0.3326
Thu15:00 | 0.8263 | 0.9096 | 0.8369 | 0.3821 | Thu15:00 | 0.7879 | 0.8121 | 0.7963 | 0.8983 | Thu15:00 | 0.0445 | 0.2484 | 0.0555 | 0.8726 | Thu15:00 | 0.0431 | 0.2033 | 0.196 | 0.3041
Thu16:00 | 0.8036 | 0.8339 | 0.8025 | 0.2672 | Thu16:00 | 0.6749 | 0.6703 | 0.6136 | 0.6541 | Thu16:00 | 0.0355 | 0.4049 | 0.1483 | 0.7504 | Thu16:00 | 0.0427 | 0.2464 | 0.2682 | 0.3106
Thu17:00 | 0.7581 | 0.6782 | 0.6698 | 0.1707 | Thu17:00 | 0.4899 | 0.4897 | 0.3688 | 0.3939 | Thu17:00 | 0.0376 | 0.307 | 0.1809 | 0.8501 | Thu17:00 | 0.048 | 0.2592 | 0.3107 | 0.3055
Thu18:00 | 0.6907 | 0.4519 | 0.1199 | 0 | Thu18:00 | 0.2473 | 0.2547 | 0.1058 | 0.1351 | Thu18:00 | 0.0444 | 0.439 | 0.2161 | 0.8967 | Thu18:00 | 0.0558 | 0.3123 | 0.3239 | 0.2987
Thu19:00 | 0.1283 | 0.1559 | 0 | 0 | Thu19:00 | 0.0581 | 0.087 | 0.0017 | 0.0046 | Thu19:00 | 0.053 | 0.5133 | 0.2474 | 0.8777 | Thu19:00 | 0.0674 | 0.3706 | 0.32 | 0.31
Thu20:00 | 0 | 0 | 0 | 0 | Thu20:00 | 0.0014 | 0.0056 | 0 | 0 | Thu20:00 | 0.1277 | 0.2969 | 0.3333 | 0.9166 | Thu20:00 | 0.1526 | 0.4298 | 0.1607 | 0.3984
Thu21:00 | 0 | 0 | 0 | 0 | Thu21:00 | 0 | 0 | 0 | 0 | Thu21:00 | 0.2227 | 0.1287 | 0.4821 | 0.9102 | Thu21:00 | 0.289 | 0.4589 | 0.0697 | 0.4744
Thu22:00 | 0 | 0 | 0 | 0 | Thu22:00 | 0 | 0 | 0 | 0 | Thu22:00 | 0.2778 | 0.145 | 0.5437 | 0.905 | Thu22:00 | 0.3286 | 0.5442 | 0.0683 | 0.5561
Thu23:00 | 0 | 0 | 0 | 0 | Thu23:00 | 0 | 0 | 0 | 0 | Thu23:00 | 0.3932 | 0.1748 | 0.4238 | 0.9021 | Thu23:00 | 0.4536 | 0.5526 | 0.0548 | 0.6796
Thu24:00 | 0 | 0 | 0 | 0 | Thu24:00 | 0 | 0 | 0 | 0 | Thu24:00 | 0.3228 | 0.1376 | 0.323 | 0.8073 | Thu24:00 | 0.443 | 0.5799 | 0.0614 | 0.6638
Fri1:00 | 0 | 0 | 0 | 0 | Fri1:00 | 0 | 0 | 0 | 0 | Fri1:00 | 0.2773 | 0.2087 | 0.2479 | 0.7627 | Fri1:00 | 0.3928 | 0.5682 | 0.0824 | 0.5599
Fri2:00 | 0 | 0 | 0 | 0 | Fri2:00 | 0 | 0 | 0 | 0 | Fri2:00 | 0.2866 | 0.2414 | 0.1925 | 0.5805 | Fri2:00 | 0.3707 | 0.5375 | 0.1098 | 0.4851
Fri3:00 | 0 | 0 | 0 | 0 | Fri3:00 | 0 | 0 | 0 | 0 | Fri3:00 | 0.2131 | 0.1793 | 0.1543 | 0.3612 | Fri3:00 | 0.3283 | 0.5436 | 0.0788 | 0.457
Fri4:00 | 0 | 0 | 0 | 0 | Fri4:00 | 0 | 0 | 0 | 0 | Fri4:00 | 0.2013 | 0.0776 | 0.0875 | 0.2745 | Fri4:00 | 0.2486 | 0.5997 | 0.0511 | 0.4441
Fri5:00 | 0 | 0 | 0 | 0 | Fri5:00 | 0 | 0 | 0 | 0 | Fri5:00 | 0.2022 | 0.0122 | 0.084 | 0.2061 | Fri5:00 | 0.197 | 0.5775 | 0.0284 | 0.4593
Fri6:00 | 0 | 0 | 0 | 0 | Fri6:00 | 0.0012 | 0.0014 | 0 | 0 | Fri6:00 | 0.1726 | 0.0048 | 0.2101 | 0.1828 | Fri6:00 | 0.1856 | 0.532 | 0.0348 | 0.4785
Fri7:00 | 0 | 0 | 0 | 0 | Fri7:00 | 0.0499 | 0.038 | 0.0092 | 0 | Fri7:00 | 0.172 | 0.0124 | 0.2072 | 0.1711 | Fri7:00 | 0.1723 | 0.4035 | 0.0508 | 0.4492
Fri8:00 | 0.0793 | 0.0485 | 0 | 0 | Fri8:00 | 0.2245 | 0.1832 | 0.142 | 0.0213 | Fri8:00 | 0.1239 | 0.0065 | 0.1224 | 0.2032 | Fri8:00 | 0.1585 | 0.3628 | 0.0206 | 0.4257
Fri9:00 | 0.383 | 0.3676 | 0.1168 | 0 | Fri9:00 | 0.4644 | 0.3827 | 0.4087 | 0.2631 | Fri9:00 | 0.0924 | 0.0139 | 0.0663 | 0.252 | Fri9:00 | 0.1565 | 0.3407 | 0.0126 | 0.4314
Fri10:00 | 0.6375 | 0.6066 | 0.5893 | 0.0675 | Fri10:00 | 0.6704 | 0.5904 | 0.6294 | 0.5034 | Fri10:00 | 0.0656 | 0.0301 | 0.027 | 0.1485 | Fri10:00 | 0.1792 | 0.2776 | 0.0364 | 0.4511
Fri11:00 | 0.7086 | 0.4701 | 0.77 | 0.1972 | Fri11:00 | 0.8582 | 0.6298 | 0.8389 | 0.7149 | Fri11:00 | 0.055 | 0.0201 | 0.0143 | 0.0486 | Fri11:00 | 0.1908 | 0.2674 | 0.0643 | 0.5113
Fri12:00 | 0.9667 | 0.5225 | 0.8368 | 0.2432 | Fri12:00 | 0.956 | 0.7539 | 0.9144 | 0.9434 | Fri12:00 | 0.12 | 0.0375 | 0.0194 | 0.0252 | Fri12:00 | 0.3059 | 0.3319 | 0.1051 | 0.5138
Fri13:00 | 0.9379 | 0.6026 | 0.8284 | 0.2292 | Fri13:00 | 0.9478 | 0.8029 | 0.9508 | 0.979 | Fri13:00 | 0.1568 | 0.0966 | 0.0625 | 0.0285 | Fri13:00 | 0.3536 | 0.3474 | 0.1872 | 0.5683
Fri14:00 | 0.9469 | 0.5934 | 0.8395 | 0.2377 | Fri14:00 | 0.9547 | 0.8094 | 0.8955 | 0.94 | Fri14:00 | 0.1674 | 0.1236 | 0.1028 | 0.0255 | Fri14:00 | 0.3187 | 0.4596 | 0.1922 | 0.5619
Fri15:00 | 0.9522 | 0.6057 | 0.847 | 0.3862 | Fri15:00 | 0.8718 | 0.7753 | 0.7976 | 0.6354 | Fri15:00 | 0.1768 | 0.1582 | 0.1384 | 0.0108 | Fri15:00 | 0.3036 | 0.4895 | 0.2676 | 0.5852
Fri16:00 | 0.9469 | 0.5292 | 0.7226 | 0.5476 | Fri16:00 | 0.7196 | 0.5743 | 0.6183 | 0.5541 | Fri16:00 | 0.1947 | 0.1234 | 0.1354 | 0.0292 | Fri16:00 | 0.3291 | 0.4633 | 0.2861 | 0.5621
Fri17:00 | 0.8843 | 0.3521 | 0.6468 | 0.4923 | Fri17:00 | 0.5028 | 0.4113 | 0.3845 | 0.2489 | Fri17:00 | 0.1208 | 0.0945 | 0.1568 | 0.0534 | Fri17:00 | 0.272 | 0.4577 | 0.2796 | 0.5572
Fri18:00 | 0.7861 | 0.3841 | 0.0775 | 0.0519 | Fri18:00 | 0.255 | 0.2789 | 0.1111 | 0.1639 | Fri18:00 | 0.1412 | 0.0964 | 0.2437 | 0.1236 | Fri18:00 | 0.3028 | 0.4689 | 0.2823 | 0.4944
Fri19:00 | 0.1613 | 0.0905 | 0 | 0 | Fri19:00 | 0.0589 | 0.0913 | 0.0015 | 0.0011 | Fri19:00 | 0.2374 | 0.2086 | 0.3659 | 0.3848 | Fri19:00 | 0.4175 | 0.4832 | 0.2126 | 0.4641
Fri20:00 | 0 | 0 | 0 | 0 | Fri20:00 | 0.0021 | 0.0059 | 0 | 0 | Fri20:00 | 0.3874 | 0.1733 | 0.3878 | 0.5357 | Fri20:00 | 0.5012 | 0.5388 | 0.1641 | 0.5585
Fri21:00 | 0 | 0 | 0 | 0 | Fri21:00 | 0 | 0 | 0 | 0 | Fri21:00 | 0.5579 | 0.1463 | 0.4058 | 0.6498 | Fri21:00 | 0.5912 | 0.561 | 0.1355 | 0.5695
Fri22:00 | 0 | 0 | 0 | 0 | Fri22:00 | 0 | 0 | 0 | 0 | Fri22:00 | 0.6364 | 0.1834 | 0.4763 | 0.6638 | Fri22:00 | 0.6077 | 0.5512 | 0.0931 | 0.5666
Fri23:00 | 0 | 0 | 0 | 0 | Fri23:00 | 0 | 0 | 0 | 0 | Fri23:00 | 0.6782 | 0.106 | 0.3959 | 0.7231 | Fri23:00 | 0.6544 | 0.5612 | 0.0962 | 0.5483
Fri24:00 | 0 | 0 | 0 | 0 | Fri24:00 | 0 | 0 | 0 | 0 | Fri24:00 | 0.597 | 0.0869 | 0.4302 | 0.5161 | Fri24:00 | 0.6357 | 0.6046 | 0.0428 | 0.565
Sat1:00 | 0 | 0 | 0 | 0 | Sat1:00 | 0 | 0 | 0 | 0 | Sat1:00 | 0.5929 | 0.0657 | 0.5139 | 0.5374 | Sat1:00 | 0.6246 | 0.595 | 0.0521 | 0.66
Sat2:00 | 0 | 0 | 0 | 0 | Sat2:00 | 0 | 0 | 0 | 0 | Sat2:00 | 0.5678 | 0.0718 | 0.5313 | 0.6852 | Sat2:00 | 0.6087 | 0.6289 | 0.0355 | 0.7003
Sat3:00 | 0 | 0 | 0 | 0 | Sat3:00 | 0 | 0 | 0 | 0 | Sat3:00 | 0.5264 | 0.0766 | 0.4405 | 0.6621 | Sat3:00 | 0.5897 | 0.656 | 0.0599 | 0.701
Sat4:00 | 0 | 0 | 0 | 0 | Sat4:00 | 0 | 0 | 0 | 0 | Sat4:00 | 0.519 | 0.0983 | 0.4024 | 0.6684 | Sat4:00 | 0.524 | 0.6802 | 0.0653 | 0.7402
Sat5:00 | 0 | 0 | 0 | 0 | Sat5:00 | 0 | 0 | 0 | 0 | Sat5:00 | 0.3986 | 0.1415 | 0.5498 | 0.7309 | Sat5:00 | 0.4395 | 0.6684 | 0.1161 | 0.7228
Sat6:00 | 0 | 0 | 0 | 0 | Sat6:00 | 0.0023 | 0.001 | 0 | 0 | Sat6:00 | 0.3384 | 0.1055 | 0.5121 | 0.703 | Sat6:00 | 0.3069 | 0.6706 | 0.1463 | 0.6591
Sat7:00 | 0 | 0 | 0 | 0 | Sat7:00 | 0.0533 | 0.0384 | 0.0085 | 0 | Sat7:00 | 0.2644 | 0.0688 | 0.4103 | 0.5857 | Sat7:00 | 0.2613 | 0.6117 | 0.1485 | 0.5727
Sat8:00 | 0.0969 | 0.0533 | 0 | 0 | Sat8:00 | 0.2078 | 0.1837 | 0.119 | 0.0135 | Sat8:00 | 0.291 | 0.0235 | 0.4052 | 0.5661 | Sat8:00 | 0.2758 | 0.5613 | 0.131 | 0.5156
Sat9:00 | 0.4017 | 0.3269 | 0.0516 | 0 | Sat9:00 | 0.3686 | 0.3841 | 0.2951 | 0.2021 | Sat9:00 | 0.3209 | 0.0022 | 0.422 | 0.6113 | Sat9:00 | 0.2923 | 0.5095 | 0.1231 | 0.4145
Sat10:00 | 0.4929 | 0.4919 | 0.3717 | 0.1384 | Sat10:00 | 0.5905 | 0.5878 | 0.4303 | 0.4708 | Sat10:00 | 0.4111 | 0.0014 | 0.3667 | 0.6669 | Sat10:00 | 0.4043 | 0.4676 | 0.1473 | 0.4465
Sat11:00 | 0.6024 | 0.5836 | 0.6521 | 0.4525 | Sat11:00 | 0.74 | 0.6704 | 0.5943 | 0.6837 | Sat11:00 | 0.5402 | 0.0012 | 0.4943 | 0.6391 | Sat11:00 | 0.475 | 0.3889 | 0.1651 | 0.4259
Sat12:00 | 0.5964 | 0.5762 | 0.73 | 0.5023 | Sat12:00 | 0.7667 | 0.7894 | 0.8252 | 0.7586 | Sat12:00 | 0.7457 | 0.0003 | 0.5333 | 0.7443 | Sat12:00 | 0.7473 | 0.3732 | 0.2898 | 0.2975
Sat13:00 | 0.7009 | 0.6441 | 0.7713 | 0.4444 | Sat13:00 | 0.8396 | 0.7973 | 0.8877 | 0.8654 | Sat13:00 | 0.7899 | 0.002 | 0.5794 | 0.7386 | Sat13:00 | 0.8108 | 0.2755 | 0.4056 | 0.2254
Sat14:00 | 0.6088 | 0.7064 | 0.6511 | 0.5319 | Sat14:00 | 0.7868 | 0.8151 | 0.8775 | 0.7632 | Sat14:00 | 0.7345 | 0.003 | 0.4518 | 0.688 | Sat14:00 | 0.7666 | 0.2162 | 0.4214 | 0.1197
Sat15:00 | 0.6989 | 0.6151 | 0.6744 | 0.7768 | Sat15:00 | 0.7445 | 0.6844 | 0.7466 | 0.7853 | Sat15:00 | 0.5509 | 0.0014 | 0.3098 | 0.6971 | Sat15:00 | 0.7487 | 0.1983 | 0.5063 | 0.0783
Sat16:00 | 0.7181 | 0.4919 | 0.7143 | 0.8226 | Sat16:00 | 0.6141 | 0.5934 | 0.6106 | 0.6023 | Sat16:00 | 0.4399 | 0.0033 | 0.2689 | 0.7162 | Sat16:00 | 0.7461 | 0.2224 | 0.5389 | 0.0518
Sat17:00 | 0.7542 | 0.5592 | 0.5716 | 0.7085 | Sat17:00 | 0.4498 | 0.4193 | 0.3718 | 0.3479 | Sat17:00 | 0.4192 | 0.0005 | 0.3053 | 0.6871 | Sat17:00 | 0.6477 | 0.1874 | 0.467 | 0.0299
Sat18:00 | 0.5799 | 0.5787 | 0 | 0.0539 | Sat18:00 | 0.2218 | 0.2473 | 0.112 | 0.1617 | Sat18:00 | 0.3245 | 0.0064 | 0.2862 | 0.7092 | Sat18:00 | 0.6657 | 0.2035 | 0.489 | 0.0179
Sat19:00 | 0.0621 | 0.2021 | 0 | 0 | Sat19:00 | 0.0476 | 0.0897 | 0.0019 | 0.0051 | Sat19:00 | 0.2542 | 0.0151 | 0.3685 | 0.7297 | Sat19:00 | 0.6437 | 0.2201 | 0.508 | 0.0285
Sat20:00 | 0 | 0 | 0 | 0 | Sat20:00 | 0.0013 | 0.006 | 0 | 0 | Sat20:00 | 0.2798 | 0.054 | 0.4935 | 0.7307 | Sat20:00 | 0.624 | 0.2074 | 0.3908 | 0.1005
Sat21:00 | 0 | 0 | 0 | 0 | Sat21:00 | 0 | 0 | 0 | 0 | Sat21:00 | 0.3598 | 0.1138 | 0.5771 | 0.6633 | Sat21:00 | 0.5992 | 0.1932 | 0.2791 | 0.2295
Sat22:00 | 0 | 0 | 0 | 0 | Sat22:00 | 0 | 0 | 0 | 0 | Sat22:00 | 0.3286 | 0.1335 | 0.6765 | 0.5982 | Sat22:00 | 0.6098 | 0.3269 | 0.1687 | 0.2634
Sat23:00 | 0 | 0 | 0 | 0 | Sat23:00 | 0 | 0 | 0 | 0 | Sat23:00 | 0.4423 | 0.2294 | 0.7893 | 0.4073 | Sat23:00 | 0.5164 | 0.4313 | 0.1632 | 0.3322
Sat24:00 | 0 | 0 | 0 | 0 | Sat24:00 | 0 | 0 | 0 | 0 | Sat24:00 | 0.5058 | 0.2176 | 0.7363 | 0.2858 | Sat24:00 | 0.5958 | 0.5749 | 0.1231 | 0.3614
Sun1:00 | 0 | 0 | 0 | 0 | Sun1:00 | 0 | 0 | 0 | 0 | Sun1:00 | 0.3563 | 0.0885 | 0.6983 | 0.3011 | Sun1:00 | 0.6656 | 0.6506 | 0.141 | 0.3414
Sun2:00 | 0 | 0 | 0 | 0 | Sun2:00 | 0 | 0 | 0 | 0 | Sun2:00 | 0.4459 | 0.1771 | 0.6709 | 0.2142 | Sun2:00 | 0.684 | 0.555 | 0.1786 | 0.3869
Sun3:00 | 0 | 0 | 0 | 0 | Sun3:00 | 0 | 0 | 0 | 0 | Sun3:00 | 0.5482 | 0.227 | 0.5967 | 0.2324 | Sun3:00 | 0.6587 | 0.514 | 0.1906 | 0.4799
Sun4:00 | 0 | 0 | 0 | 0 | Sun4:00 | 0 | 0 | 0 | 0 | Sun4:00 | 0.5457 | 0.1297 | 0.6007 | 0.1141 | Sun4:00 | 0.6506 | 0.5405 | 0.1848 | 0.531
Sun5:00 | 0 | 0 | 0 | 0 | Sun5:00 | 0 | 0 | 0 | 0 | Sun5:00 | 0.5213 | 0.0859 | 0.6528 | 0.1301 | Sun5:00 | 0.6212 | 0.529 | 0.1903 | 0.5098
Sun6:00 | 0 | 0 | 0 | 0 | Sun6:00 | 0.0015 | 0.0014 | 0 | 0 | Sun6:00 | 0.5563 | 0.0725 | 0.6683 | 0.1448 | Sun6:00 | 0.557 | 0.4931 | 0.2035 | 0.5064
Sun7:00 | 0 | 0 | 0 | 0 | Sun7:00 | 0.0519 | 0.0358 | 0.0093 | 0 | Sun7:00 | 0.5527 | 0.0396 | 0.6083 | 0.1268 | Sun7:00 | 0.5077 | 0.4053 | 0.2237 | 0.5683
Sun8:00 | 0.0958 | 0.055 | 0 | 0 | Sun8:00 | 0.2231 | 0.1958 | 0.0919 | 0.029 | Sun8:00 | 0.5262 | 0.0367 | 0.6379 | 0.0711 | Sun8:00 | 0.4993 | 0.3154 | 0.2335 | 0.5833
Sun9:00 | 0.4876 | 0.425 | 0.1022 | 0 | Sun9:00 | 0.4679 | 0.4188 | 0.2298 | 0.2357 | Sun9:00 | 0.5308 | 0.0356 | 0.6366 | 0.0594 | Sun9:00 | 0.4981 | 0.2435 | 0.2716 | 0.5984
Sun10:00 | 0.7086 | 0.8013 | 0.4292 | 0.2216 | Sun10:00 | 0.642 | 0.6038 | 0.3523 | 0.5058 | Sun10:00 | 0.652 | 0.1126 | 0.715 | 0.0275 | Sun10:00 | 0.5368 | 0.235 | 0.259 | 0.6047
Sun11:00 | 0.6528 | 0.8034 | 0.6141 | 0.8265 | Sun11:00 | 0.8321 | 0.7419 | 0.4458 | 0.7105 | Sun11:00 | 0.6483 | 0.0905 | 0.7232 | 0.0626 | Sun11:00 | 0.5109 | 0.1711 | 0.3238 | 0.4831
Sun12:00 | 0.8854 | 0.7894 | 0.6945 | 0.7768 | Sun12:00 | 0.9292 | 0.8 | 0.5502 | 0.7064 | Sun12:00 | 0.6884 | 0.0964 | 0.6033 | 0.0156 | Sun12:00 | 0.4834 | 0.1222 | 0.3575 | 0.3449
Sun13:00 | 0.7447 | 0.8016 | 0.686 | 0.7196 | Sun13:00 | 0.8194 | 0.8388 | 0.6171 | 0.4732 | Sun13:00 | 0.5721 | 0.0761 | 0.4412 | 0.068 | Sun13:00 | 0.4382 | 0.0666 | 0.4352 | 0.2752
Sun14:00 | 0.7966 | 0.6469 | 0.6938 | 0.7337 | Sun14:00 | 0.8449 | 0.7293 | 0.602 | 0.572 | Sun14:00 | 0.3521 | 0.0925 | 0.4368 | 0.062 | Sun14:00 | 0.3248 | 0.0447 | 0.5184 | 0.2041
Sun15:00 | 0.775 | 0.6192 | 0.7724 | 0.7906 | Sun15:00 | 0.7943 | 0.7342 | 0.4894 | 0.5573 | Sun15:00 | 0.1927 | 0.1101 | 0.376 | 0.049 | Sun15:00 | 0.2502 | 0.0689 | 0.5575 | 0.1207
Sun16:00 | 0.8231 | 0.6672 | 0.7791 | 0.8203 | Sun16:00 | 0.6907 | 0.6173 | 0.4414 | 0.2794 | Sun16:00 | 0.1565 | 0.1674 | 0.3369 | 0.0582 | Sun16:00 | 0.1982 | 0.0984 | 0.5913 | 0.0932
Sun17:00 | 0.8464 | 0.5631 | 0.661 | 0.7008 | Sun17:00 | 0.4852 | 0.4666 | 0.3259 | 0.0967 | Sun17:00 | 0.0911 | 0.2557 | 0.2776 | 0.0839 | Sun17:00 | 0.1674 | 0.165 | 0.6002 | 0.0869
Sun18:00 | 0.719 | 0.5664 | 0.0544 | 0.0562 | Sun18:00 | 0.2395 | 0.2534 | 0.1097 | 0.107 | Sun18:00 | 0.1042 | 0.4158 | 0.1917 | 0.1534 | Sun18:00 | 0.1915 | 0.2964 | 0.6076 | 0.1272
Sun19:00 | 0.209 | 0.2884 | 0 | 0 | Sun19:00 | 0.0523 | 0.0779 | 0.0013 | 0.0031 | Sun19:00 | 0.0756 | 0.4959 | 0.2267 | 0.2873 | Sun19:00 | 0.2659 | 0.3816 | 0.5489 | 0.2902
Sun20:00 | 0 | 0 | 0 | 0 | Sun20:00 | 0.0014 | 0.0052 | 0 | 0 | Sun20:00 | 0.2291 | 0.3843 | 0.46 | 0.2524 | Sun20:00 | 0.4517 | 0.3674 | 0.4124 | 0.5763
Sun21:00 | 0 | 0 | 0 | 0 | Sun21:00 | 0 | 0 | 0 | 0 | Sun21:00 | 0.4505 | 0.3261 | 0.6933 | 0.1809 | Sun21:00 | 0.6071 | 0.3439 | 0.3024 | 0.8064
Sun22:00 | 0 | 0 | 0 | 0 | Sun22:00 | 0 | 0 | 0 | 0 | Sun22:00 | 0.676 | 0.0357 | 0.6757 | 0.2413 | Sun22:00 | 0.7583 | 0.2113 | 0.249 | 0.8209
Sun23:00 | 0 | 0 | 0 | 0 | Sun23:00 | 0 | 0 | 0 | 0 | Sun23:00 | 0.832 | 0.0289 | 0.7606 | 0.1534 | Sun23:00 | 0.8299 | 0.2501 | 0.2241 | 0.7873
Sun24:00 | 0 | 0 | 0 | 0 | Sun24:00 | 0 | 0 | 0 | 0 | Sun24:00 | 0.8313 | 0.0233 | 0.7032 | 0.4997 | Sun24:00 | 0.862 | 0.2535 | 0.1826 | 0.7162
Coastal
| SOLAR CSP |  |  |  |  | SOLAR PVSAT |  |  |  |  | wind |  |  |  |  | new wind
| Spring | Summer | Fall | Winter |  | Spring | Summer | Fall | Winter |  | Spring | Summer | Fall | Winter |  | Spring | Summer | Fall | Winter
Mon1:00 | 0 | 0 | 0 | 0 | Mon1:00 | 0 | 0 | 0 | 0 | Mon1:00 | 0.1384 | 0.1551 | 0.1612 | 0.0174 | Mon1:00 | 0.4105 | 0.3613 | 0.2894 | 0.0851
Mon2:00 | 0 | 0 | 0 | 0 | Mon2:00 | 0 | 0 | 0 | 0 | Mon2:00 | 0.1476 | 0.1324 | 0.141 | 0.0245 | Mon2:00 | 0.3698 | 0.3259 | 0.2259 | 0.1374
Mon3:00 | 0 | 0 | 0 | 0 | Mon3:00 | 0 | 0 | 0 | 0 | Mon3:00 | 0.123 | 0.1107 | 0.1204 | 0.0299 | Mon3:00 | 0.3126 | 0.3393 | 0.1879 | 0.1633
Mon4:00 | 0 | 0 | 0 | 0 | Mon4:00 | 0 | 0 | 0 | 0 | Mon4:00 | 0.1232 | 0.0893 | 0.0869 | 0.0525 | Mon4:00 | 0.3373 | 0.2688 | 0.1541 | 0.3063
Mon5:00 | 0 | 0 | 0 | 0 | Mon5:00 | 0 | 0 | 0 | 0 | Mon5:00 | 0.1236 | 0.102 | 0.0516 | 0.0639 | Mon5:00 | 0.4357 | 0.2802 | 0.1348 | 0.5298
Mon6:00 | 0 | 0 | 0 | 0 | Mon6:00 | 0.0008 | 0.0002 | 0 | 0 | Mon6:00 | 0.1031 | 0.1001 | 0.0401 | 0.0681 | Mon6:00 | 0.3144 | 0.2615 | 0.1174 | 0.5942
Mon7:00 | 0 | 0 | 0 | 0 | Mon7:00 | 0.0592 | 0.0567 | 0.0232 | 0 | Mon7:00 | 0.0812 | 0.0839 | 0.0196 | 0.0908 | Mon7:00 | 0.2884 | 0.1814 | 0.1287 | 0.6209
Mon8:00 | 0 | 0.0141 | 0 | 0 | Mon8:00 | 0.2005 | 0.2262 | 0.2443 | 0.0373 | Mon8:00 | 0.0964 | 0.0758 | 0.0268 | 0.0998 | Mon8:00 | 0.3345 | 0.2803 | 0.1324 | 0.5817
Mon9:00 | 0.1992 | 0.1949 | 0 | 0 | Mon9:00 | 0.4106 | 0.3427 | 0.5309 | 0.3374 | Mon9:00 | 0.1221 | 0.0766 | 0.0354 | 0.1121 | Mon9:00 | 0.3494 | 0.381 | 0.1339 | 0.5123
Mon10:00 | 0.5656 | 0.1833 | 0.0833 | 0 | Mon10:00 | 0.632 | 0.44 | 0.7687 | 0.5656 | Mon10:00 | 0.1873 | 0.0711 | 0.0444 | 0.0913 | Mon10:00 | 0.5328 | 0.4646 | 0.1403 | 0.6476
Mon11:00 | 0.4738 | 0.1924 | 0.147 | 0 | Mon11:00 | 0.7541 | 0.5166 | 0.9175 | 0.7503 | Mon11:00 | 0.2134 | 0.0548 | 0.0488 | 0.098 | Mon11:00 | 0.4304 | 0.5301 | 0.2443 | 0.7303
Mon12:00 | 0.4943 | 0.2214 | 0.3013 | 0 | Mon12:00 | 0.7082 | 0.5576 | 0.979 | 0.8056 | Mon12:00 | 0.201 | 0.0905 | 0.0535 | 0.0543 | Mon12:00 | 0.6791 | 0.5177 | 0.3135 | 0.407
Mon13:00 | 0.5118 | 0.3023 | 0.3184 | 0 | Mon13:00 | 0.8089 | 0.5923 | 0.9782 | 0.881 | Mon13:00 | 0.1124 | 0.1389 | 0.0481 | 0.0512 | Mon13:00 | 0.561 | 0.4467 | 0.3427 | 0.2997
Mon14:00 | 0.4479 | 0.3708 | 0.3194 | 0 | Mon14:00 | 0.7546 | 0.6142 | 0.9094 | 0.8205 | Mon14:00 | 0.1504 | 0.1434 | 0.0379 | 0.0509 | Mon14:00 | 0.6709 | 0.3716 | 0.3462 | 0.2882
Mon15:00 | 0.3689 | 0.2201 | 0.3637 | 0 | Mon15:00 | 0.6356 | 0.4693 | 0.8235 | 0.7948 | Mon15:00 | 0.1218 | 0.1296 | 0.026 | 0.0424 | Mon15:00 | 0.8235 | 0.4948 | 0.3169 | 0.2678
Mon16:00 | 0.5374 | 0.205 | 0.2519 | 0 | Mon16:00 | 0.5828 | 0.4443 | 0.6144 | 0.6142 | Mon16:00 | 0.1083 | 0.136 | 0.0225 | 0.0431 | Mon16:00 | 0.7909 | 0.6416 | 0.3505 | 0.3178
Mon17:00 | 0.3926 | 0.2553 | 0.0766 | 0 | Mon17:00 | 0.3087 | 0.3431 | 0.3354 | 0.3932 | Mon17:00 | 0.1109 | 0.1424 | 0.0298 | 0.0448 | Mon17:00 | 0.7404 | 0.7107 | 0.3861 | 0.2888
Mon18:00 | 0.3302 | 0.1125 | 0 | 0 | Mon18:00 | 0.1715 | 0.1721 | 0.0737 | 0.1258 | Mon18:00 | 0.123 | 0.1402 | 0.0503 | 0.061 | Mon18:00 | 0.8071 | 0.7428 | 0.4615 | 0.2885
Mon19:00 | 0 | 0 | 0 | 0 | Mon19:00 | 0.0284 | 0.0451 | 0 | 0 | Mon19:00 | 0.1322 | 0.203 | 0.0592 | 0.0893 | Mon19:00 | 0.8668 | 0.7526 | 0.5816 | 0.2677
Mon20:00 | 0 | 0 | 0 | 0 | Mon20:00 | 0 | 0 | 0 | 0 | Mon20:00 | 0.2031 | 0.1456 | 0.0986 | 0.0984 | Mon20:00 | 0.8427 | 0.7539 | 0.6088 | 0.2889
Mon21:00 | 0 | 0 | 0 | 0 | Mon21:00 | 0 | 0 | 0 | 0 | Mon21:00 | 0.2467 | 0.0948 | 0.1821 | 0.1042 | Mon21:00 | 0.775 | 0.7122 | 0.5837 | 0.3157
Mon22:00 | 0 | 0 | 0 | 0 | Mon22:00 | 0 | 0 | 0 | 0 | Mon22:00 | 0.2381 | 0.0455 | 0.1665 | 0.1467 | Mon22:00 | 0.6172 | 0.6402 | 0.3597 | 0.2471
Mon23:00 | 0 | 0 | 0 | 0 | Mon23:00 | 0 | 0 | 0 | 0 | Mon23:00 | 0.2444 | 0.0388 | 0.1527 | 0.1402 | Mon23:00 | 0.6298 | 0.5968 | 0.2091 | 0.2704
Mon24:00 | 0 | 0 | 0 | 0 | Mon24:00 | 0 | 0 | 0 | 0 | Mon24:00 | 0.2379 | 0.0317 | 0.1765 | 0.1259 | Mon24:00 | 0.6027 | 0.4858 | 0.1373 | 0.2654
Tue1:00 | 0 | 0 | 0 | 0 | Tue1:00 | 0 | 0 | 0 | 0 | Tue1:00 | 0.2263 | 0.0196 | 0.1844 | 0.1211 | Tue1:00 | 0.6064 | 0.3744 | 0.1413 | 0.1954
Tue2:00 | 0 | 0 | 0 | 0 | Tue2:00 | 0 | 0 | 0 | 0 | Tue2:00 | 0.2195 | 0.0204 | 0.1736 | 0.1138 | Tue2:00 | 0.4858 | 0.298 | 0.089 | 0.3095
Tue3:00 | 0 | 0 | 0 | 0 | Tue3:00 | 0 | 0 | 0 | 0 | Tue3:00 | 0.2194 | 0.0252 | 0.1673 | 0.0937 | Tue3:00 | 0.4341 | 0.2802 | 0.0723 | 0.5258
Tue4:00 | 0 | 0 | 0 | 0 | Tue4:00 | 0 | 0 | 0 | 0 | Tue4:00 | 0.2085 | 0.0266 | 0.1679 | 0.0871 | Tue4:00 | 0.4973 | 0.2307 | 0.0744 | 0.3315
Tue5:00 | 0 | 0 | 0 | 0 | Tue5:00 | 0 | 0 | 0 | 0 | Tue5:00 | 0.1794 | 0.0153 | 0.1317 | 0.0894 | Tue5:00 | 0.602 | 0.2554 | 0.0803 | 0.229
Tue6:00 | 0 | 0 | 0 | 0 | Tue6:00 | 0.0008 | 0.0003 | 0 | 0 | Tue6:00 | 0.1585 | 0.0228 | 0.0917 | 0.0892 | Tue6:00 | 0.6059 | 0.2621 | 0.0659 | 0.1962
Tue7:00 | 0 | 0 | 0 | 0 | Tue7:00 | 0.0604 | 0.0594 | 0.0205 | 0 | Tue7:00 | 0.1481 | 0.0145 | 0.0878 | 0.092 | Tue7:00 | 0.5911 | 0.2312 | 0.0407 | 0.1031
Tue8:00 | 0 | 0 | 0 | 0 | Tue8:00 | 0.2108 | 0.2261 | 0.2309 | 0.0286 | Tue8:00 | 0.1968 | 0.0105 | 0.0959 | 0.0769 | Tue8:00 | 0.775 | 0.2471 | 0.0232 | 0.1198
Tue9:00 | 0 | 0.1791 | 0 | 0 | Tue9:00 | 0.3152 | 0.4217 | 0.5212 | 0.24 | Tue9:00 | 0.2305 | 0.0092 | 0.1088 | 0.0632 | Tue9:00 | 0.8796 | 0.2593 | 0.0093 | 0.1424
Tue10:00 | 0.0405 | 0.3526 | 0.0878 | 0.2484 | Tue10:00 | 0.4323 | 0.579 | 0.7462 | 0.6395 | Tue10:00 | 0.1953 | 0.0049 | 0.1021 | 0.0811 | Tue10:00 | 0.825 | 0.3591 | 0.0218 | 0.3953
Tue11:00 | 0 | 0.3829 | 0.0897 | 0.6009 | Tue11:00 | 0.4157 | 0.6397 | 0.8775 | 0.7216 | Tue11:00 | 0.1792 | 0.0194 | 0.1198 | 0.0794 | Tue11:00 | 0.8326 | 0.2346 | 0.0812 | 0.3418
Tue12:00 | 0.1016 | 0.3472 | 0.1475 | 0.6242 | Tue12:00 | 0.7638 | 0.7206 | 0.9586 | 0.855 | Tue12:00 | 0.1387 | 0.0186 | 0.1129 | 0.084 | Tue12:00 | 0.8664 | 0.1703 | 0.0383 | 0.2881
Tue13:00 | 0.2296 | 0.5664 | 0.0928 | 0.6319 | Tue13:00 | 0.606 | 0.8704 | 0.9151 | 0.8778 | Tue13:00 | 0.1173 | 0.0114 | 0.0953 | 0.0657 | Tue13:00 | 0.8088 | 0.1705 | 0.0158 | 0.3706
Tue14:00 | 0.2389 | 0.4321 | 0.0926 | 0.5528 | Tue14:00 | 0.5717 | 0.6975 | 0.9031 | 0.9393 | Tue14:00 | 0.1109 | 0.0237 | 0.0789 | 0.0481 | Tue14:00 | 0.7146 | 0.1172 | 0.183 | 0.4924
Tue15:00 | 0.1122 | 0.4874 | 0.0685 | 0.6768 | Tue15:00 | 0.4453 | 0.6825 | 0.6621 | 0.878 | Tue15:00 | 0.1501 | 0.0237 | 0.0743 | 0.0433 | Tue15:00 | 0.6735 | 0.2884 | 0.233 | 0.5403
Tue16:00 | 0.2649 | 0.3986 | 0.124 | 0.6859 | Tue16:00 | 0.4453 | 0.5611 | 0.4975 | 0.719 | Tue16:00 | 0.1721 | 0.0188 | 0.0564 | 0.0439 | Tue16:00 | 0.624 | 0.4578 | 0.4279 | 0.5241
Tue17:00 | 0.0874 | 0.3071 | 0 | 0.5538 | Tue17:00 | 0.268 | 0.3765 | 0.3112 | 0.4574 | Tue17:00 | 0.1724 | 0.0283 | 0.0508 | 0.0453 | Tue17:00 | 0.6162 | 0.4072 | 0.5369 | 0.3954
Tue18:00 | 0.0142 | 0.2247 | 0 | 0 | Tue18:00 | 0.1106 | 0.2013 | 0.0626 | 0.1305 | Tue18:00 | 0.1873 | 0.0335 | 0.0625 | 0.0601 | Tue18:00 | 0.7641 | 0.407 | 0.5631 | 0.2861
Tue19:00 | 0 | 0 | 0 | 0 | Tue19:00 | 0.0278 | 0.0487 | 0 | 0 | Tue19:00 | 0.2087 | 0.0292 | 0.0751 | 0.0701 | Tue19:00 | 0.8385 | 0.4691 | 0.3163 | 0.2376
Tue20:00 | 0 | 0 | 0 | 0 | Tue20:00 | 0 | 0 | 0 | 0 | Tue20:00 | 0.2068 | 0.0235 | 0.1133 | 0.062 | Tue20:00 | 0.7679 | 0.5292 | 0.213 | 0.1991
Tue21:00 | 0 | 0 | 0 | 0 | Tue21:00 | 0 | 0 | 0 | 0 | Tue21:00 | 0.1899 | 0.0188 | 0.1746 | 0.0595 | Tue21:00 | 0.6676 | 0.5647 | 0.1599 | 0.1643
Tue22:00 | 0 | 0 | 0 | 0 | Tue22:00 | 0 | 0 | 0 | 0 | Tue22:00 | 0.2083 | 0.045 | 0.1627 | 0.0466 | Tue22:00 | 0.5922 | 0.496 | 0.1934 | 0.1809
Tue23:00 | 0 | 0 | 0 | 0 | Tue23:00 | 0 | 0 | 0 | 0 | Tue23:00 | 0.2267 | 0.0411 | 0.1613 | 0.0516 | Tue23:00 | 0.5496 | 0.494 | 0.0978 | 0.2254
Tue24:00 | 0 | 0 | 0 | 0 | Tue24:00 | 0 | 0 | 0 | 0 | Tue24:00 | 0.2232 | 0.0414 | 0.188 | 0.0449 | Tue24:00 | 0.4757 | 0.392 | 0.0303 | 0.2261
Wed1:00 | 0 | 0 | 0 | 0 | Wed1:00 | 0 | 0 | 0 | 0 | Wed1:00 | 0.205 | 0.0447 | 0.1908 | 0.0354 | Wed1:00 | 0.4747 | 0.3471 | 0.0098 | 0.1882
Wed2:00 | 0 | 0 | 0 | 0 | Wed2:00 | 0 | 0 | 0 | 0 | Wed2:00 | 0.2096 | 0.0499 | 0.1795 | 0.0239 | Wed2:00 | 0.5747 | 0.2909 | 0.0025 | 0.1225
Wed3:00 | 0 | 0 | 0 | 0 | Wed3:00 | 0 | 0 | 0 | 0 | Wed3:00 | 0.2037 | 0.0484 | 0.175 | 0.016 | Wed3:00 | 0.6092 | 0.1976 | 0.0061 | 0.1232
Wed4:00 | 0 | 0 | 0 | 0 | Wed4:00 | 0 | 0 | 0 | 0 | Wed4:00 | 0.1982 | 0.0411 | 0.1449 | 0.0141 | Wed4:00 | 0.7348 | 0.0332 | 0.0184 | 0.1318
Wed5:00 | 0 | 0 | 0 | 0 | Wed5:00 | 0 | 0 | 0 | 0 | Wed5:00 | 0.1836 | 0.0564 | 0.13 | 0.0227 | Wed5:00 | 0.6868 | 0.0072 | 0.083 | 0.086
Wed6:00 | 0 | 0 | 0 | 0 | Wed6:00 | 0.0018 | 0.0004 | 0 | 0 | Wed6:00 | 0.1501 | 0.0563 | 0.1278 | 0.0234 | Wed6:00 | 0.7731 | 0.0059 | 0.1431 | 0.0546
Wed7:00 | 0 | 0 | 0 | 0 | Wed7:00 | 0.0746 | 0.0603 | 0.0212 | 0 | Wed7:00 | 0.1227 | 0.0466 | 0.1107 | 0.0174 | Wed7:00 | 0.8536 | 0.0015 | 0.1006 | 0.0116
Wed8:00 | 0.0268 | 0.0573 | 0 | 0 | Wed8:00 | 0.2523 | 0.2503 | 0.2408 | 0.0536 | Wed8:00 | 0.0991 | 0.0183 | 0.1096 | 0.0178 | Wed8:00 | 0.8749 | 0.0023 | 0.0628 | 0.0414
Wed9:00 | 0.0352 | 0.313 | 0 | 0 | Wed9:00 | 0.3619 | 0.4008 | 0.5278 | 0.4003 | Wed9:00 | 0.0929 | 0.0033 | 0.1134 | 0.0221 | Wed9:00 | 0.8691 | 0.0096 | 0.0597 | 0.1379
Wed10:00 | 0.0878 | 0.5024 | 0.0574 | 0.3834 | Wed10:00 | 0.5267 | 0.6133 | 0.7448 | 0.7078 | Wed10:00 | 0.0698 | 0.0013 | 0.1082 | 0.0321 | Wed10:00 | 0.8682 | 0.0357 | 0.0162 | 0.1284
Wed11:00 | 0.2687 | 0.5384 | 0.3145 | 0.7792 | Wed11:00 | 0.6546 | 0.7137 | 0.8866 | 0.8302 | Wed11:00 | 0.0836 | 0.0002 | 0.1158 | 0.0162 | Wed11:00 | 0.9144 | 0.027 | 0.0111 | 0.0129
Wed12:00 | 0.4675 | 0.4363 | 0.3965 | 0.7412 | Wed12:00 | 0.7398 | 0.7559 | 0.9441 | 0.9659 | Wed12:00 | 0.102 | 0.0015 | 0.1191 | 0.0079 | Wed12:00 | 0.9125 | 0.1343 | 0.0098 | 0.0017
Wed13:00 | 0.264 | 0.5454 | 0.2481 | 0.711 | Wed13:00 | 0.7083 | 0.8036 | 0.9266 | 0.9771 | Wed13:00 | 0.0587 | 0.0005 | 0.107 | 0.0027 | Wed13:00 | 0.619 | 0.3491 | 0.0136 | 0.0064
Wed14:00 | 0.4201 | 0.5804 | 0.2827 | 0.7329 | Wed14:00 | 0.72 | 0.7992 | 0.9003 | 0.9728 | Wed14:00 | 0.0766 | 0.0061 | 0.0882 | 0.0054 | Wed14:00 | 0.6974 | 0.4627 | 0.0171 | 0.0026
Wed15:00 | 0.285 | 0.5416 | 0.2505 | 0.7793 | Wed15:00 | 0.5501 | 0.7299 | 0.7873 | 0.8875 | Wed15:00 | 0.1173 | 0.003 | 0.0876 | 0.0112 | Wed15:00 | 0.8475 | 0.4539 | 0.2131 | 0.0086
Wed16:00 | 0.3244 | 0.5827 | 0.2462 | 0.8159 | Wed16:00 | 0.4802 | 0.6056 | 0.6042 | 0.6932 | Wed16:00 | 0.1005 | 0.0112 | 0.0915 | 0.0137 | Wed16:00 | 0.778 | 0.4023 | 0.349 | 0.0029
Wed17:00 | 0.1647 | 0.4807 | 0.0511 | 0.7127 | Wed17:00 | 0.3332 | 0.4296 | 0.3325 | 0.4548 | Wed17:00 | 0.1008 | 0.0276 | 0.0892 | 0.0235 | Wed17:00 | 0.814 | 0.4534 | 0.3322 | 0.0036
Wed18:00 | 0.1558 | 0.4095 | 0 | 0 | Wed18:00 | 0.1395 | 0.2133 | 0.0664 | 0.1273 | Wed18:00 | 0.0895 | 0.0211 | 0.0974 | 0.0269 | Wed18:00 | 0.7553 | 0.4353 | 0.3898 | 0.0148
Wed19:00 | 0 | 0 | 0 | 0 | Wed19:00 | 0.0336 | 0.0475 | 0 | 0 | Wed19:00 | 0.0959 | 0.0229 | 0.1009 | 0.0504 | Wed19:00 | 0.8354 | 0.3499 | 0.3665 | 0.0396
Wed20:00 | 0 | 0 | 0 | 0 | Wed20:00 | 0 | 0 | 0 | 0 | Wed20:00 | 0.1188 | 0.0706 | 0.1353 | 0.0619 | Wed20:00 | 0.8389 | 0.4561 | 0.4044 | 0.1434
Wed21:00 | 0 | 0 | 0 | 0 | Wed21:00 | 0 | 0 | 0 | 0 | Wed21:00 | 0.1466 | 0.1298 | 0.1659 | 0.0674 | Wed21:00 | 0.817 | 0.5575 | 0.4175 | 0.34
Wed22:00 | 0 | 0 | 0 | 0 | Wed22:00 | 0 | 0 | 0 | 0 | Wed22:00 | 0.1868 | 0.1053 | 0.1655 | 0.0802 | Wed22:00 | 0.7654 | 0.5059 | 0.2379 | 0.3631
Wed23:00 | 0 | 0 | 0 | 0 | Wed23:00 | 0 | 0 | 0 | 0 | Wed23:00 | 0.1756 | 0.1286 | 0.162 | 0.0698 | Wed23:00 | 0.6132 | 0.3426 | 0.13 | 0.2987
Wed24:00 | 0 | 0 | 0 | 0 | Wed24:00 | 0 | 0 | 0 | 0 | Wed24:00 | 0.1715 | 0.0982 | 0.158 | 0.0443 | Wed24:00 | 0.6769 | 0.3564 | 0.1514 | 0.3249
Thu1:00 | 0 | 0 | 0 | 0 | Thu1:00 | 0 | 0 | 0 | 0 | Thu1:00 | 0.1758 | 0.078 | 0.1594 | 0.0512 | Thu1:00 | 0.7301 | 0.3389 | 0.0737 | 0.3733
Thu2:00 | 0 | 0 | 0 | 0 | Thu2:00 | 0 | 0 | 0 | 0 | Thu2:00 | 0.1922 | 0.0886 | 0.1825 | 0.0554 | Thu2:00 | 0.6095 | 0.3533 | 0.0157 | 0.3365
Thu3:00 | 0 | 0 | 0 | 0 | Thu3:00 | 0 | 0 | 0 | 0 | Thu3:00 | 0.1771 | 0.0902 | 0.1736 | 0.0546 | Thu3:00 | 0.5841 | 0.2655 | 0.0077 | 0.363
Thu4:00 | 0 | 0 | 0 | 0 | Thu4:00 | 0 | 0 | 0 | 0 | Thu4:00 | 0.1802 | 0.0776 | 0.1705 | 0.0549 | Thu4:00 | 0.5965 | 0.17 | 0.0329 | 0.3424
Thu5:00 | 0 | 0 | 0 | 0 | Thu5:00 | 0 | 0 | 0 | 0 | Thu5:00 | 0.2065 | 0.0519 | 0.1639 | 0.0577 | Thu5:00 | 0.7116 | 0.1597 | 0.0577 | 0.3884
Thu6:00 | 0 | 0 | 0 | 0 | Thu6:00 | 0.001 | 0.0009 | 0 | 0 | Thu6:00 | 0.2012 | 0.035 | 0.1543 | 0.0503 | Thu6:00 | 0.5652 | 0.1291 | 0.0535 | 0.5134
Thu7:00 | 0 | 0 | 0 | 0 | Thu7:00 | 0.0608 | 0.0642 | 0.0186 | 0 | Thu7:00 | 0.1944 | 0.0368 | 0.1231 | 0.0361 | Thu7:00 | 0.7039 | 0.129 | 0.08 | 0.654
Thu8:00 | 0.0189 | 0 | 0 | 0 | Thu8:00 | 0.2347 | 0.2226 | 0.2224 | 0.0482 | Thu8:00 | 0.1611 | 0.0243 | 0.1 | 0.0461 | Thu8:00 | 0.5947 | 0.1425 | 0.0322 | 0.7292
Thu9:00 | 0.1361 | 0.1928 | 0 | 0 | Thu9:00 | 0.3908 | 0.4315 | 0.4846 | 0.4059 | Thu9:00 | 0.1322 | 0.0168 | 0.0857 | 0.0673 | Thu9:00 | 0.4561 | 0.1488 | 0.0063 | 0.7794
Thu10:00 | 0.1186 | 0.5274 | 0 | 0 | Thu10:00 | 0.4782 | 0.5813 | 0.6889 | 0.6967 | Thu10:00 | 0.0975 | 0.0283 | 0.0665 | 0.106 | Thu10:00 | 0.4295 | 0.2408 | 0.0071 | 0.8164
Thu11:00 | 0.4417 | 0.6257 | 0.0404 | 0 | Thu11:00 | 0.7462 | 0.7271 | 0.8179 | 0.8831 | Thu11:00 | 0.0648 | 0.0332 | 0.0736 | 0.1593 | Thu11:00 | 0.5305 | 0.3577 | 0.0076 | 0.4441
Thu12:00 | 0.649 | 0.5599 | 0.1668 | 0 | Thu12:00 | 0.8638 | 0.771 | 0.9176 | 0.977 | Thu12:00 | 0.0906 | 0.0631 | 0.0575 | 0.2257 | Thu12:00 | 0.6525 | 0.5921 | 0.0577 | 0.3114
Thu13:00 | 0.7161 | 0.6294 | 0.0486 | 0.039 | Thu13:00 | 0.8459 | 0.7402 | 0.941 | 0.979 | Thu13:00 | 0.0742 | 0.0916 | 0.0708 | 0.2479 | Thu13:00 | 0.6769 | 0.6675 | 0.1063 | 0.2596
Thu14:00 | 0.741 | 0.5686 | 0.154 | 0.0658 | Thu14:00 | 0.843 | 0.7375 | 0.8351 | 0.9683 | Thu14:00 | 0.0699 | 0.1026 | 0.0708 | 0.2446 | Thu14:00 | 0.671 | 0.7569 | 0.1783 | 0.1381
Thu15:00 | 0.5901 | 0.6045 | 0.2827 | 0 | Thu15:00 | 0.6636 | 0.7323 | 0.7678 | 0.8037 | Thu15:00 | 0.029 | 0.1287 | 0.0705 | 0.2554 | Thu15:00 | 0.236 | 0.7491 | 0.283 | 0.1044
Thu16:00 | 0.5457 | 0.644 | 0.2448 | 0 | Thu16:00 | 0.5857 | 0.6265 | 0.5719 | 0.7037 | Thu16:00 | 0.0109 | 0.1407 | 0.0772 | 0.245 | Thu16:00 | 0.0922 | 0.5902 | 0.5277 | 0.1491
Thu17:00 | 0.7564 | 0.4965 | 0.1305 | 0.0476 | Thu17:00 | 0.4371 | 0.4216 | 0.2947 | 0.4308 | Thu17:00 | 0.0174 | 0.1423 | 0.0926 | 0.2354 | Thu17:00 | 0.1069 | 0.436 | 0.5067 | 0.2175
Thu18:00 | 0.528 | 0.4085 | 0 | 0 | Thu18:00 | 0.1935 | 0.2127 | 0.0583 | 0.1241 | Thu18:00 | 0.0223 | 0.1714 | 0.1081 | 0.2512 | Thu18:00 | 0.1372 | 0.4076 | 0.2266 | 0.3825
Thu19:00 | 0 | 0 | 0 | 0 | Thu19:00 | 0.0257 | 0.0463 | 0 | 0 | Thu19:00 | 0.0165 | 0.1744 | 0.1046 | 0.2715 | Thu19:00 | 0.1022 | 0.4884 | 0.3287 | 0.5744
Thu20:00 | 0 | 0 | 0 | 0 | Thu20:00 | 0 | 0 | 0 | 0 | Thu20:00 | 0.0361 | 0.1085 | 0.1106 | 0.2654 | Thu20:00 | 0.1268 | 0.5381 | 0.1747 | 0.6081
Thu21:00 | 0 | 0 | 0 | 0 | Thu21:00 | 0 | 0 | 0 | 0 | Thu21:00 | 0.0635 | 0.0722 | 0.1122 | 0.254 | Thu21:00 | 0.1365 | 0.6061 | 0.0898 | 0.6457
Thu22:00 | 0 | 0 | 0 | 0 | Thu22:00 | 0 | 0 | 0 | 0 | Thu22:00 | 0.0762 | 0.071 | 0.1162 | 0.2507 | Thu22:00 | 0.1438 | 0.4994 | 0.0195 | 0.5716
Thu23:00 | 0 | 0 | 0 | 0 | Thu23:00 | 0 | 0 | 0 | 0 | Thu23:00 | 0.0902 | 0.0625 | 0.1129 | 0.2515 | Thu23:00 | 0.1315 | 0.3047 | 0.0015 | 0.538
Thu24:00 | 0 | 0 | 0 | 0 | Thu24:00 | 0 | 0 | 0 | 0 | Thu24:00 | 0.0795 | 0.0526 | 0.0967 | 0.2434 | Thu24:00 | 0.0527 | 0.2211 | 0.0008 | 0.5205
Fri1:00 | 0 | 0 | 0 | 0 | Fri1:00 | 0 | 0 | 0 | 0 | Fri1:00 | 0.0665 | 0.0342 | 0.0904 | 0.2242 | Fri1:00 | 0.02 | 0.2746 | 0.0062 | 0.4573
Fri2:00 | 0 | 0 | 0 | 0 | Fri2:00 | 0 | 0 | 0 | 0 | Fri2:00 | 0.0688 | 0.0347 | 0.0811 | 0.186 | Fri2:00 | 0.003 | 0.1945 | 0.1318 | 0.393
Fri3:00 | 0 | 0 | 0 | 0 | Fri3:00 | 0 | 0 | 0 | 0 | Fri3:00 | 0.057 | 0.033 | 0.0767 | 0.1444 | Fri3:00 | 0.0027 | 0.0873 | 0.1159 | 0.3925
Fri4:00 | 0 | 0 | 0 | 0 | Fri4:00 | 0 | 0 | 0 | 0 | Fri4:00 | 0.0455 | 0.0222 | 0.0514 | 0.102 | Fri4:00 | 0.0063 | 0.0392 | 0.1394 | 0.4143
Fri5:00 | 0 | 0 | 0 | 0 | Fri5:00 | 0 | 0 | 0 | 0 | Fri5:00 | 0.0459 | 0.0085 | 0.0395 | 0.083 | Fri5:00 | 0.0153 | 0.0119 | 0.1618 | 0.4709
Fri6:00 | 0 | 0 | 0 | 0 | Fri6:00 | 0.0012 | 0.0001 | 0 | 0 | Fri6:00 | 0.0443 | 0.004 | 0.0489 | 0.0716 | Fri6:00 | 0.0493 | 0.0049 | 0.1254 | 0.5501
Fri7:00 | 0 | 0 | 0 | 0 | Fri7:00 | 0.058 | 0.0622 | 0.0149 | 0 | Fri7:00 | 0.04 | 0.0031 | 0.0384 | 0.0567 | Fri7:00 | 0.1085 | 0.0019 | 0.0582 | 0.6488
Fri8:00 | 0 | 0 | 0 | 0 | Fri8:00 | 0.2116 | 0.2172 | 0.1623 | 0.0459 | Fri8:00 | 0.0287 | 0.0029 | 0.0277 | 0.0659 | Fri8:00 | 0.0639 | 0.003 | 0.047 | 0.6915
Fri9:00 | 0.0804 | 0.1143 | 0 | 0 | Fri9:00 | 0.4349 | 0.3671 | 0.4524 | 0.3733 | Fri9:00 | 0.0234 | 0.0052 | 0.0163 | 0.0805 | Fri9:00 | 0.0308 | 0.019 | 0.0608 | 0.7259
Fri10:00 | 0.196 | 0.3373 | 0 | 0.1696 | Fri10:00 | 0.5575 | 0.5254 | 0.6054 | 0.6497 | Fri10:00 | 0.0337 | 0.0024 | 0.0365 | 0.0738 | Fri10:00 | 0.0267 | 0.0489 | 0.1474 | 0.589
Fri11:00 | 0.3685 | 0.3525 | 0.0119 | 0.6231 | Fri11:00 | 0.6151 | 0.5944 | 0.7416 | 0.674 | Fri11:00 | 0.0299 | 0.002 | 0.0302 | 0.0601 | Fri11:00 | 0.0272 | 0.3722 | 0.2416 | 0.5396
Fri12:00 | 0.3082 | 0.2611 | 0.0201 | 0.639 | Fri12:00 | 0.6774 | 0.6958 | 0.8239 | 0.6844 | Fri12:00 | 0.0457 | 0.0118 | 0.0213 | 0.0647 | Fri12:00 | 0.0672 | 0.4741 | 0.114 | 0.5387
Fri13:00 | 0.4798 | 0.3599 | 0.1436 | 0.657 | Fri13:00 | 0.7251 | 0.7279 | 0.8607 | 0.7107 | Fri13:00 | 0.054 | 0.0181 | 0.0369 | 0.066 | Fri13:00 | 0.1392 | 0.3138 | 0.0529 | 0.4489
Fri14:00 | 0.5273 | 0.5504 | 0.0614 | 0.5755 | Fri14:00 | 0.7592 | 0.7734 | 0.7411 | 0.6933 | Fri14:00 | 0.0477 | 0.0165 | 0.0304 | 0.0633 | Fri14:00 | 0.1757 | 0.475 | 0.0128 | 0.4066
Fri15:00 | 0.6584 | 0.3854 | 0.0943 | 0.6784 | Fri15:00 | 0.6993 | 0.6645 | 0.706 | 0.6051 | Fri15:00 | 0.0572 | 0.022 | 0.0355 | 0.0647 | Fri15:00 | 0.28 | 0.4889 | 0.0114 | 0.3448
Fri16:00 | 0.6738 | 0.3288 | 0.0831 | 0.7907 | Fri16:00 | 0.6069 | 0.5107 | 0.3799 | 0.5603 | Fri16:00 | 0.0708 | 0.0541 | 0.0346 | 0.0692 | Fri16:00 | 0.3302 | 0.4097 | 0.0106 | 0.3047
Fri17:00 | 0.6155 | 0.3872 | 0.0812 | 0.7222 | Fri17:00 | 0.4268 | 0.3733 | 0.1891 | 0.3929 | Fri17:00 | 0.0605 | 0.0359 | 0.0297 | 0.0678 | Fri17:00 | 0.3337 | 0.4462 | 0.078 | 0.3264
Fri18:00 | 0.4135 | 0.2723 | 0 | 0 | Fri18:00 | 0.1654 | 0.1784 | 0.0442 | 0.1224 | Fri18:00 | 0.0642 | 0.0473 | 0.0613 | 0.0735 | Fri18:00 | 0.2974 | 0.3824 | 0.0996 | 0.3306
Fri19:00 | 0 | 0 | 0 | 0 | Fri19:00 | 0.0281 | 0.0459 | 0 | 0 | Fri19:00 | 0.073 | 0.0771 | 0.0777 | 0.14 | Fri19:00 | 0.2237 | 0.3151 | 0.0809 | 0.4722
Fri20:00 | 0 | 0 | 0 | 0 | Fri20:00 | 0 | 0 | 0 | 0 | Fri20:00 | 0.0916 | 0.0865 | 0.0815 | 0.1619 | Fri20:00 | 0.1775 | 0.3351 | 0.0466 | 0.5789
Fri21:00 | 0 | 0 | 0 | 0 | Fri21:00 | 0 | 0 | 0 | 0 | Fri21:00 | 0.1151 | 0.1024 | 0.0901 | 0.1875 | Fri21:00 | 0.135 | 0.3736 | 0.0323 | 0.706
Fri22:00 | 0 | 0 | 0 | 0 | Fri22:00 | 0 | 0 | 0 | 0 | Fri22:00 | 0.1393 | 0.0668 | 0.1196 | 0.1684 | Fri22:00 | 0.0988 | 0.352 | 0.0406 | 0.6393
Fri23:00 | 0 | 0 | 0 | 0 | Fri23:00 | 0 | 0 | 0 | 0 | Fri23:00 | 0.1535 | 0.048 | 0.0991 | 0.1765 | Fri23:00 | 0.1049 | 0.2048 | 0.0051 | 0.6428
Fri24:00 | 0 | 0 | 0 | 0 | Fri24:00 | 0 | 0 | 0 | 0 | Fri24:00 | 0.1367 | 0.0375 | 0.0989 | 0.1408 | Fri24:00 | 0.1133 | 0.1521 | 0.0028 | 0.556
Sat1:00 | 0 | 0 | 0 | 0 | Sat1:00 | 0 | 0 | 0 | 0 | Sat1:00 | 0.122 | 0.0349 | 0.1167 | 0.1347 | Sat1:00 | 0.06 | 0.1678 | 0.0026 | 0.4152
Sat2:00 | 0 | 0 | 0 | 0 | Sat2:00 | 0 | 0 | 0 | 0 | Sat2:00 | 0.1253 | 0.0325 | 0.1184 | 0.1537 | Sat2:00 | 0.0421 | 0.1439 | 0.0067 | 0.3975
Sat3:00 | 0 | 0 | 0 | 0 | Sat3:00 | 0 | 0 | 0 | 0 | Sat3:00 | 0.1268 | 0.0335 | 0.0986 | 0.1681 | Sat3:00 | 0.0588 | 0.1111 | 0.0119 | 0.4136
Sat4:00 | 0 | 0 | 0 | 0 | Sat4:00 | 0 | 0 | 0 | 0 | Sat4:00 | 0.1301 | 0.0294 | 0.099 | 0.1481 | Sat4:00 | 0.0365 | 0.1189 | 0.0273 | 0.3505
Sat5:00 | 0 | 0 | 0 | 0 | Sat5:00 | 0 | 0 | 0 | 0 | Sat5:00 | 0.0956 | 0.0355 | 0.1077 | 0.1444 | Sat5:00 | 0.0217 | 0.2113 | 0.0329 | 0.303
Sat6:00 | 0 | 0 | 0 | 0 | Sat6:00 | 0.0011 | 0 | 0 | 0 | Sat6:00 | 0.0657 | 0.0289 | 0.099 | 0.1415 | Sat6:00 | 0.0108 | 0.2063 | 0.0248 | 0.1694
Sat7:00 | 0 | 0 | 0 | 0 | Sat7:00 | 0.0673 | 0.0548 | 0.0163 | 0 | Sat7:00 | 0.0677 | 0.0269 | 0.09 | 0.1336 | Sat7:00 | 0.0033 | 0.1722 | 0.0432 | 0.121
Sat8:00 | 0 | 0.0424 | 0 | 0 | Sat8:00 | 0.2222 | 0.2425 | 0.2101 | 0.0726 | Sat8:00 | 0.061 | 0.0149 | 0.083 | 0.1428 | Sat8:00 | 0.0019 | 0.2774 | 0.0129 | 0.1699
Sat9:00 | 0.088 | 0.3979 | 0.0453 | 0 | Sat9:00 | 0.4051 | 0.437 | 0.4856 | 0.4161 | Sat9:00 | 0.0593 | 0.0109 | 0.0832 | 0.1671 | Sat9:00 | 0.0015 | 0.3781 | 0.0061 | 0.2963
Sat10:00 | 0.0654 | 0.4928 | 0.2141 | 0.4106 | Sat10:00 | 0.5443 | 0.5544 | 0.6413 | 0.6971 | Sat10:00 | 0.085 | 0.0245 | 0.1029 | 0.1785 | Sat10:00 | 0.0123 | 0.6003 | 0.0041 | 0.2163
Sat11:00 | 0.2792 | 0.6769 | 0.2199 | 0.8126 | Sat11:00 | 0.6243 | 0.7447 | 0.7139 | 0.8349 | Sat11:00 | 0.1082 | 0.0075 | 0.1272 | 0.1838 | Sat11:00 | 0.019 | 0.4935 | 0.0217 | 0.2394
Sat12:00 | 0.3957 | 0.6112 | 0.291 | 0.7593 | Sat12:00 | 0.6955 | 0.7861 | 0.8314 | 0.9783 | Sat12:00 | 0.1763 | 0.0024 | 0.1376 | 0.208 | Sat12:00 | 0.0402 | 0.43 | 0.0724 | 0.2493
Sat13:00 | 0.5934 | 0.5661 | 0.4007 | 0.7401 | Sat13:00 | 0.7736 | 0.7714 | 0.8385 | 0.9641 | Sat13:00 | 0.1962 | 0.003 | 0.1292 | 0.2125 | Sat13:00 | 0.0678 | 0.2365 | 0.115 | 0.2967
Sat14:00 | 0.5116 | 0.5885 | 0.4007 | 0.7523 | Sat14:00 | 0.7697 | 0.7447 | 0.7205 | 0.967 | Sat14:00 | 0.1764 | 0.0088 | 0.1065 | 0.2122 | Sat14:00 | 0.0813 | 0.2476 | 0.082 | 0.3895
Sat15:00 | 0.6192 | 0.6302 | 0.3935 | 0.7945 | Sat15:00 | 0.7073 | 0.7302 | 0.7149 | 0.8878 | Sat15:00 | 0.166 | 0.0315 | 0.084 | 0.2043 | Sat15:00 | 0.1963 | 0.3119 | 0.0638 | 0.6213
Sat16:00 | 0.478 | 0.6802 | 0.4212 | 0.8228 | Sat16:00 | 0.541 | 0.6353 | 0.5087 | 0.695 | Sat16:00 | 0.1907 | 0.0454 | 0.0707 | 0.2198 | Sat16:00 | 0.2186 | 0.541 | 0.082 | 0.5574
Sat17:00 | 0.4307 | 0.6433 | 0.2641 | 0.7617 | Sat17:00 | 0.3859 | 0.4392 | 0.2844 | 0.4524 | Sat17:00 | 0.1527 | 0.0448 | 0.0821 | 0.1887 | Sat17:00 | 0.2777 | 0.6209 | 0.0927 | 0.5244
Sat18:00 | 0.298 | 0.3345 | 0 | 0 | Sat18:00 | 0.1645 | 0.2049 | 0.051 | 0.1322 | Sat18:00 | 0.1388 | 0.0425 | 0.1007 | 0.1955 | Sat18:00 | 0.238 | 0.6202 | 0.1148 | 0.4573
Sat19:00 | 0 | 0 | 0 | 0 | Sat19:00 | 0.031 | 0.0409 | 0 | 0 | Sat19:00 | 0.141 | 0.0598 | 0.1242 | 0.2172 | Sat19:00 | 0.2503 | 0.759 | 0.061 | 0.4144
Sat20:00 | 0 | 0 | 0 | 0 | Sat20:00 | 0 | 0 | 0 | 0 | Sat20:00 | 0.1352 | 0.0629 | 0.1568 | 0.2178 | Sat20:00 | 0.2951 | 0.8016 | 0.0761 | 0.3805
Sat21:00 | 0 | 0 | 0 | 0 | Sat21:00 | 0 | 0 | 0 | 0 | Sat21:00 | 0.1313 | 0.0722 | 0.1731 | 0.1981 | Sat21:00 | 0.3505 | 0.7982 | 0.0951 | 0.3621
Sat22:00 | 0 | 0 | 0 | 0 | Sat22:00 | 0 | 0 | 0 | 0 | Sat22:00 | 0.1152 | 0.0674 | 0.1805 | 0.1479 | Sat22:00 | 0.1874 | 0.6911 | 0.1587 | 0.3513
Sat23:00 | 0 | 0 | 0 | 0 | Sat23:00 | 0 | 0 | 0 | 0 | Sat23:00 | 0.1129 | 0.1035 | 0.2002 | 0.1244 | Sat23:00 | 0.1344 | 0.5303 | 0.1218 | 0.2666
Sat24:00 | 0 | 0 | 0 | 0 | Sat24:00 | 0 | 0 | 0 | 0 | Sat24:00 | 0.1081 | 0.09 | 0.1963 | 0.1195 | Sat24:00 | 0.2209 | 0.3437 | 0.0849 | 0.1902
Sun1:00 | 0 | 0 | 0 | 0 | Sun1:00 | 0 | 0 | 0 | 0 | Sun1:00 | 0.1389 | 0.0584 | 0.1944 | 0.1202 | Sun1:00 | 0.2502 | 0.2579 | 0.0521 | 0.1512
Sun2:00 | 0 | 0 | 0 | 0 | Sun2:00 | 0 | 0 | 0 | 0 | Sun2:00 | 0.1635 | 0.057 | 0.1898 | 0.1051 | Sun2:00 | 0.1886 | 0.1828 | 0.0284 | 0.1215
Sun3:00 | 0 | 0 | 0 | 0 | Sun3:00 | 0 | 0 | 0 | 0 | Sun3:00 | 0.1671 | 0.0617 | 0.1725 | 0.1059 | Sun3:00 | 0.1584 | 0.2034 | 0.0194 | 0.0979
Sun4:00 | 0 | 0 | 0 | 0 | Sun4:00 | 0 | 0 | 0 | 0 | Sun4:00 | 0.1632 | 0.0526 | 0.166 | 0.1136 | Sun4:00 | 0.1806 | 0.1989 | 0.0198 | 0.1377
Sun5:00 | 0 | 0 | 0 | 0 | Sun5:00 | 0 | 0 | 0 | 0 | Sun5:00 | 0.1594 | 0.0444 | 0.1657 | 0.099 | Sun5:00 | 0.175 | 0.2214 | 0.0566 | 0.168
Sun6:00 | 0 | 0 | 0 | 0 | Sun6:00 | 0.0012 | 0.0001 | 0 | 0 | Sun6:00 | 0.1288 | 0.0443 | 0.16 | 0.1046 | Sun6:00 | 0.2325 | 0.2032 | 0.1003 | 0.1397
Sun7:00 | 0 | 0 | 0 | 0 | Sun7:00 | 0.057 | 0.0555 | 0.0131 | 0 | Sun7:00 | 0.1293 | 0.0237 | 0.1533 | 0.0801 | Sun7:00 | 0.3504 | 0.1576 | 0.1549 | 0.0979
Sun8:00 | 0 | 0.0628 | 0 | 0 | Sun8:00 | 0.2353 | 0.2257 | 0.1543 | 0.0497 | Sun8:00 | 0.1343 | 0.0161 | 0.1548 | 0.0823 | Sun8:00 | 0.2565 | 0.2073 | 0.156 | 0.1318
Sun9:00 | 0.1639 | 0.371 | 0 | 0 | Sun9:00 | 0.4226 | 0.3783 | 0.3856 | 0.2609 | Sun9:00 | 0.1466 | 0.0132 | 0.1585 | 0.083 | Sun9:00 | 0.1746 | 0.2765 | 0.1607 | 0.1776
Sun10:00 | 0.5522 | 0.467 | 0.0784 | 0.0426 | Sun10:00 | 0.6066 | 0.5012 | 0.5671 | 0.4514 | Sun10:00 | 0.1558 | 0.0163 | 0.18 | 0.0785 | Sun10:00 | 0.1383 | 0.1337 | 0.1986 | 0.0971
Sun11:00 | 0.5501 | 0.5439 | 0.2476 | 0 | Sun11:00 | 0.759 | 0.6727 | 0.6282 | 0.5898 | Sun11:00 | 0.1426 | 0.0225 | 0.187 | 0.0694 | Sun11:00 | 0.2655 | 0.1364 | 0.2766 | 0.0736
Sun12:00 | 0.6304 | 0.6402 | 0.334 | 0.0508 | Sun12:00 | 0.8484 | 0.7408 | 0.6275 | 0.7238 | Sun12:00 | 0.1453 | 0.0439 | 0.1737 | 0.0672 | Sun12:00 | 0.332 | 0.2198 | 0.1978 | 0.0521
Sun13:00 | 0.4671 | 0.5843 | 0.2828 | 0.1084 | Sun13:00 | 0.7819 | 0.745 | 0.7174 | 0.532 | Sun13:00 | 0.1299 | 0.0773 | 0.1254 | 0.0741 | Sun13:00 | 0.4131 | 0.2925 | 0.208 | 0.0388
Sun14:00 | 0.6265 | 0.5779 | 0.3204 | 0.1214 | Sun14:00 | 0.8449 | 0.7294 | 0.5538 | 0.4305 | Sun14:00 | 0.0901 | 0.0532 | 0.1215 | 0.0787 | Sun14:00 | 0.5182 | 0.2943 | 0.207 | 0.0421
Sun15:00 | 0.4685 | 0.4701 | 0.4512 | 0.1413 | Sun15:00 | 0.6723 | 0.6271 | 0.6829 | 0.4266 | Sun15:00 | 0.09 | 0.067 | 0.1294 | 0.0717 | Sun15:00 | 0.7267 | 0.3721 | 0.2209 | 0.0598
Sun16:00 | 0.3773 | 0.3497 | 0.2973 | 0.355 | Sun16:00 | 0.5349 | 0.4768 | 0.4578 | 0.2934 | Sun16:00 | 0.0901 | 0.0644 | 0.1202 | 0.0728 | Sun16:00 | 0.722 | 0.3962 | 0.1852 | 0.0835
Sun17:00 | 0.4395 | 0.3269 | 0.1038 | 0.4407 | Sun17:00 | 0.3994 | 0.3748 | 0.2061 | 0.1391 | Sun17:00 | 0.0687 | 0.1005 | 0.1051 | 0.0811 | Sun17:00 | 0.6486 | 0.463 | 0.1423 | 0.0823
Sun18:00 | 0.1953 | 0.1739 | 0 | 0 | Sun18:00 | 0.1575 | 0.1676 | 0.0366 | 0.0471 | Sun18:00 | 0.0697 | 0.1157 | 0.0913 | 0.1243 | Sun18:00 | 0.6225 | 0.5983 | 0.0975 | 0.0878
Sun19:00 | 0 | 0 | 0 | 0 | Sun19:00 | 0.0342 | 0.0428 | 0 | 0 | Sun19:00 | 0.0842 | 0.1278 | 0.0959 | 0.1417 | Sun19:00 | 0.6724 | 0.6975 | 0.1021 | 0.1078
Sun20:00 | 0 | 0 | 0 | 0 | Sun20:00 | 0 | 0 | 0 | 0 | Sun20:00 | 0.1159 | 0.0928 | 0.1456 | 0.1075 | Sun20:00 | 0.5996 | 0.7156 | 0.0695 | 0.1691
Sun21:00 | 0 | 0 | 0 | 0 | Sun21:00 | 0 | 0 | 0 | 0 | Sun21:00 | 0.1553 | 0.0694 | 0.1907 | 0.0935 | Sun21:00 | 0.5005 | 0.7114 | 0.0545 | 0.2569
Sun22:00 | 0 | 0 | 0 | 0 | Sun22:00 | 0 | 0 | 0 | 0 | Sun22:00 | 0.2094 | 0.0599 | 0.1742 | 0.0863 | Sun22:00 | 0.4148 | 0.5572 | 0.0776 | 0.2914
Sun23:00 | 0 | 0 | 0 | 0 | Sun23:00 | 0 | 0 | 0 | 0 | Sun23:00 | 0.201 | 0.0415 | 0.1876 | 0.0745 | Sun23:00 | 0.3898 | 0.4194 | 0.0742 | 0.3322
Sun24:00 | 0 | 0 | 0 | 0 | Sun24:00 | 0 | 0 | 0 | 0 | Sun24:00 | 0.2221 | 0.019 | 0.1751 | 0.1559 | Sun24:00 | 0.288 | 0.3647 | 0.124 | 0.2414
South
| SOLAR CSP |  |  |  |  | SOLAR PVSAT |  |  |  |  | wind |  |  |  |  | new wind
| Spring | Summer | Fall | Winter |  | Spring | Summer | Fall | Winter |  | Spring | Summer | Fall | Winter |  | Spring | Summer | Fall | Winter
Mon1:00 | 0 | 0 | 0 | 0 | Mon1:00 | 0 | 0 | 0 | 0 | Mon1:00 | 0.4806 | 0.4484 | 0.6261 | 0.0362 | Mon1:00 | 0.4182 | 0.5336 | 0.4234 | 0.1507
Mon2:00 | 0 | 0 | 0 | 0 | Mon2:00 | 0 | 0 | 0 | 0 | Mon2:00 | 0.5 | 0.5015 | 0.5789 | 0.0387 | Mon2:00 | 0.2793 | 0.4508 | 0.3487 | 0.2159
Mon3:00 | 0 | 0 | 0 | 0 | Mon3:00 | 0 | 0 | 0 | 0 | Mon3:00 | 0.4282 | 0.4509 | 0.4623 | 0.0604 | Mon3:00 | 0.2827 | 0.4037 | 0.2756 | 0.2396
Mon4:00 | 0 | 0 | 0 | 0 | Mon4:00 | 0 | 0 | 0 | 0 | Mon4:00 | 0.4421 | 0.3026 | 0.3492 | 0.1008 | Mon4:00 | 0.2698 | 0.3111 | 0.2508 | 0.3259
Mon5:00 | 0 | 0 | 0 | 0 | Mon5:00 | 0 | 0 | 0 | 0 | Mon5:00 | 0.4388 | 0.363 | 0.2227 | 0.1231 | Mon5:00 | 0.312 | 0.3456 | 0.197 | 0.3942
Mon6:00 | 0 | 0 | 0 | 0 | Mon6:00 | 0.0001 | 0 | 0 | 0 | Mon6:00 | 0.4183 | 0.2922 | 0.1327 | 0.1545 | Mon6:00 | 0.2623 | 0.258 | 0.1582 | 0.4347
Mon7:00 | 0 | 0 | 0 | 0 | Mon7:00 | 0.0454 | 0.0379 | 0.0059 | 0 | Mon7:00 | 0.3434 | 0.1639 | 0.0772 | 0.2589 | Mon7:00 | 0.3086 | 0.3241 | 0.1375 | 0.6003
Mon8:00 | 0 | 0.0161 | 0 | 0 | Mon8:00 | 0.1883 | 0.1888 | 0.1444 | 0.0235 | Mon8:00 | 0.3741 | 0.1658 | 0.1011 | 0.2732 | Mon8:00 | 0.3514 | 0.3699 | 0.1558 | 0.6524
Mon9:00 | 0.0714 | 0.2529 | 0.0246 | 0 | Mon9:00 | 0.4147 | 0.3711 | 0.3694 | 0.2974 | Mon9:00 | 0.404 | 0.2136 | 0.1391 | 0.3103 | Mon9:00 | 0.3575 | 0.3872 | 0.2017 | 0.6975
Mon10:00 | 0.3074 | 0.4369 | 0.1135 | 0 | Mon10:00 | 0.5846 | 0.5342 | 0.5493 | 0.57 | Mon10:00 | 0.5779 | 0.2383 | 0.1364 | 0.3424 | Mon10:00 | 0.4113 | 0.5298 | 0.1789 | 0.7971
Mon11:00 | 0.4913 | 0.618 | 0.2608 | 0.0279 | Mon11:00 | 0.692 | 0.7054 | 0.7072 | 0.7196 | Mon11:00 | 0.7598 | 0.1903 | 0.1928 | 0.3299 | Mon11:00 | 0.4453 | 0.5835 | 0.3158 | 0.7072
Mon12:00 | 0.4113 | 0.7476 | 0.2436 | 0.0649 | Mon12:00 | 0.7717 | 0.807 | 0.7685 | 0.818 | Mon12:00 | 0.6707 | 0.2282 | 0.2251 | 0.1763 | Mon12:00 | 0.6093 | 0.5152 | 0.3882 | 0.4278
Mon13:00 | 0.457 | 0.7187 | 0.3585 | 0.1663 | Mon13:00 | 0.7379 | 0.8575 | 0.7405 | 0.8157 | Mon13:00 | 0.4166 | 0.3343 | 0.2402 | 0.1476 | Mon13:00 | 0.5911 | 0.3633 | 0.4529 | 0.3453
Mon14:00 | 0.6278 | 0.7412 | 0.31 | 0.2094 | Mon14:00 | 0.8616 | 0.8138 | 0.6852 | 0.7968 | Mon14:00 | 0.4919 | 0.3135 | 0.1654 | 0.1903 | Mon14:00 | 0.4052 | 0.3332 | 0.4083 | 0.4668
Mon15:00 | 0.6475 | 0.5773 | 0.3459 | 0.2799 | Mon15:00 | 0.7734 | 0.7129 | 0.7104 | 0.7557 | Mon15:00 | 0.3119 | 0.3153 | 0.1322 | 0.1738 | Mon15:00 | 0.4229 | 0.2983 | 0.3432 | 0.4435
Mon16:00 | 0.603 | 0.6604 | 0.3206 | 0.2919 | Mon16:00 | 0.5976 | 0.6252 | 0.5276 | 0.6216 | Mon16:00 | 0.2255 | 0.4116 | 0.0963 | 0.1513 | Mon16:00 | 0.5028 | 0.3974 | 0.31 | 0.4742
Mon17:00 | 0.4449 | 0.5748 | 0.1735 | 0.2324 | Mon17:00 | 0.4054 | 0.4657 | 0.3361 | 0.4388 | Mon17:00 | 0.2602 | 0.4544 | 0.0396 | 0.1542 | Mon17:00 | 0.537 | 0.4438 | 0.2708 | 0.5112
Mon18:00 | 0.2248 | 0.4528 | 0 | 0 | Mon18:00 | 0.1854 | 0.2219 | 0.103 | 0.1636 | Mon18:00 | 0.2495 | 0.4197 | 0.0343 | 0.1717 | Mon18:00 | 0.4467 | 0.4917 | 0.2949 | 0.4931
Mon19:00 | 0 | 0.0704 | 0 | 0 | Mon19:00 | 0.0415 | 0.05 | 0 | 0.0013 | Mon19:00 | 0.3283 | 0.5199 | 0.0521 | 0.2645 | Mon19:00 | 0.4944 | 0.5791 | 0.3606 | 0.4832
Mon20:00 | 0 | 0 | 0 | 0 | Mon20:00 | 0 | 0.0004 | 0 | 0 | Mon20:00 | 0.5872 | 0.3446 | 0.2171 | 0.3237 | Mon20:00 | 0.5361 | 0.6794 | 0.4675 | 0.509
Mon21:00 | 0 | 0 | 0 | 0 | Mon21:00 | 0 | 0 | 0 | 0 | Mon21:00 | 0.7752 | 0.2146 | 0.5839 | 0.3769 | Mon21:00 | 0.603 | 0.6994 | 0.5756 | 0.469
Mon22:00 | 0 | 0 | 0 | 0 | Mon22:00 | 0 | 0 | 0 | 0 | Mon22:00 | 0.8025 | 0.1135 | 0.5693 | 0.6025 | Mon22:00 | 0.603 | 0.7353 | 0.4449 | 0.3595
Mon23:00 | 0 | 0 | 0 | 0 | Mon23:00 | 0 | 0 | 0 | 0 | Mon23:00 | 0.831 | 0.1107 | 0.4758 | 0.5826 | Mon23:00 | 0.592 | 0.6855 | 0.3465 | 0.3395
Mon24:00 | 0 | 0 | 0 | 0 | Mon24:00 | 0 | 0 | 0 | 0 | Mon24:00 | 0.8432 | 0.0697 | 0.6309 | 0.5103 | Mon24:00 | 0.6456 | 0.5334 | 0.3285 | 0.3395
Tue1:00 | 0 | 0 | 0 | 0 | Tue1:00 | 0 | 0 | 0 | 0 | Tue1:00 | 0.7873 | 0.0743 | 0.6995 | 0.4528 | Tue1:00 | 0.5513 | 0.4419 | 0.2861 | 0.3503
Tue2:00 | 0 | 0 | 0 | 0 | Tue2:00 | 0 | 0 | 0 | 0 | Tue2:00 | 0.775 | 0.0632 | 0.7109 | 0.4144 | Tue2:00 | 0.503 | 0.3625 | 0.2413 | 0.2469
Tue3:00 | 0 | 0 | 0 | 0 | Tue3:00 | 0 | 0 | 0 | 0 | Tue3:00 | 0.7742 | 0.0603 | 0.6613 | 0.3794 | Tue3:00 | 0.5371 | 0.3165 | 0.1783 | 0.3158
Tue4:00 | 0 | 0 | 0 | 0 | Tue4:00 | 0 | 0 | 0 | 0 | Tue4:00 | 0.7422 | 0.0284 | 0.6669 | 0.3946 | Tue4:00 | 0.5183 | 0.2974 | 0.201 | 0.2906
Tue5:00 | 0 | 0 | 0 | 0 | Tue5:00 | 0 | 0 | 0 | 0 | Tue5:00 | 0.6576 | 0.0338 | 0.5736 | 0.3998 | Tue5:00 | 0.522 | 0.2545 | 0.1049 | 0.2458
Tue6:00 | 0 | 0 | 0 | 0 | Tue6:00 | 0 | 0 | 0 | 0 | Tue6:00 | 0.6166 | 0.0476 | 0.4318 | 0.3927 | Tue6:00 | 0.5414 | 0.2678 | 0.0816 | 0.3151
Tue7:00 | 0 | 0 | 0 | 0 | Tue7:00 | 0.0468 | 0.0368 | 0.0065 | 0 | Tue7:00 | 0.5673 | 0.0677 | 0.405 | 0.3769 | Tue7:00 | 0.4821 | 0.3105 | 0.0603 | 0.351
Tue8:00 | 0 | 0.0149 | 0 | 0 | Tue8:00 | 0.1792 | 0.1799 | 0.1905 | 0.0272 | Tue8:00 | 0.6491 | 0.033 | 0.4137 | 0.3265 | Tue8:00 | 0.5986 | 0.3221 | 0.0569 | 0.3395
Tue9:00 | 0.0939 | 0.3501 | 0.0176 | 0 | Tue9:00 | 0.374 | 0.4255 | 0.4738 | 0.3442 | Tue9:00 | 0.6982 | 0.0112 | 0.4481 | 0.2917 | Tue9:00 | 0.6271 | 0.3297 | 0.0689 | 0.3319
Tue10:00 | 0.1224 | 0.676 | 0.0626 | 0.3092 | Tue10:00 | 0.4698 | 0.6179 | 0.6815 | 0.6368 | Tue10:00 | 0.6022 | 0.0315 | 0.4513 | 0.3792 | Tue10:00 | 0.6097 | 0.3634 | 0.0392 | 0.5245
Tue11:00 | 0.2698 | 0.7585 | 0.1069 | 0.7782 | Tue11:00 | 0.6095 | 0.7461 | 0.8211 | 0.8325 | Tue11:00 | 0.5275 | 0.0881 | 0.4834 | 0.3034 | Tue11:00 | 0.5476 | 0.2527 | 0.0714 | 0.5251
Tue12:00 | 0.3866 | 0.6125 | 0.1824 | 0.7446 | Tue12:00 | 0.7671 | 0.7856 | 0.889 | 0.9291 | Tue12:00 | 0.4265 | 0.0657 | 0.405 | 0.3393 | Tue12:00 | 0.6545 | 0.2104 | 0.0336 | 0.4903
Tue13:00 | 0.4086 | 0.7568 | 0.1455 | 0.734 | Tue13:00 | 0.766 | 0.8864 | 0.9249 | 0.9645 | Tue13:00 | 0.3644 | 0.0631 | 0.311 | 0.2108 | Tue13:00 | 0.5969 | 0.2363 | 0.0177 | 0.5541
Tue14:00 | 0.5445 | 0.7419 | 0.1644 | 0.7354 | Tue14:00 | 0.7778 | 0.8289 | 0.8968 | 0.9625 | Tue14:00 | 0.3929 | 0.0987 | 0.2539 | 0.1456 | Tue14:00 | 0.5069 | 0.1631 | 0.0519 | 0.4783
Tue15:00 | 0.5919 | 0.7519 | 0.1741 | 0.7651 | Tue15:00 | 0.7057 | 0.7366 | 0.806 | 0.8844 | Tue15:00 | 0.5046 | 0.1051 | 0.2043 | 0.104 | Tue15:00 | 0.4587 | 0.1792 | 0.0999 | 0.4952
Tue16:00 | 0.4895 | 0.6497 | 0.1255 | 0.8094 | Tue16:00 | 0.5581 | 0.6243 | 0.6256 | 0.7424 | Tue16:00 | 0.5845 | 0.0847 | 0.1705 | 0.1148 | Tue16:00 | 0.3888 | 0.1811 | 0.2204 | 0.4737
Tue17:00 | 0.4377 | 0.6554 | 0.1304 | 0.7543 | Tue17:00 | 0.3931 | 0.4731 | 0.378 | 0.511 | Tue17:00 | 0.6716 | 0.1071 | 0.1382 | 0.0913 | Tue17:00 | 0.3565 | 0.15 | 0.2718 | 0.3565
Tue18:00 | 0.2821 | 0.4814 | 0 | 0 | Tue18:00 | 0.1722 | 0.236 | 0.1063 | 0.1998 | Tue18:00 | 0.6857 | 0.1235 | 0.1287 | 0.0897 | Tue18:00 | 0.4066 | 0.2146 | 0.4904 | 0.2814
Tue19:00 | 0.0289 | 0 | 0 | 0 | Tue19:00 | 0.0364 | 0.0528 | 0 | 0.0017 | Tue19:00 | 0.6895 | 0.1136 | 0.1623 | 0.1009 | Tue19:00 | 0.6542 | 0.3546 | 0.5964 | 0.2382
Tue20:00 | 0 | 0 | 0 | 0 | Tue20:00 | 0 | 0.0004 | 0 | 0 | Tue20:00 | 0.7128 | 0.0967 | 0.2947 | 0.1125 | Tue20:00 | 0.6192 | 0.4832 | 0.4706 | 0.1774
Tue21:00 | 0 | 0 | 0 | 0 | Tue21:00 | 0 | 0 | 0 | 0 | Tue21:00 | 0.6816 | 0.078 | 0.4915 | 0.156 | Tue21:00 | 0.5926 | 0.6481 | 0.365 | 0.1344
Tue22:00 | 0 | 0 | 0 | 0 | Tue22:00 | 0 | 0 | 0 | 0 | Tue22:00 | 0.7156 | 0.1716 | 0.5015 | 0.2128 | Tue22:00 | 0.5771 | 0.6707 | 0.1864 | 0.1539
Tue23:00 | 0 | 0 | 0 | 0 | Tue23:00 | 0 | 0 | 0 | 0 | Tue23:00 | 0.8024 | 0.1863 | 0.5418 | 0.2015 | Tue23:00 | 0.6341 | 0.6187 | 0.1702 | 0.187
Tue24:00 | 0 | 0 | 0 | 0 | Tue24:00 | 0 | 0 | 0 | 0 | Tue24:00 | 0.7842 | 0.1842 | 0.6646 | 0.1531 | Tue24:00 | 0.4917 | 0.4851 | 0.0668 | 0.1626
Wed1:00 | 0 | 0 | 0 | 0 | Wed1:00 | 0 | 0 | 0 | 0 | Wed1:00 | 0.6995 | 0.1653 | 0.719 | 0.1203 | Wed1:00 | 0.4812 | 0.4392 | 0.0661 | 0.1686
Wed2:00 | 0 | 0 | 0 | 0 | Wed2:00 | 0 | 0 | 0 | 0 | Wed2:00 | 0.7205 | 0.2083 | 0.6577 | 0.0905 | Wed2:00 | 0.473 | 0.4296 | 0.0291 | 0.1389
Wed3:00 | 0 | 0 | 0 | 0 | Wed3:00 | 0 | 0 | 0 | 0 | Wed3:00 | 0.7067 | 0.227 | 0.6647 | 0.0815 | Wed3:00 | 0.4852 | 0.3402 | 0.0264 | 0.1319
Wed4:00 | 0 | 0 | 0 | 0 | Wed4:00 | 0 | 0 | 0 | 0 | Wed4:00 | 0.6576 | 0.1853 | 0.5881 | 0.0582 | Wed4:00 | 0.5157 | 0.1842 | 0.0416 | 0.1513
Wed5:00 | 0 | 0 | 0 | 0 | Wed5:00 | 0 | 0 | 0 | 0 | Wed5:00 | 0.6262 | 0.2076 | 0.5394 | 0.028 | Wed5:00 | 0.5131 | 0.1169 | 0.0369 | 0.1783
Wed6:00 | 0 | 0 | 0 | 0 | Wed6:00 | 0 | 0 | 0 | 0 | Wed6:00 | 0.512 | 0.2182 | 0.5502 | 0.0102 | Wed6:00 | 0.5063 | 0.0957 | 0.031 | 0.1391
Wed7:00 | 0 | 0 | 0 | 0 | Wed7:00 | 0.0475 | 0.0292 | 0.0059 | 0 | Wed7:00 | 0.3385 | 0.1728 | 0.519 | 0.021 | Wed7:00 | 0.6109 | 0.0977 | 0.0331 | 0.1579
Wed8:00 | 0 | 0 | 0 | 0 | Wed8:00 | 0.1642 | 0.1893 | 0.1782 | 0.0205 | Wed8:00 | 0.211 | 0.0769 | 0.5104 | 0.0295 | Wed8:00 | 0.6851 | 0.0895 | 0.0241 | 0.2137
Wed9:00 | 0.053 | 0.2533 | 0 | 0 | Wed9:00 | 0.3288 | 0.3877 | 0.4681 | 0.3337 | Wed9:00 | 0.164 | 0.0221 | 0.5208 | 0.0625 | Wed9:00 | 0.7557 | 0.1207 | 0.0268 | 0.2952
Wed10:00 | 0.2546 | 0.6635 | 0.0214 | 0.3234 | Wed10:00 | 0.5263 | 0.6252 | 0.6399 | 0.6421 | Wed10:00 | 0.0642 | 0.0106 | 0.5095 | 0.0774 | Wed10:00 | 0.8313 | 0.1897 | 0.0356 | 0.321
Wed11:00 | 0.3386 | 0.629 | 0.1478 | 0.7528 | Wed11:00 | 0.7385 | 0.665 | 0.7968 | 0.8501 | Wed11:00 | 0.0817 | 0.0045 | 0.5048 | 0.0583 | Wed11:00 | 0.7908 | 0.1933 | 0.0418 | 0.1331
Wed12:00 | 0.5619 | 0.5781 | 0.1907 | 0.6976 | Wed12:00 | 0.83 | 0.7157 | 0.906 | 0.9734 | Wed12:00 | 0.1546 | 0.0056 | 0.3639 | 0.0048 | Wed12:00 | 0.824 | 0.2473 | 0.2215 | 0.0643
Wed13:00 | 0.6899 | 0.6704 | 0.2476 | 0.6364 | Wed13:00 | 0.8214 | 0.8053 | 0.8883 | 0.979 | Wed13:00 | 0.1405 | 0.0011 | 0.2443 | 0.0048 | Wed13:00 | 0.6195 | 0.3242 | 0.2074 | 0.0584
Wed14:00 | 0.7629 | 0.7171 | 0.1127 | 0.5209 | Wed14:00 | 0.8396 | 0.8154 | 0.8554 | 0.9778 | Wed14:00 | 0.1571 | 0.0006 | 0.1985 | 0.0083 | Wed14:00 | 0.3529 | 0.2737 | 0.1122 | 0.0456
Wed15:00 | 0.6216 | 0.7545 | 0.318 | 0.3202 | Wed15:00 | 0.7513 | 0.7412 | 0.7895 | 0.9047 | Wed15:00 | 0.2608 | 0.0034 | 0.1914 | 0.0402 | Wed15:00 | 0.5881 | 0.3472 | 0.0773 | 0.045
Wed16:00 | 0.6863 | 0.7739 | 0.1653 | 0.2293 | Wed16:00 | 0.6149 | 0.6234 | 0.5722 | 0.7578 | Wed16:00 | 0.2261 | 0.0079 | 0.1728 | 0.082 | Wed16:00 | 0.6351 | 0.3877 | 0.1035 | 0.0207
Wed17:00 | 0.4945 | 0.624 | 0.1368 | 0.2392 | Wed17:00 | 0.3917 | 0.4356 | 0.3726 | 0.5158 | Wed17:00 | 0.1505 | 0.0428 | 0.1933 | 0.1324 | Wed17:00 | 0.5061 | 0.4085 | 0.1948 | 0.0227
Wed18:00 | 0.5745 | 0.4843 | 0 | 0.007 | Wed18:00 | 0.2144 | 0.2354 | 0.098 | 0.1986 | Wed18:00 | 0.2311 | 0.1113 | 0.1601 | 0.1403 | Wed18:00 | 0.4334 | 0.5083 | 0.174 | 0.0504
Wed19:00 | 0 | 0.0114 | 0 | 0 | Wed19:00 | 0.0387 | 0.0543 | 0 | 0.0018 | Wed19:00 | 0.2454 | 0.1253 | 0.1725 | 0.2068 | Wed19:00 | 0.4857 | 0.5147 | 0.2795 | 0.0948
Wed20:00 | 0 | 0 | 0 | 0 | Wed20:00 | 0 | 0.0002 | 0 | 0 | Wed20:00 | 0.3487 | 0.1867 | 0.2819 | 0.2292 | Wed20:00 | 0.522 | 0.6046 | 0.38 | 0.2498
Wed21:00 | 0 | 0 | 0 | 0 | Wed21:00 | 0 | 0 | 0 | 0 | Wed21:00 | 0.4686 | 0.2733 | 0.4593 | 0.2865 | Wed21:00 | 0.5045 | 0.699 | 0.6226 | 0.5054
Wed22:00 | 0 | 0 | 0 | 0 | Wed22:00 | 0 | 0 | 0 | 0 | Wed22:00 | 0.6032 | 0.2719 | 0.5088 | 0.2517 | Wed22:00 | 0.4693 | 0.6464 | 0.4431 | 0.6285
Wed23:00 | 0 | 0 | 0 | 0 | Wed23:00 | 0 | 0 | 0 | 0 | Wed23:00 | 0.7058 | 0.3283 | 0.4532 | 0.2194 | Wed23:00 | 0.3874 | 0.5552 | 0.2317 | 0.5878
Wed24:00 | 0 | 0 | 0 | 0 | Wed24:00 | 0 | 0 | 0 | 0 | Wed24:00 | 0.6675 | 0.342 | 0.5334 | 0.1558 | Wed24:00 | 0.334 | 0.4867 | 0.2432 | 0.6098
Thu1:00 | 0 | 0 | 0 | 0 | Thu1:00 | 0 | 0 | 0 | 0 | Thu1:00 | 0.6365 | 0.3363 | 0.5759 | 0.1945 | Thu1:00 | 0.4725 | 0.3812 | 0.1614 | 0.6102
Thu2:00 | 0 | 0 | 0 | 0 | Thu2:00 | 0 | 0 | 0 | 0 | Thu2:00 | 0.5742 | 0.3337 | 0.5824 | 0.2146 | Thu2:00 | 0.2667 | 0.2871 | 0.0353 | 0.5493
Thu3:00 | 0 | 0 | 0 | 0 | Thu3:00 | 0 | 0 | 0 | 0 | Thu3:00 | 0.5977 | 0.3388 | 0.558 | 0.2186 | Thu3:00 | 0.1986 | 0.2469 | 0.0263 | 0.5339
Thu4:00 | 0 | 0 | 0 | 0 | Thu4:00 | 0 | 0 | 0 | 0 | Thu4:00 | 0.6478 | 0.2307 | 0.5055 | 0.2309 | Thu4:00 | 0.384 | 0.2374 | 0.0286 | 0.5471
Thu5:00 | 0 | 0 | 0 | 0 | Thu5:00 | 0 | 0 | 0 | 0 | Thu5:00 | 0.6619 | 0.1293 | 0.5011 | 0.2226 | Thu5:00 | 0.5456 | 0.1567 | 0.0109 | 0.572
Thu6:00 | 0 | 0 | 0 | 0 | Thu6:00 | 0 | 0 | 0 | 0 | Thu6:00 | 0.6641 | 0.1345 | 0.5345 | 0.1783 | Thu6:00 | 0.4038 | 0.0844 | 0.0303 | 0.608
Thu7:00 | 0 | 0 | 0 | 0 | Thu7:00 | 0.046 | 0.0301 | 0.006 | 0 | Thu7:00 | 0.6287 | 0.1235 | 0.5183 | 0.1628 | Thu7:00 | 0.4311 | 0.0796 | 0.0397 | 0.6045
Thu8:00 | 0 | 0 | 0 | 0 | Thu8:00 | 0.1856 | 0.1723 | 0.1838 | 0.0144 | Thu8:00 | 0.5615 | 0.0648 | 0.4122 | 0.188 | Thu8:00 | 0.462 | 0.091 | 0.0331 | 0.6032
Thu9:00 | 0.1038 | 0.2424 | 0.1157 | 0 | Thu9:00 | 0.3989 | 0.3899 | 0.437 | 0.2941 | Thu9:00 | 0.5034 | 0.0456 | 0.3512 | 0.222 | Thu9:00 | 0.4939 | 0.0929 | 0.0459 | 0.5991
Thu10:00 | 0.239 | 0.5366 | 0.4529 | 0.0026 | Thu10:00 | 0.5056 | 0.57 | 0.6649 | 0.5467 | Thu10:00 | 0.325 | 0.0924 | 0.2337 | 0.3568 | Thu10:00 | 0.4713 | 0.1794 | 0.0317 | 0.7085
Thu11:00 | 0.3981 | 0.6782 | 0.4564 | 0.0417 | Thu11:00 | 0.6472 | 0.7471 | 0.7824 | 0.6807 | Thu11:00 | 0.2134 | 0.083 | 0.1969 | 0.5227 | Thu11:00 | 0.4349 | 0.2033 | 0.0158 | 0.3657
Thu12:00 | 0.4007 | 0.7469 | 0.5415 | 0.0248 | Thu12:00 | 0.7607 | 0.8187 | 0.8192 | 0.9028 | Thu12:00 | 0.2553 | 0.1222 | 0.1414 | 0.7959 | Thu12:00 | 0.5459 | 0.2737 | 0.0474 | 0.2607
Thu13:00 | 0.5563 | 0.8101 | 0.5432 | 0.0264 | Thu13:00 | 0.7933 | 0.8801 | 0.8769 | 0.9134 | Thu13:00 | 0.1183 | 0.1112 | 0.0749 | 0.8736 | Thu13:00 | 0.4985 | 0.2777 | 0.1214 | 0.2713
Thu14:00 | 0.5763 | 0.7034 | 0.6501 | 0.1438 | Thu14:00 | 0.7819 | 0.8037 | 0.8118 | 0.9408 | Thu14:00 | 0.0638 | 0.2082 | 0.0486 | 0.8679 | Thu14:00 | 0.444 | 0.3125 | 0.085 | 0.2384
Thu15:00 | 0.5634 | 0.7351 | 0.5108 | 0.2225 | Thu15:00 | 0.7262 | 0.7423 | 0.7191 | 0.928 | Thu15:00 | 0.0536 | 0.3206 | 0.0703 | 0.8652 | Thu15:00 | 0.3069 | 0.4273 | 0.1161 | 0.223
Thu16:00 | 0.5563 | 0.7709 | 0.5244 | 0.2327 | Thu16:00 | 0.5919 | 0.6576 | 0.5931 | 0.7281 | Thu16:00 | 0.041 | 0.3457 | 0.0968 | 0.7447 | Thu16:00 | 0.0825 | 0.4532 | 0.1892 | 0.1875
Thu17:00 | 0.5255 | 0.7698 | 0.4435 | 0.0775 | Thu17:00 | 0.4329 | 0.476 | 0.3577 | 0.4461 | Thu17:00 | 0.0388 | 0.3466 | 0.157 | 0.8252 | Thu17:00 | 0.0361 | 0.5289 | 0.198 | 0.1769
Thu18:00 | 0.2578 | 0.6846 | 0 | 0.0035 | Thu18:00 | 0.195 | 0.2551 | 0.1002 | 0.1909 | Thu18:00 | 0.0451 | 0.4642 | 0.2339 | 0.8825 | Thu18:00 | 0.0364 | 0.5008 | 0.1587 | 0.1975
Thu19:00 | 0 | 0.023 | 0 | 0 | Thu19:00 | 0.0394 | 0.0528 | 0 | 0.002 | Thu19:00 | 0.0517 | 0.5412 | 0.2667 | 0.9036 | Thu19:00 | 0.0527 | 0.5038 | 0.1892 | 0.356
Thu20:00 | 0 | 0 | 0 | 0 | Thu20:00 | 0 | 0.0001 | 0 | 0 | Thu20:00 | 0.1228 | 0.3221 | 0.3074 | 0.8938 | Thu20:00 | 0.085 | 0.5831 | 0.1563 | 0.4318
Thu21:00 | 0 | 0 | 0 | 0 | Thu21:00 | 0 | 0 | 0 | 0 | Thu21:00 | 0.2208 | 0.1707 | 0.3687 | 0.8857 | Thu21:00 | 0.1049 | 0.6785 | 0.137 | 0.5149
Thu22:00 | 0 | 0 | 0 | 0 | Thu22:00 | 0 | 0 | 0 | 0 | Thu22:00 | 0.257 | 0.147 | 0.3832 | 0.9056 | Thu22:00 | 0.1174 | 0.6765 | 0.0459 | 0.6212
Thu23:00 | 0 | 0 | 0 | 0 | Thu23:00 | 0 | 0 | 0 | 0 | Thu23:00 | 0.3433 | 0.1701 | 0.3442 | 0.8909 | Thu23:00 | 0.1406 | 0.5998 | 0.0073 | 0.6214
Thu24:00 | 0 | 0 | 0 | 0 | Thu24:00 | 0 | 0 | 0 | 0 | Thu24:00 | 0.2912 | 0.1977 | 0.2937 | 0.8804 | Thu24:00 | 0.069 | 0.5138 | 0.0225 | 0.6058
Fri1:00 | 0 | 0 | 0 | 0 | Fri1:00 | 0 | 0 | 0 | 0 | Fri1:00 | 0.2607 | 0.1708 | 0.2525 | 0.7873 | Fri1:00 | 0.0318 | 0.4299 | 0.0158 | 0.5628
Fri2:00 | 0 | 0 | 0 | 0 | Fri2:00 | 0 | 0 | 0 | 0 | Fri2:00 | 0.2518 | 0.1206 | 0.203 | 0.6461 | Fri2:00 | 0.0243 | 0.2838 | 0.0302 | 0.5208
Fri3:00 | 0 | 0 | 0 | 0 | Fri3:00 | 0 | 0 | 0 | 0 | Fri3:00 | 0.2077 | 0.1051 | 0.1656 | 0.4852 | Fri3:00 | 0.026 | 0.1769 | 0.0473 | 0.4621
Fri4:00 | 0 | 0 | 0 | 0 | Fri4:00 | 0 | 0 | 0 | 0 | Fri4:00 | 0.1803 | 0.0443 | 0.1054 | 0.3592 | Fri4:00 | 0.0235 | 0.1434 | 0.0833 | 0.4795
Fri5:00 | 0 | 0 | 0 | 0 | Fri5:00 | 0 | 0 | 0 | 0 | Fri5:00 | 0.1912 | 0.0147 | 0.0966 | 0.3226 | Fri5:00 | 0.0859 | 0.1012 | 0.1461 | 0.4955
Fri6:00 | 0 | 0 | 0 | 0 | Fri6:00 | 0 | 0 | 0 | 0 | Fri6:00 | 0.1836 | 0.0099 | 0.154 | 0.3091 | Fri6:00 | 0.085 | 0.0835 | 0.1668 | 0.5197
Fri7:00 | 0 | 0 | 0 | 0 | Fri7:00 | 0.0485 | 0.0325 | 0.0049 | 0 | Fri7:00 | 0.1564 | 0.0165 | 0.1512 | 0.2649 | Fri7:00 | 0.1016 | 0.0778 | 0.1222 | 0.5048
Fri8:00 | 0 | 0 | 0 | 0 | Fri8:00 | 0.2078 | 0.1802 | 0.1764 | 0.016 | Fri8:00 | 0.1021 | 0.0114 | 0.115 | 0.2785 | Fri8:00 | 0.0759 | 0.1405 | 0.0733 | 0.5604
Fri9:00 | 0.1065 | 0.2434 | 0 | 0 | Fri9:00 | 0.3619 | 0.3948 | 0.4333 | 0.2313 | Fri9:00 | 0.0704 | 0.0233 | 0.0931 | 0.2969 | Fri9:00 | 0.068 | 0.2148 | 0.0534 | 0.5934
Fri10:00 | 0.2976 | 0.6793 | 0.0524 | 0.0829 | Fri10:00 | 0.6002 | 0.6216 | 0.6313 | 0.4836 | Fri10:00 | 0.077 | 0.0095 | 0.0529 | 0.2273 | Fri10:00 | 0.0805 | 0.2403 | 0.1535 | 0.4524
Fri11:00 | 0.5491 | 0.7991 | 0.2859 | 0.2213 | Fri11:00 | 0.7528 | 0.7618 | 0.7661 | 0.6938 | Fri11:00 | 0.0834 | 0.0125 | 0.0437 | 0.0764 | Fri11:00 | 0.0679 | 0.3553 | 0.113 | 0.3437
Fri12:00 | 0.6674 | 0.8263 | 0.4221 | 0.2073 | Fri12:00 | 0.8152 | 0.8635 | 0.8651 | 0.7516 | Fri12:00 | 0.1554 | 0.0418 | 0.0436 | 0.0348 | Fri12:00 | 0.0758 | 0.4463 | 0.0724 | 0.2758
Fri13:00 | 0.6366 | 0.8208 | 0.5335 | 0.1664 | Fri13:00 | 0.8326 | 0.8539 | 0.8805 | 0.7809 | Fri13:00 | 0.1595 | 0.0782 | 0.0871 | 0.0315 | Fri13:00 | 0.0989 | 0.3813 | 0.0756 | 0.232
Fri14:00 | 0.7266 | 0.8321 | 0.5642 | 0.1994 | Fri14:00 | 0.8255 | 0.8512 | 0.7881 | 0.8797 | Fri14:00 | 0.1662 | 0.1021 | 0.1038 | 0.0265 | Fri14:00 | 0.0854 | 0.4233 | 0.0483 | 0.1888
Fri15:00 | 0.6645 | 0.8242 | 0.6566 | 0.2104 | Fri15:00 | 0.7289 | 0.7813 | 0.744 | 0.8639 | Fri15:00 | 0.1822 | 0.1106 | 0.1215 | 0.0213 | Fri15:00 | 0.1284 | 0.4345 | 0.0737 | 0.1337
Fri16:00 | 0.6356 | 0.8155 | 0.6615 | 0.5344 | Fri16:00 | 0.6032 | 0.6593 | 0.5283 | 0.7205 | Fri16:00 | 0.2015 | 0.161 | 0.1026 | 0.0343 | Fri16:00 | 0.1996 | 0.4012 | 0.0495 | 0.1051
Fri17:00 | 0.6336 | 0.7461 | 0.4873 | 0.6411 | Fri17:00 | 0.4397 | 0.4847 | 0.3224 | 0.452 | Fri17:00 | 0.1498 | 0.0821 | 0.1167 | 0.0584 | Fri17:00 | 0.2175 | 0.4169 | 0.0282 | 0.0965
Fri18:00 | 0.4949 | 0.5111 | 0.0219 | 0 | Fri18:00 | 0.2083 | 0.2381 | 0.0842 | 0.155 | Fri18:00 | 0.1602 | 0.0768 | 0.1756 | 0.1266 | Fri18:00 | 0.3199 | 0.4001 | 0.0377 | 0.0994
Fri19:00 | 0 | 0.0011 | 0 | 0 | Fri19:00 | 0.0406 | 0.0557 | 0 | 0.0013 | Fri19:00 | 0.2276 | 0.1062 | 0.2832 | 0.3435 | Fri19:00 | 0.3439 | 0.5053 | 0.0809 | 0.2111
Fri20:00 | 0 | 0 | 0 | 0 | Fri20:00 | 0 | 0.0003 | 0 | 0 | Fri20:00 | 0.3303 | 0.1496 | 0.2858 | 0.4875 | Fri20:00 | 0.3148 | 0.5788 | 0.1055 | 0.293
Fri21:00 | 0 | 0 | 0 | 0 | Fri21:00 | 0 | 0 | 0 | 0 | Fri21:00 | 0.4638 | 0.2495 | 0.3262 | 0.6102 | Fri21:00 | 0.2949 | 0.6398 | 0.1368 | 0.3928
Fri22:00 | 0 | 0 | 0 | 0 | Fri22:00 | 0 | 0 | 0 | 0 | Fri22:00 | 0.5382 | 0.2087 | 0.397 | 0.5859 | Fri22:00 | 0.3628 | 0.6092 | 0.0941 | 0.4877
Fri23:00 | 0 | 0 | 0 | 0 | Fri23:00 | 0 | 0 | 0 | 0 | Fri23:00 | 0.5769 | 0.0905 | 0.3448 | 0.642 | Fri23:00 | 0.3952 | 0.5431 | 0.0502 | 0.5087
Fri24:00 | 0 | 0 | 0 | 0 | Fri24:00 | 0 | 0 | 0 | 0 | Fri24:00 | 0.5856 | 0.1038 | 0.3758 | 0.4589 | Fri24:00 | 0.3868 | 0.4188 | 0.0556 | 0.419
Sat1:00 | 0 | 0 | 0 | 0 | Sat1:00 | 0 | 0 | 0 | 0 | Sat1:00 | 0.5614 | 0.0961 | 0.4434 | 0.4736 | Sat1:00 | 0.3044 | 0.3621 | 0.0919 | 0.3121
Sat2:00 | 0 | 0 | 0 | 0 | Sat2:00 | 0 | 0 | 0 | 0 | Sat2:00 | 0.5371 | 0.0843 | 0.4394 | 0.584 | Sat2:00 | 0.2808 | 0.2757 | 0.1227 | 0.3025
Sat3:00 | 0 | 0 | 0 | 0 | Sat3:00 | 0 | 0 | 0 | 0 | Sat3:00 | 0.4759 | 0.0774 | 0.3696 | 0.5924 | Sat3:00 | 0.2346 | 0.2139 | 0.1174 | 0.2546
Sat4:00 | 0 | 0 | 0 | 0 | Sat4:00 | 0 | 0 | 0 | 0 | Sat4:00 | 0.5056 | 0.1035 | 0.3665 | 0.5563 | Sat4:00 | 0.1772 | 0.2024 | 0.0729 | 0.3632
Sat5:00 | 0 | 0 | 0 | 0 | Sat5:00 | 0 | 0 | 0 | 0 | Sat5:00 | 0.383 | 0.1137 | 0.4349 | 0.561 | Sat5:00 | 0.142 | 0.2521 | 0.1107 | 0.524
Sat6:00 | 0 | 0 | 0 | 0 | Sat6:00 | 0 | 0 | 0 | 0 | Sat6:00 | 0.3024 | 0.1019 | 0.4357 | 0.5397 | Sat6:00 | 0.1305 | 0.2633 | 0.0763 | 0.4436
Sat7:00 | 0 | 0 | 0 | 0 | Sat7:00 | 0.0449 | 0.032 | 0.0049 | 0 | Sat7:00 | 0.2693 | 0.0971 | 0.4297 | 0.4607 | Sat7:00 | 0.1271 | 0.2398 | 0.1108 | 0.4977
Sat8:00 | 0 | 0 | 0 | 0 | Sat8:00 | 0.1539 | 0.1903 | 0.1562 | 0.024 | Sat8:00 | 0.2469 | 0.0467 | 0.4018 | 0.4989 | Sat8:00 | 0.1094 | 0.3668 | 0.0868 | 0.5461
Sat9:00 | 0.0952 | 0.1776 | 0.0055 | 0 | Sat9:00 | 0.3736 | 0.3783 | 0.3914 | 0.32 | Sat9:00 | 0.2811 | 0.0215 | 0.3899 | 0.5339 | Sat9:00 | 0.1013 | 0.4646 | 0.0598 | 0.6049
Sat10:00 | 0.1847 | 0.3952 | 0.0394 | 0.2427 | Sat10:00 | 0.5705 | 0.56 | 0.6309 | 0.5051 | Sat10:00 | 0.3712 | 0.0139 | 0.4172 | 0.5482 | Sat10:00 | 0.1739 | 0.6045 | 0.0766 | 0.6088
Sat11:00 | 0.3258 | 0.6292 | 0.2206 | 0.556 | Sat11:00 | 0.6953 | 0.7234 | 0.7019 | 0.7584 | Sat11:00 | 0.4649 | 0.0194 | 0.5132 | 0.5662 | Sat11:00 | 0.1758 | 0.5838 | 0.0718 | 0.6513
Sat12:00 | 0.603 | 0.647 | 0.2491 | 0.5654 | Sat12:00 | 0.8008 | 0.8108 | 0.7631 | 0.8468 | Sat12:00 | 0.7069 | 0.0312 | 0.5232 | 0.6653 | Sat12:00 | 0.2657 | 0.5594 | 0.1694 | 0.5984
Sat13:00 | 0.6924 | 0.7059 | 0.1817 | 0.4703 | Sat13:00 | 0.8874 | 0.8127 | 0.7577 | 0.8538 | Sat13:00 | 0.7414 | 0.033 | 0.496 | 0.6363 | Sat13:00 | 0.3317 | 0.3436 | 0.2719 | 0.4157
Sat14:00 | 0.6665 | 0.6016 | 0.1446 | 0.4911 | Sat14:00 | 0.8845 | 0.825 | 0.7074 | 0.8145 | Sat14:00 | 0.6865 | 0.025 | 0.3902 | 0.6148 | Sat14:00 | 0.2817 | 0.2185 | 0.1605 | 0.3733
Sat15:00 | 0.6772 | 0.7718 | 0.1398 | 0.4872 | Sat15:00 | 0.7655 | 0.763 | 0.6499 | 0.7658 | Sat15:00 | 0.6515 | 0.0259 | 0.312 | 0.6312 | Sat15:00 | 0.3868 | 0.217 | 0.1777 | 0.382
Sat16:00 | 0.7238 | 0.6664 | 0.0762 | 0.5648 | Sat16:00 | 0.649 | 0.6248 | 0.5405 | 0.5441 | Sat16:00 | 0.6255 | 0.0258 | 0.2857 | 0.6731 | Sat16:00 | 0.3968 | 0.2696 | 0.1998 | 0.3831
Sat17:00 | 0.6146 | 0.6929 | 0.1296 | 0.5403 | Sat17:00 | 0.435 | 0.4802 | 0.2914 | 0.4247 | Sat17:00 | 0.6265 | 0.0237 | 0.2942 | 0.6053 | Sat17:00 | 0.4821 | 0.2477 | 0.2158 | 0.2839
Sat18:00 | 0.4625 | 0.5612 | 0.0086 | 0 | Sat18:00 | 0.2006 | 0.2496 | 0.0914 | 0.1623 | Sat18:00 | 0.4041 | 0.0284 | 0.3011 | 0.5525 | Sat18:00 | 0.5363 | 0.3471 | 0.1785 | 0.2287
Sat19:00 | 0 | 0 | 0 | 0 | Sat19:00 | 0.0379 | 0.0557 | 0 | 0.0014 | Sat19:00 | 0.3195 | 0.0802 | 0.3956 | 0.5852 | Sat19:00 | 0.5255 | 0.5032 | 0.189 | 0.2046
Sat20:00 | 0 | 0 | 0 | 0 | Sat20:00 | 0 | 0.0003 | 0 | 0 | Sat20:00 | 0.3233 | 0.1024 | 0.4906 | 0.6007 | Sat20:00 | 0.5037 | 0.5763 | 0.1964 | 0.279
Sat21:00 | 0 | 0 | 0 | 0 | Sat21:00 | 0 | 0 | 0 | 0 | Sat21:00 | 0.3639 | 0.1419 | 0.5631 | 0.568 | Sat21:00 | 0.5013 | 0.626 | 0.1883 | 0.3728
Sat22:00 | 0 | 0 | 0 | 0 | Sat22:00 | 0 | 0 | 0 | 0 | Sat22:00 | 0.3949 | 0.2116 | 0.6179 | 0.4553 | Sat22:00 | 0.449 | 0.6633 | 0.2255 | 0.3227
Sat23:00 | 0 | 0 | 0 | 0 | Sat23:00 | 0 | 0 | 0 | 0 | Sat23:00 | 0.5348 | 0.2099 | 0.712 | 0.2932 | Sat23:00 | 0.407 | 0.5214 | 0.1986 | 0.2921
Sat24:00 | 0 | 0 | 0 | 0 | Sat24:00 | 0 | 0 | 0 | 0 | Sat24:00 | 0.4756 | 0.2053 | 0.6628 | 0.2459 | Sat24:00 | 0.4286 | 0.4544 | 0.1371 | 0.212
Sun1:00 | 0 | 0 | 0 | 0 | Sun1:00 | 0 | 0 | 0 | 0 | Sun1:00 | 0.4305 | 0.1324 | 0.6833 | 0.2394 | Sun1:00 | 0.3769 | 0.44 | 0.1229 | 0.1698
Sun2:00 | 0 | 0 | 0 | 0 | Sun2:00 | 0 | 0 | 0 | 0 | Sun2:00 | 0.5159 | 0.1522 | 0.7023 | 0.1836 | Sun2:00 | 0.293 | 0.327 | 0.0882 | 0.1319
Sun3:00 | 0 | 0 | 0 | 0 | Sun3:00 | 0 | 0 | 0 | 0 | Sun3:00 | 0.6092 | 0.177 | 0.6442 | 0.1568 | Sun3:00 | 0.2555 | 0.2964 | 0.0661 | 0.1577
Sun4:00 | 0 | 0 | 0 | 0 | Sun4:00 | 0 | 0 | 0 | 0 | Sun4:00 | 0.6079 | 0.1474 | 0.663 | 0.15 | Sun4:00 | 0.3189 | 0.289 | 0.0586 | 0.1876
Sun5:00 | 0 | 0 | 0 | 0 | Sun5:00 | 0 | 0 | 0 | 0 | Sun5:00 | 0.5792 | 0.0855 | 0.7091 | 0.1883 | Sun5:00 | 0.2714 | 0.2589 | 0.0878 | 0.1794
Sun6:00 | 0 | 0 | 0 | 0 | Sun6:00 | 0 | 0 | 0 | 0 | Sun6:00 | 0.535 | 0.0715 | 0.7058 | 0.2497 | Sun6:00 | 0.2699 | 0.2245 | 0.1121 | 0.1818
Sun7:00 | 0 | 0 | 0 | 0 | Sun7:00 | 0.0456 | 0.0326 | 0.003 | 0 | Sun7:00 | 0.514 | 0.0443 | 0.6673 | 0.1796 | Sun7:00 | 0.3308 | 0.1796 | 0.1399 | 0.166
Sun8:00 | 0.0244 | 0.0011 | 0 | 0 | Sun8:00 | 0.1694 | 0.1791 | 0.1336 | 0.0199 | Sun8:00 | 0.5265 | 0.0286 | 0.6679 | 0.1208 | Sun8:00 | 0.3385 | 0.2502 | 0.1638 | 0.1852
Sun9:00 | 0.1535 | 0.2597 | 0 | 0 | Sun9:00 | 0.3912 | 0.3794 | 0.3201 | 0.2278 | Sun9:00 | 0.5541 | 0.018 | 0.6724 | 0.0971 | Sun9:00 | 0.3447 | 0.322 | 0.197 | 0.2183
Sun10:00 | 0.3672 | 0.529 | 0.0421 | 0.0642 | Sun10:00 | 0.5702 | 0.5768 | 0.4636 | 0.2293 | Sun10:00 | 0.5952 | 0.0554 | 0.723 | 0.0921 | Sun10:00 | 0.2652 | 0.2141 | 0.2263 | 0.1606
Sun11:00 | 0.5029 | 0.4522 | 0.2433 | 0.1777 | Sun11:00 | 0.7096 | 0.6205 | 0.5948 | 0.2684 | Sun11:00 | 0.5991 | 0.0776 | 0.7686 | 0.0736 | Sun11:00 | 0.2876 | 0.2469 | 0.4084 | 0.0682
Sun12:00 | 0.6162 | 0.6117 | 0.3035 | 0.2885 | Sun12:00 | 0.8621 | 0.7556 | 0.6172 | 0.2662 | Sun12:00 | 0.6335 | 0.1322 | 0.674 | 0.0519 | Sun12:00 | 0.3749 | 0.3215 | 0.3666 | 0.0687
Sun13:00 | 0.8238 | 0.4976 | 0.3482 | 0.382 | Sun13:00 | 0.9088 | 0.7834 | 0.715 | 0.4128 | Sun13:00 | 0.4883 | 0.2051 | 0.458 | 0.0555 | Sun13:00 | 0.3163 | 0.3172 | 0.3097 | 0.06
Sun14:00 | 0.777 | 0.6187 | 0.4334 | 0.6086 | Sun14:00 | 0.8573 | 0.8019 | 0.7647 | 0.5219 | Sun14:00 | 0.3259 | 0.1602 | 0.4362 | 0.0563 | Sun14:00 | 0.2181 | 0.2715 | 0.4051 | 0.0637
Sun15:00 | 0.7822 | 0.6258 | 0.4512 | 0.7724 | Sun15:00 | 0.7971 | 0.709 | 0.6788 | 0.5213 | Sun15:00 | 0.2165 | 0.1538 | 0.3812 | 0.0381 | Sun15:00 | 0.3572 | 0.2623 | 0.3266 | 0.1061
Sun16:00 | 0.8399 | 0.6438 | 0.3531 | 0.8202 | Sun16:00 | 0.6577 | 0.622 | 0.5083 | 0.3731 | Sun16:00 | 0.1722 | 0.1428 | 0.3324 | 0.067 | Sun16:00 | 0.3577 | 0.213 | 0.3501 | 0.1082
Sun17:00 | 0.6865 | 0.5723 | 0.3288 | 0.7616 | Sun17:00 | 0.4484 | 0.4337 | 0.2659 | 0.2904 | Sun17:00 | 0.1345 | 0.2801 | 0.2604 | 0.1026 | Sun17:00 | 0.3371 | 0.1983 | 0.295 | 0.1179
Sun18:00 | 0.6055 | 0.4643 | 0 | 0 | Sun18:00 | 0.2174 | 0.2238 | 0.0695 | 0.1285 | Sun18:00 | 0.156 | 0.3165 | 0.1849 | 0.2101 | Sun18:00 | 0.3685 | 0.2533 | 0.2195 | 0.1443
Sun19:00 | 0.0408 | 0.0312 | 0 | 0 | Sun19:00 | 0.0392 | 0.0537 | 0 | 0.0013 | Sun19:00 | 0.1655 | 0.3533 | 0.2393 | 0.3141 | Sun19:00 | 0.4933 | 0.4596 | 0.2661 | 0.173
Sun20:00 | 0 | 0 | 0 | 0 | Sun20:00 | 0 | 0.0001 | 0 | 0 | Sun20:00 | 0.3065 | 0.2501 | 0.4668 | 0.2512 | Sun20:00 | 0.5025 | 0.5728 | 0.2234 | 0.2448
Sun21:00 | 0 | 0 | 0 | 0 | Sun21:00 | 0 | 0 | 0 | 0 | Sun21:00 | 0.4565 | 0.1849 | 0.7021 | 0.2311 | Sun21:00 | 0.5201 | 0.6845 | 0.1796 | 0.3322
Sun22:00 | 0 | 0 | 0 | 0 | Sun22:00 | 0 | 0 | 0 | 0 | Sun22:00 | 0.7331 | 0.1557 | 0.6668 | 0.2283 | Sun22:00 | 0.4882 | 0.5954 | 0.1568 | 0.3544
Sun23:00 | 0 | 0 | 0 | 0 | Sun23:00 | 0 | 0 | 0 | 0 | Sun23:00 | 0.7463 | 0.0615 | 0.7207 | 0.1992 | Sun23:00 | 0.4664 | 0.4206 | 0.1659 | 0.3896
Sun24:00 | 0 | 0 | 0 | 0 | Sun24:00 | 0 | 0 | 0 | 0 | Sun24:00 | 0.8168 | 0.0321 | 0.7055 | 0.5669 | Sun24:00 | 0.481 | 0.3936 | 0.151 | 0.3474
Panhandle
| SOLAR CSP |  |  |  |  | SOLAR PVSAT |  |  |  |  | wind |  |  |  |  | newwind
| Spring | Summer | Fall | Winter |  | Spring | Summer | Fall | Winter |  | Spring | Summer | Fall | Winter |  | Spring | Summer | Fall | Winter
Mon1:00 | 0 | 0 | 0 | 0 | Mon1:00 | 0 | 0 | 0 | 0 | Mon1:00 | 0.5197 | 0.3774 | 0.683 | 0.0212 | Mon1:00 | 0.6843 | 0.1469 | 0.5565 | 0.7295
Mon2:00 | 0 | 0 | 0 | 0 | Mon2:00 | 0 | 0 | 0 | 0 | Mon2:00 | 0.4635 | 0.4877 | 0.666 | 0.0259 | Mon2:00 | 0.6027 | 0.2029 | 0.4989 | 0.7838
Mon3:00 | 0 | 0 | 0 | 0 | Mon3:00 | 0 | 0 | 0 | 0 | Mon3:00 | 0.3942 | 0.4723 | 0.5532 | 0.0569 | Mon3:00 | 0.5783 | 0.1449 | 0.5117 | 0.8127
Mon4:00 | 0 | 0 | 0 | 0 | Mon4:00 | 0 | 0 | 0 | 0 | Mon4:00 | 0.3811 | 0.3272 | 0.3552 | 0.1117 | Mon4:00 | 0.6094 | 0.0646 | 0.5098 | 0.8486
Mon5:00 | 0 | 0 | 0 | 0 | Mon5:00 | 0 | 0 | 0 | 0 | Mon5:00 | 0.3955 | 0.2901 | 0.2014 | 0.0927 | Mon5:00 | 0.6226 | 0.0804 | 0.455 | 0.8184
Mon6:00 | 0 | 0 | 0 | 0 | Mon6:00 | 0 | 0 | 0 | 0 | Mon6:00 | 0.3914 | 0.1573 | 0.1126 | 0.1226 | Mon6:00 | 0.5916 | 0.0897 | 0.3395 | 0.7879
Mon7:00 | 0 | 0 | 0 | 0 | Mon7:00 | 0.0261 | 0.0311 | 0.0003 | 0 | Mon7:00 | 0.3056 | 0.1852 | 0.0416 | 0.2254 | Mon7:00 | 0.5151 | 0.2062 | 0.2615 | 0.7092
Mon8:00 | 0 | 0 | 0 | 0 | Mon8:00 | 0.1141 | 0.1856 | 0.12 | 0.0014 | Mon8:00 | 0.3535 | 0.1475 | 0.0717 | 0.2737 | Mon8:00 | 0.4384 | 0.1676 | 0.232 | 0.6765
Mon9:00 | 0.1201 | 0.416 | 0.1445 | 0 | Mon9:00 | 0.243 | 0.4474 | 0.4113 | 0.1258 | Mon9:00 | 0.4154 | 0.1328 | 0.1249 | 0.3512 | Mon9:00 | 0.3768 | 0.1496 | 0.2233 | 0.6636
Mon10:00 | 0.3042 | 0.9423 | 0.7728 | 0 | Mon10:00 | 0.5557 | 0.6757 | 0.6784 | 0.3915 | Mon10:00 | 0.527 | 0.2359 | 0.1838 | 0.3794 | Mon10:00 | 0.4755 | 0.0786 | 0.198 | 0.5562
Mon11:00 | 0.4752 | 0.9794 | 0.8209 | 0.2708 | Mon11:00 | 0.6684 | 0.8545 | 0.8685 | 0.5842 | Mon11:00 | 0.6871 | 0.1781 | 0.2195 | 0.2724 | Mon11:00 | 0.563 | 0.0726 | 0.2068 | 0.3968
Mon12:00 | 0.6669 | 0.9314 | 0.8 | 0.5035 | Mon12:00 | 0.924 | 0.9231 | 0.9735 | 0.6934 | Mon12:00 | 0.7022 | 0.2142 | 0.2172 | 0.1557 | Mon12:00 | 0.5678 | 0.0784 | 0.1949 | 0.4123
Mon13:00 | 0.6636 | 1.0171 | 0.8303 | 0.5003 | Mon13:00 | 0.8293 | 0.979 | 0.979 | 0.6942 | Mon13:00 | 0.527 | 0.311 | 0.2127 | 0.1558 | Mon13:00 | 0.6184 | 0.1466 | 0.1531 | 0.5235
Mon14:00 | 0.7051 | 1.0169 | 0.8549 | 0.4789 | Mon14:00 | 0.863 | 0.9719 | 0.9665 | 0.7129 | Mon14:00 | 0.4061 | 0.2557 | 0.1712 | 0.2096 | Mon14:00 | 0.6423 | 0.2086 | 0.1816 | 0.5954
Mon15:00 | 0.5111 | 1.0015 | 0.8441 | 0.3818 | Mon15:00 | 0.6651 | 0.8997 | 0.8626 | 0.6853 | Mon15:00 | 0.339 | 0.2697 | 0.0925 | 0.1776 | Mon15:00 | 0.6168 | 0.1638 | 0.2283 | 0.7307
Mon16:00 | 0.5724 | 0.6764 | 0.861 | 0.3137 | Mon16:00 | 0.6469 | 0.6573 | 0.6896 | 0.4581 | Mon16:00 | 0.197 | 0.5868 | 0.0529 | 0.1779 | Mon16:00 | 0.6323 | 0.1517 | 0.2322 | 0.7734
Mon17:00 | 0.4834 | 0.6981 | 0.8216 | 0.309 | Mon17:00 | 0.4666 | 0.5319 | 0.4445 | 0.4054 | Mon17:00 | 0.1653 | 0.6005 | 0.0333 | 0.1651 | Mon17:00 | 0.6904 | 0.1433 | 0.228 | 0.799
Mon18:00 | 0.4286 | 0.5061 | 0.2403 | 0 | Mon18:00 | 0.2686 | 0.2867 | 0.1603 | 0.1112 | Mon18:00 | 0.1809 | 0.5883 | 0.0254 | 0.1725 | Mon18:00 | 0.6855 | 0.1611 | 0.249 | 0.7738
Mon19:00 | 0 | 0.3075 | 0 | 0 | Mon19:00 | 0.0784 | 0.0953 | 0.0052 | 0.0027 | Mon19:00 | 0.218 | 0.5383 | 0.0347 | 0.2766 | Mon19:00 | 0.7094 | 0.2378 | 0.264 | 0.8
Mon20:00 | 0 | 0 | 0 | 0 | Mon20:00 | 0.0044 | 0.0155 | 0 | 0 | Mon20:00 | 0.4808 | 0.3526 | 0.207 | 0.3276 | Mon20:00 | 0.7346 | 0.2077 | 0.431 | 0.8059
Mon21:00 | 0 | 0 | 0 | 0 | Mon21:00 | 0 | 0 | 0 | 0 | Mon21:00 | 0.7169 | 0.1853 | 0.5361 | 0.3659 | Mon21:00 | 0.6996 | 0.1903 | 0.5977 | 0.7708
Mon22:00 | 0 | 0 | 0 | 0 | Mon22:00 | 0 | 0 | 0 | 0 | Mon22:00 | 0.7813 | 0.0674 | 0.6719 | 0.524 | Mon22:00 | 0.7388 | 0.1412 | 0.722 | 0.7225
Mon23:00 | 0 | 0 | 0 | 0 | Mon23:00 | 0 | 0 | 0 | 0 | Mon23:00 | 0.7351 | 0.0542 | 0.575 | 0.5598 | Mon23:00 | 0.7511 | 0.1617 | 0.6051 | 0.578
Mon24:00 | 0 | 0 | 0 | 0 | Mon24:00 | 0 | 0 | 0 | 0 | Mon24:00 | 0.797 | 0.0375 | 0.6943 | 0.539 | Mon24:00 | 0.7057 | 0.165 | 0.6275 | 0.4318
Tue1:00 | 0 | 0 | 0 | 0 | Tue1:00 | 0 | 0 | 0 | 0 | Tue1:00 | 0.798 | 0.0391 | 0.7035 | 0.4799 | Tue1:00 | 0.7407 | 0.1484 | 0.7034 | 0.4127
Tue2:00 | 0 | 0 | 0 | 0 | Tue2:00 | 0 | 0 | 0 | 0 | Tue2:00 | 0.7904 | 0.0459 | 0.6938 | 0.4096 | Tue2:00 | 0.6655 | 0.115 | 0.6559 | 0.4706
Tue3:00 | 0 | 0 | 0 | 0 | Tue3:00 | 0 | 0 | 0 | 0 | Tue3:00 | 0.7415 | 0.0233 | 0.6892 | 0.3345 | Tue3:00 | 0.6014 | 0.0751 | 0.6624 | 0.4594
Tue4:00 | 0 | 0 | 0 | 0 | Tue4:00 | 0 | 0 | 0 | 0 | Tue4:00 | 0.6947 | 0.0077 | 0.6926 | 0.3223 | Tue4:00 | 0.5406 | 0.1055 | 0.6989 | 0.3541
Tue5:00 | 0 | 0 | 0 | 0 | Tue5:00 | 0 | 0 | 0 | 0 | Tue5:00 | 0.5532 | 0.0147 | 0.5194 | 0.2852 | Tue5:00 | 0.4962 | 0.147 | 0.6695 | 0.267
Tue6:00 | 0 | 0 | 0 | 0 | Tue6:00 | 0 | 0 | 0 | 0 | Tue6:00 | 0.5148 | 0.0266 | 0.4579 | 0.2807 | Tue6:00 | 0.504 | 0.0843 | 0.6471 | 0.2613
Tue7:00 | 0 | 0 | 0 | 0 | Tue7:00 | 0.0344 | 0.0286 | 0 | 0 | Tue7:00 | 0.5451 | 0.0472 | 0.4206 | 0.2769 | Tue7:00 | 0.525 | 0.0589 | 0.6594 | 0.2244
Tue8:00 | 0.0424 | 0 | 0 | 0 | Tue8:00 | 0.2339 | 0.1896 | 0.1177 | 0.0082 | Tue8:00 | 0.5797 | 0.0267 | 0.4329 | 0.2405 | Tue8:00 | 0.3345 | 0.0206 | 0.6214 | 0.3395
Tue9:00 | 0.5023 | 0.1371 | 0.039 | 0 | Tue9:00 | 0.4391 | 0.2915 | 0.3794 | 0.2595 | Tue9:00 | 0.5821 | 0.0113 | 0.4518 | 0.2168 | Tue9:00 | 0.1844 | 0.0054 | 0.6009 | 0.5074
Tue10:00 | 0.627 | 0.3425 | 0.5563 | 0 | Tue10:00 | 0.5358 | 0.4903 | 0.6543 | 0.5924 | Tue10:00 | 0.5755 | 0.039 | 0.4417 | 0.2966 | Tue10:00 | 0.0933 | 0.0007 | 0.7618 | 0.5931
Tue11:00 | 0.6707 | 0.3269 | 0.8443 | 0.0673 | Tue11:00 | 0.7805 | 0.5295 | 0.808 | 0.8266 | Tue11:00 | 0.4891 | 0.079 | 0.4864 | 0.2275 | Tue11:00 | 0.1376 | 0.0024 | 0.7059 | 0.2775
Tue12:00 | 0.7895 | 0.3252 | 0.8208 | 0.1452 | Tue12:00 | 0.8932 | 0.704 | 0.9081 | 0.9408 | Tue12:00 | 0.4013 | 0.0587 | 0.3812 | 0.2689 | Tue12:00 | 0.0741 | 0.0442 | 0.6749 | 0.1975
Tue13:00 | 0.9605 | 0.4867 | 0.8042 | 0.163 | Tue13:00 | 0.9688 | 0.8317 | 0.9498 | 0.979 | Tue13:00 | 0.3778 | 0.0675 | 0.3326 | 0.1974 | Tue13:00 | 0.1636 | 0.0847 | 0.6439 | 0.3076
Tue14:00 | 0.8004 | 0.3397 | 0.8148 | 0.1913 | Tue14:00 | 0.9114 | 0.7201 | 0.9608 | 0.979 | Tue14:00 | 0.4574 | 0.0942 | 0.2221 | 0.1174 | Tue14:00 | 0.4581 | 0.126 | 0.4548 | 0.2769
Tue15:00 | 0.7528 | 0.4471 | 0.8381 | 0.2195 | Tue15:00 | 0.7547 | 0.6569 | 0.8482 | 0.9309 | Tue15:00 | 0.5737 | 0.1067 | 0.1825 | 0.076 | Tue15:00 | 0.7557 | 0.1032 | 0.4189 | 0.2589
Tue16:00 | 0.5685 | 0.3414 | 0.8335 | 0.3568 | Tue16:00 | 0.5783 | 0.5009 | 0.665 | 0.8028 | Tue16:00 | 0.599 | 0.1017 | 0.1862 | 0.0979 | Tue16:00 | 0.8033 | 0.1632 | 0.3922 | 0.2761
Tue17:00 | 0.5556 | 0.4534 | 0.7458 | 0.4902 | Tue17:00 | 0.43 | 0.4384 | 0.4186 | 0.5805 | Tue17:00 | 0.6262 | 0.1178 | 0.1594 | 0.0701 | Tue17:00 | 0.8042 | 0.1711 | 0.354 | 0.1233
Tue18:00 | 0.4804 | 0.3277 | 0.1197 | 0 | Tue18:00 | 0.2432 | 0.2044 | 0.149 | 0.2569 | Tue18:00 | 0.7303 | 0.1463 | 0.1405 | 0.0484 | Tue18:00 | 0.8026 | 0.2022 | 0.2968 | 0.0523
Tue19:00 | 0.2074 | 0.155 | 0 | 0 | Tue19:00 | 0.0732 | 0.1122 | 0.0045 | 0.0122 | Tue19:00 | 0.8221 | 0.1574 | 0.194 | 0.0837 | Tue19:00 | 0.7992 | 0.2663 | 0.3208 | 0.0248
Tue20:00 | 0 | 0 | 0 | 0 | Tue20:00 | 0.006 | 0.0147 | 0 | 0 | Tue20:00 | 0.7618 | 0.146 | 0.3391 | 0.0999 | Tue20:00 | 0.7124 | 0.3058 | 0.4835 | 0.0423
Tue21:00 | 0 | 0 | 0 | 0 | Tue21:00 | 0 | 0 | 0 | 0 | Tue21:00 | 0.6551 | 0.1266 | 0.4807 | 0.1414 | Tue21:00 | 0.5412 | 0.3721 | 0.6275 | 0.0708
Tue22:00 | 0 | 0 | 0 | 0 | Tue22:00 | 0 | 0 | 0 | 0 | Tue22:00 | 0.6911 | 0.2725 | 0.6701 | 0.1593 | Tue22:00 | 0.7473 | 0.3879 | 0.7432 | 0.1346
Tue23:00 | 0 | 0 | 0 | 0 | Tue23:00 | 0 | 0 | 0 | 0 | Tue23:00 | 0.7945 | 0.2517 | 0.6093 | 0.1847 | Tue23:00 | 0.8276 | 0.3016 | 0.6536 | 0.3565
Tue24:00 | 0 | 0 | 0 | 0 | Tue24:00 | 0 | 0 | 0 | 0 | Tue24:00 | 0.6785 | 0.2182 | 0.7157 | 0.1383 | Tue24:00 | 0.7447 | 0.2447 | 0.6426 | 0.6223
Wed1:00 | 0 | 0 | 0 | 0 | Wed1:00 | 0 | 0 | 0 | 0 | Wed1:00 | 0.7385 | 0.1992 | 0.7536 | 0.1255 | Wed1:00 | 0.706 | 0.2787 | 0.5737 | 0.7605
Wed2:00 | 0 | 0 | 0 | 0 | Wed2:00 | 0 | 0 | 0 | 0 | Wed2:00 | 0.7147 | 0.2288 | 0.6376 | 0.1116 | Wed2:00 | 0.7139 | 0.3486 | 0.5379 | 0.8887
Wed3:00 | 0 | 0 | 0 | 0 | Wed3:00 | 0 | 0 | 0 | 0 | Wed3:00 | 0.6608 | 0.2366 | 0.6103 | 0.1236 | Wed3:00 | 0.7356 | 0.3484 | 0.4262 | 0.9001
Wed4:00 | 0 | 0 | 0 | 0 | Wed4:00 | 0 | 0 | 0 | 0 | Wed4:00 | 0.5962 | 0.2052 | 0.5655 | 0.1064 | Wed4:00 | 0.7095 | 0.4068 | 0.2993 | 0.8898
Wed5:00 | 0 | 0 | 0 | 0 | Wed5:00 | 0 | 0 | 0 | 0 | Wed5:00 | 0.6502 | 0.1808 | 0.4825 | 0.0512 | Wed5:00 | 0.5743 | 0.2316 | 0.2316 | 0.8609
Wed6:00 | 0 | 0 | 0 | 0 | Wed6:00 | 0 | 0 | 0 | 0 | Wed6:00 | 0.4836 | 0.1574 | 0.4772 | 0.0218 | Wed6:00 | 0.4848 | 0.2191 | 0.2036 | 0.8299
Wed7:00 | 0 | 0 | 0 | 0 | Wed7:00 | 0.0327 | 0.0366 | 0 | 0 | Wed7:00 | 0.2904 | 0.1129 | 0.4601 | 0.024 | Wed7:00 | 0.4106 | 0.1579 | 0.1224 | 0.713
Wed8:00 | 0.072 | 0 | 0 | 0 | Wed8:00 | 0.2313 | 0.1892 | 0.1097 | 0.0051 | Wed8:00 | 0.2139 | 0.0397 | 0.4196 | 0.0343 | Wed8:00 | 0.3997 | 0.1186 | 0.0829 | 0.6888
Wed9:00 | 0.6337 | 0.1436 | 0.1289 | 0 | Wed9:00 | 0.5034 | 0.3764 | 0.3844 | 0.1637 | Wed9:00 | 0.1417 | 0.0097 | 0.4143 | 0.0584 | Wed9:00 | 0.4146 | 0.0863 | 0.0591 | 0.6783
Wed10:00 | 0.9975 | 0.5242 | 0.7123 | 0 | Wed10:00 | 0.7204 | 0.647 | 0.625 | 0.4905 | Wed10:00 | 0.0379 | 0.0124 | 0.4999 | 0.0509 | Wed10:00 | 0.4823 | 0.0569 | 0.0036 | 0.6882
Wed11:00 | 0.995 | 0.8732 | 0.8114 | 0 | Wed11:00 | 0.88 | 0.821 | 0.8572 | 0.695 | Wed11:00 | 0.0627 | 0.0026 | 0.4851 | 0.0297 | Wed11:00 | 0.3797 | 0.0488 | 0.0254 | 0.4175
Wed12:00 | 0.9936 | 0.8513 | 0.7915 | 0 | Wed12:00 | 0.9754 | 0.909 | 0.8467 | 0.7833 | Wed12:00 | 0.1399 | 0.007 | 0.3987 | 0.0012 | Wed12:00 | 0.3217 | 0.0703 | 0.0203 | 0.1942
Wed13:00 | 0.9942 | 0.6344 | 0.7867 | 0 | Wed13:00 | 0.979 | 0.8022 | 0.9701 | 0.6986 | Wed13:00 | 0.1708 | 0.0027 | 0.2583 | 0.0001 | Wed13:00 | 0.3616 | 0.1374 | 0.0169 | 0.0758
Wed14:00 | 0.9969 | 0.7087 | 0.7919 | 0 | Wed14:00 | 0.979 | 0.8551 | 0.9111 | 0.7755 | Wed14:00 | 0.2405 | 0.0001 | 0.2328 | 0.0116 | Wed14:00 | 0.4075 | 0.2457 | 0.0543 | 0.0289
Wed15:00 | 0.9972 | 0.4218 | 0.8186 | 0.0671 | Wed15:00 | 0.9171 | 0.6556 | 0.8748 | 0.8334 | Wed15:00 | 0.174 | 0.0035 | 0.1969 | 0.0383 | Wed15:00 | 0.4647 | 0.1904 | 0.0624 | 0.011
Wed16:00 | 0.9975 | 0.4303 | 0.8172 | 0.0811 | Wed16:00 | 0.7769 | 0.5955 | 0.6744 | 0.5096 | Wed16:00 | 0.1103 | 0.0072 | 0.1804 | 0.0908 | Wed16:00 | 0.5375 | 0.2059 | 0.1836 | 0.0041
Wed17:00 | 1.0015 | 0.3421 | 0.74 | 0 | Wed17:00 | 0.5804 | 0.4819 | 0.4673 | 0.3632 | Wed17:00 | 0.1563 | 0.0199 | 0.1367 | 0.1708 | Wed17:00 | 0.529 | 0.2016 | 0.3262 | 0.0008
Wed18:00 | 1.0083 | 0.3607 | 0.1397 | 0 | Wed18:00 | 0.3245 | 0.3024 | 0.1712 | 0.1813 | Wed18:00 | 0.0772 | 0.0366 | 0.1313 | 0.1871 | Wed18:00 | 0.5204 | 0.1923 | 0.3725 | 0.0011
Wed19:00 | 0.6176 | 0.2266 | 0 | 0 | Wed19:00 | 0.0824 | 0.1268 | 0.0049 | 0.0063 | Wed19:00 | 0.1235 | 0.092 | 0.1717 | 0.2838 | Wed19:00 | 0.5878 | 0.2825 | 0.4344 | 0.0246
Wed20:00 | 0 | 0 | 0 | 0 | Wed20:00 | 0.0046 | 0.0178 | 0 | 0 | Wed20:00 | 0.4422 | 0.1953 | 0.2743 | 0.3017 | Wed20:00 | 0.6897 | 0.2013 | 0.4047 | 0.1253
Wed21:00 | 0 | 0 | 0 | 0 | Wed21:00 | 0 | 0 | 0 | 0 | Wed21:00 | 0.6976 | 0.3212 | 0.4226 | 0.3112 | Wed21:00 | 0.7648 | 0.1605 | 0.3732 | 0.38
Wed22:00 | 0 | 0 | 0 | 0 | Wed22:00 | 0 | 0 | 0 | 0 | Wed22:00 | 0.6747 | 0.2779 | 0.5289 | 0.2569 | Wed22:00 | 0.6352 | 0.2309 | 0.3043 | 0.4892
Wed23:00 | 0 | 0 | 0 | 0 | Wed23:00 | 0 | 0 | 0 | 0 | Wed23:00 | 0.8367 | 0.3531 | 0.5869 | 0.2185 | Wed23:00 | 0.5515 | 0.2572 | 0.2127 | 0.6467
Wed24:00 | 0 | 0 | 0 | 0 | Wed24:00 | 0 | 0 | 0 | 0 | Wed24:00 | 0.7542 | 0.432 | 0.6247 | 0.137 | Wed24:00 | 0.365 | 0.299 | 0.2237 | 0.7375
Thu1:00 | 0 | 0 | 0 | 0 | Thu1:00 | 0 | 0 | 0 | 0 | Thu1:00 | 0.6704 | 0.3733 | 0.6103 | 0.1758 | Thu1:00 | 0.3671 | 0.4034 | 0.1726 | 0.7912
Thu2:00 | 0 | 0 | 0 | 0 | Thu2:00 | 0 | 0 | 0 | 0 | Thu2:00 | 0.6259 | 0.4119 | 0.6301 | 0.2121 | Thu2:00 | 0.3269 | 0.4361 | 0.1296 | 0.8436
Thu3:00 | 0 | 0 | 0 | 0 | Thu3:00 | 0 | 0 | 0 | 0 | Thu3:00 | 0.5615 | 0.28 | 0.5554 | 0.2331 | Thu3:00 | 0.3099 | 0.378 | 0.1662 | 0.8669
Thu4:00 | 0 | 0 | 0 | 0 | Thu4:00 | 0 | 0 | 0 | 0 | Thu4:00 | 0.5508 | 0.1961 | 0.4908 | 0.2597 | Thu4:00 | 0.3431 | 0.3762 | 0.1811 | 0.8615
Thu5:00 | 0 | 0 | 0 | 0 | Thu5:00 | 0 | 0 | 0 | 0 | Thu5:00 | 0.6449 | 0.1429 | 0.5074 | 0.2214 | Thu5:00 | 0.4449 | 0.374 | 0.1578 | 0.8498
Thu6:00 | 0 | 0 | 0 | 0 | Thu6:00 | 0 | 0 | 0 | 0 | Thu6:00 | 0.6411 | 0.1002 | 0.529 | 0.1531 | Thu6:00 | 0.3953 | 0.4409 | 0.1305 | 0.8465
Thu7:00 | 0 | 0 | 0 | 0 | Thu7:00 | 0.035 | 0.0299 | 0 | 0 | Thu7:00 | 0.5864 | 0.1293 | 0.5038 | 0.1213 | Thu7:00 | 0.3022 | 0.4739 | 0.1098 | 0.7971
Thu8:00 | 0.0192 | 0 | 0 | 0 | Thu8:00 | 0.2236 | 0.1474 | 0.1203 | 0.0095 | Thu8:00 | 0.5288 | 0.0701 | 0.4062 | 0.1521 | Thu8:00 | 0.2324 | 0.2796 | 0.0946 | 0.8073
Thu9:00 | 0.5869 | 0.2549 | 0.0468 | 0 | Thu9:00 | 0.4936 | 0.4159 | 0.4172 | 0.2434 | Thu9:00 | 0.4698 | 0.0358 | 0.3256 | 0.1973 | Thu9:00 | 0.1968 | 0.1361 | 0.0916 | 0.8359
Thu10:00 | 0.8665 | 0.5684 | 0.5708 | 0 | Thu10:00 | 0.69 | 0.5381 | 0.6838 | 0.5175 | Thu10:00 | 0.3243 | 0.1026 | 0.25 | 0.3436 | Thu10:00 | 0.1454 | 0.1663 | 0.1423 | 0.8588
Thu11:00 | 0.8554 | 0.5654 | 0.8467 | 0 | Thu11:00 | 0.8331 | 0.6605 | 0.8653 | 0.774 | Thu11:00 | 0.2018 | 0.0811 | 0.2484 | 0.5757 | Thu11:00 | 0.0968 | 0.1739 | 0.1967 | 0.8023
Thu12:00 | 0.8677 | 0.6094 | 0.8261 | 0 | Thu12:00 | 0.9048 | 0.6925 | 0.9427 | 0.7967 | Thu12:00 | 0.2172 | 0.1051 | 0.1366 | 0.8195 | Thu12:00 | 0.0758 | 0.0718 | 0.2274 | 0.6758
Thu13:00 | 0.7492 | 0.7364 | 0.8133 | 0 | Thu13:00 | 0.8646 | 0.915 | 0.979 | 0.6347 | Thu13:00 | 0.1132 | 0.1183 | 0.049 | 0.8804 | Thu13:00 | 0.0469 | 0.1276 | 0.1638 | 0.5977
Thu14:00 | 0.7204 | 0.9008 | 0.781 | 0 | Thu14:00 | 0.8711 | 0.9375 | 0.9347 | 0.7991 | Thu14:00 | 0.0348 | 0.1633 | 0.034 | 0.8797 | Thu14:00 | 0.0125 | 0.1753 | 0.0998 | 0.5908
Thu15:00 | 0.7443 | 0.8816 | 0.7129 | 0 | Thu15:00 | 0.8181 | 0.8345 | 0.8317 | 0.5819 | Thu15:00 | 0.0445 | 0.2484 | 0.0555 | 0.8726 | Thu15:00 | 0.0105 | 0.1943 | 0.1451 | 0.4386
Thu16:00 | 0.784 | 0.9471 | 0.8135 | 0.2333 | Thu16:00 | 0.7121 | 0.7622 | 0.6489 | 0.4819 | Thu16:00 | 0.0355 | 0.4049 | 0.1483 | 0.7504 | Thu16:00 | 0.0128 | 0.2002 | 0.2254 | 0.3135
Thu17:00 | 0.6352 | 0.9034 | 0.7044 | 0.2935 | Thu17:00 | 0.5188 | 0.5782 | 0.3935 | 0.4067 | Thu17:00 | 0.0376 | 0.307 | 0.1809 | 0.8501 | Thu17:00 | 0.0132 | 0.1677 | 0.2586 | 0.2227
Thu18:00 | 0.5662 | 0.7531 | 0.0864 | 0 | Thu18:00 | 0.2981 | 0.3519 | 0.1504 | 0.1193 | Thu18:00 | 0.0444 | 0.439 | 0.2161 | 0.8967 | Thu18:00 | 0.0309 | 0.2024 | 0.2618 | 0.1797
Thu19:00 | 0.388 | 0.3341 | 0 | 0 | Thu19:00 | 0.0832 | 0.1164 | 0.0032 | 0.0041 | Thu19:00 | 0.053 | 0.5133 | 0.2474 | 0.8777 | Thu19:00 | 0.0706 | 0.2369 | 0.3259 | 0.1602
Thu20:00 | 0 | 0 | 0 | 0 | Thu20:00 | 0.0071 | 0.0145 | 0 | 0 | Thu20:00 | 0.1277 | 0.2969 | 0.3333 | 0.9166 | Thu20:00 | 0.1572 | 0.2783 | 0.2577 | 0.0932
Thu21:00 | 0 | 0 | 0 | 0 | Thu21:00 | 0 | 0 | 0 | 0 | Thu21:00 | 0.2227 | 0.1287 | 0.4821 | 0.9102 | Thu21:00 | 0.2796 | 0.3491 | 0.2274 | 0.1248
Thu22:00 | 0 | 0 | 0 | 0 | Thu22:00 | 0 | 0 | 0 | 0 | Thu22:00 | 0.2778 | 0.145 | 0.5437 | 0.905 | Thu22:00 | 0.5194 | 0.3935 | 0.1136 | 0.2049
Thu23:00 | 0 | 0 | 0 | 0 | Thu23:00 | 0 | 0 | 0 | 0 | Thu23:00 | 0.3932 | 0.1748 | 0.4238 | 0.9021 | Thu23:00 | 0.6471 | 0.3991 | 0.1409 | 0.261
Thu24:00 | 0 | 0 | 0 | 0 | Thu24:00 | 0 | 0 | 0 | 0 | Thu24:00 | 0.3228 | 0.1376 | 0.323 | 0.8073 | Thu24:00 | 0.5913 | 0.4283 | 0.1539 | 0.2737
Fri1:00 | 0 | 0 | 0 | 0 | Fri1:00 | 0 | 0 | 0 | 0 | Fri1:00 | 0.2773 | 0.2087 | 0.2479 | 0.7627 | Fri1:00 | 0.4755 | 0.5189 | 0.1693 | 0.3705
Fri2:00 | 0 | 0 | 0 | 0 | Fri2:00 | 0 | 0 | 0 | 0 | Fri2:00 | 0.2866 | 0.2414 | 0.1925 | 0.5805 | Fri2:00 | 0.4259 | 0.5822 | 0.1226 | 0.4998
Fri3:00 | 0 | 0 | 0 | 0 | Fri3:00 | 0 | 0 | 0 | 0 | Fri3:00 | 0.2131 | 0.1793 | 0.1543 | 0.3612 | Fri3:00 | 0.3836 | 0.5874 | 0.1216 | 0.5506
Fri4:00 | 0 | 0 | 0 | 0 | Fri4:00 | 0 | 0 | 0 | 0 | Fri4:00 | 0.2013 | 0.0776 | 0.0875 | 0.2745 | Fri4:00 | 0.3528 | 0.5387 | 0.1228 | 0.5846
Fri5:00 | 0 | 0 | 0 | 0 | Fri5:00 | 0 | 0 | 0 | 0 | Fri5:00 | 0.2022 | 0.0122 | 0.084 | 0.2061 | Fri5:00 | 0.3054 | 0.5218 | 0.0916 | 0.6093
Fri6:00 | 0 | 0 | 0 | 0 | Fri6:00 | 0 | 0 | 0 | 0 | Fri6:00 | 0.1726 | 0.0048 | 0.2101 | 0.1828 | Fri6:00 | 0.2827 | 0.5336 | 0.052 | 0.5949
Fri7:00 | 0 | 0 | 0 | 0 | Fri7:00 | 0.0385 | 0.0379 | 0.0001 | 0 | Fri7:00 | 0.172 | 0.0124 | 0.2072 | 0.1711 | Fri7:00 | 0.3158 | 0.5061 | 0.0193 | 0.5282
Fri8:00 | 0 | 0 | 0 | 0 | Fri8:00 | 0.1771 | 0.1779 | 0.1132 | 0.0084 | Fri8:00 | 0.1239 | 0.0065 | 0.1224 | 0.2032 | Fri8:00 | 0.261 | 0.4169 | 0.0051 | 0.5003
Fri9:00 | 0.1579 | 0.1336 | 0.0886 | 0 | Fri9:00 | 0.296 | 0.4023 | 0.4289 | 0.1949 | Fri9:00 | 0.0924 | 0.0139 | 0.0663 | 0.252 | Fri9:00 | 0.2165 | 0.3467 | 0.002 | 0.4971
Fri10:00 | 0.3293 | 0.5826 | 0.7625 | 0 | Fri10:00 | 0.4162 | 0.6286 | 0.6968 | 0.5992 | Fri10:00 | 0.0656 | 0.0301 | 0.027 | 0.1485 | Fri10:00 | 0.2817 | 0.3589 | 0.0083 | 0.4816
Fri11:00 | 0.3276 | 0.8768 | 0.9019 | 0.0112 | Fri11:00 | 0.5749 | 0.7824 | 0.8912 | 0.7113 | Fri11:00 | 0.055 | 0.0201 | 0.0143 | 0.0486 | Fri11:00 | 0.4076 | 0.3232 | 0.0228 | 0.3706
Fri12:00 | 0.4535 | 0.9644 | 0.8747 | 0.1518 | Fri12:00 | 0.7323 | 0.9257 | 0.9682 | 0.8498 | Fri12:00 | 0.12 | 0.0375 | 0.0194 | 0.0252 | Fri12:00 | 0.5736 | 0.3484 | 0.1107 | 0.3763
Fri13:00 | 0.329 | 0.9929 | 0.8531 | 0.0631 | Fri13:00 | 0.6474 | 0.943 | 0.9788 | 0.8956 | Fri13:00 | 0.1568 | 0.0966 | 0.0625 | 0.0285 | Fri13:00 | 0.6478 | 0.2645 | 0.1839 | 0.4125
Fri14:00 | 0.541 | 1.0079 | 0.8656 | 0.1912 | Fri14:00 | 0.9459 | 0.9386 | 0.9546 | 0.8398 | Fri14:00 | 0.1674 | 0.1236 | 0.1028 | 0.0255 | Fri14:00 | 0.6081 | 0.1915 | 0.2129 | 0.4138
Fri15:00 | 0.6679 | 0.9946 | 0.8573 | 0.2241 | Fri15:00 | 0.7831 | 0.8693 | 0.7414 | 0.9422 | Fri15:00 | 0.1768 | 0.1582 | 0.1384 | 0.0108 | Fri15:00 | 0.6087 | 0.1673 | 0.253 | 0.4099
Fri16:00 | 0.8277 | 0.7893 | 0.8691 | 0.351 | Fri16:00 | 0.7133 | 0.7071 | 0.6477 | 0.6263 | Fri16:00 | 0.1947 | 0.1234 | 0.1354 | 0.0292 | Fri16:00 | 0.6709 | 0.1623 | 0.3202 | 0.4234
Fri17:00 | 0.6685 | 0.9258 | 0.8503 | 0.2673 | Fri17:00 | 0.5495 | 0.5849 | 0.4584 | 0.5399 | Fri17:00 | 0.1208 | 0.0945 | 0.1568 | 0.0534 | Fri17:00 | 0.6883 | 0.2351 | 0.3542 | 0.4096
Fri18:00 | 0.667 | 0.4868 | 0.2087 | 0.0154 | Fri18:00 | 0.2743 | 0.2734 | 0.1547 | 0.2745 | Fri18:00 | 0.1412 | 0.0964 | 0.2437 | 0.1236 | Fri18:00 | 0.7223 | 0.3037 | 0.3848 | 0.4018
Fri19:00 | 0.3875 | 0.213 | 0 | 0 | Fri19:00 | 0.0834 | 0.1185 | 0.0029 | 0.0102 | Fri19:00 | 0.2374 | 0.2086 | 0.3659 | 0.3848 | Fri19:00 | 0.7845 | 0.3002 | 0.4104 | 0.5784
Fri20:00 | 0 | 0 | 0 | 0 | Fri20:00 | 0.0049 | 0.02 | 0 | 0 | Fri20:00 | 0.3874 | 0.1733 | 0.3878 | 0.5357 | Fri20:00 | 0.799 | 0.3083 | 0.303 | 0.7342
Fri21:00 | 0 | 0 | 0 | 0 | Fri21:00 | 0 | 0 | 0 | 0 | Fri21:00 | 0.5579 | 0.1463 | 0.4058 | 0.6498 | Fri21:00 | 0.7973 | 0.3238 | 0.2388 | 0.8365
Fri22:00 | 0 | 0 | 0 | 0 | Fri22:00 | 0 | 0 | 0 | 0 | Fri22:00 | 0.6364 | 0.1834 | 0.4763 | 0.6638 | Fri22:00 | 0.7994 | 0.2848 | 0.2367 | 0.8341
Fri23:00 | 0 | 0 | 0 | 0 | Fri23:00 | 0 | 0 | 0 | 0 | Fri23:00 | 0.6782 | 0.106 | 0.3959 | 0.7231 | Fri23:00 | 0.8144 | 0.3841 | 0.126 | 0.8008
Fri24:00 | 0 | 0 | 0 | 0 | Fri24:00 | 0 | 0 | 0 | 0 | Fri24:00 | 0.597 | 0.0869 | 0.4302 | 0.5161 | Fri24:00 | 0.7904 | 0.4797 | 0.0323 | 0.626
Sat1:00 | 0 | 0 | 0 | 0 | Sat1:00 | 0 | 0 | 0 | 0 | Sat1:00 | 0.5929 | 0.0657 | 0.5139 | 0.5374 | Sat1:00 | 0.7003 | 0.5129 | 0.0256 | 0.4849
Sat2:00 | 0 | 0 | 0 | 0 | Sat2:00 | 0 | 0 | 0 | 0 | Sat2:00 | 0.5678 | 0.0718 | 0.5313 | 0.6852 | Sat2:00 | 0.6663 | 0.5201 | 0.0503 | 0.4482
Sat3:00 | 0 | 0 | 0 | 0 | Sat3:00 | 0 | 0 | 0 | 0 | Sat3:00 | 0.5264 | 0.0766 | 0.4405 | 0.6621 | Sat3:00 | 0.6119 | 0.5708 | 0.0622 | 0.3751
Sat4:00 | 0 | 0 | 0 | 0 | Sat4:00 | 0 | 0 | 0 | 0 | Sat4:00 | 0.519 | 0.0983 | 0.4024 | 0.6684 | Sat4:00 | 0.5707 | 0.6062 | 0.1022 | 0.2931
Sat5:00 | 0 | 0 | 0 | 0 | Sat5:00 | 0 | 0 | 0 | 0 | Sat5:00 | 0.3986 | 0.1415 | 0.5498 | 0.7309 | Sat5:00 | 0.4886 | 0.6464 | 0.1564 | 0.2321
Sat6:00 | 0 | 0 | 0 | 0 | Sat6:00 | 0 | 0 | 0 | 0 | Sat6:00 | 0.3384 | 0.1055 | 0.5121 | 0.703 | Sat6:00 | 0.4121 | 0.6727 | 0.2938 | 0.1532
Sat7:00 | 0 | 0 | 0 | 0 | Sat7:00 | 0.0385 | 0.0308 | 0 | 0 | Sat7:00 | 0.2644 | 0.0688 | 0.4103 | 0.5857 | Sat7:00 | 0.3394 | 0.5916 | 0.3342 | 0.0917
Sat8:00 | 0 | 0 | 0 | 0 | Sat8:00 | 0.1197 | 0.1346 | 0.1138 | 0.0035 | Sat8:00 | 0.291 | 0.0235 | 0.4052 | 0.5661 | Sat8:00 | 0.2952 | 0.483 | 0.2268 | 0.0714
Sat9:00 | 0.0227 | 0.1538 | 0.0486 | 0 | Sat9:00 | 0.2701 | 0.4208 | 0.3275 | 0.1128 | Sat9:00 | 0.3209 | 0.0022 | 0.422 | 0.6113 | Sat9:00 | 0.2684 | 0.4029 | 0.1397 | 0.0615
Sat10:00 | 0.3327 | 0.557 | 0.534 | 0.0662 | Sat10:00 | 0.4147 | 0.5904 | 0.6435 | 0.3737 | Sat10:00 | 0.4111 | 0.0014 | 0.3667 | 0.6669 | Sat10:00 | 0.4304 | 0.3762 | 0.2277 | 0.064
Sat11:00 | 0.33 | 0.8002 | 0.7914 | 0.5246 | Sat11:00 | 0.4992 | 0.7657 | 0.7576 | 0.4263 | Sat11:00 | 0.5402 | 0.0012 | 0.4943 | 0.6391 | Sat11:00 | 0.5768 | 0.3591 | 0.3018 | 0.0249
Sat12:00 | 0.3309 | 0.7905 | 0.7695 | 0.459 | Sat12:00 | 0.54 | 0.8715 | 0.9435 | 0.5743 | Sat12:00 | 0.7457 | 0.0003 | 0.5333 | 0.7443 | Sat12:00 | 0.7314 | 0.2615 | 0.4276 | 0.0046
Sat13:00 | 0.3321 | 0.9177 | 0.7489 | 0.388 | Sat13:00 | 0.5602 | 0.9149 | 0.9528 | 0.9666 | Sat13:00 | 0.7899 | 0.002 | 0.5794 | 0.7386 | Sat13:00 | 0.7815 | 0.1433 | 0.3831 | 0.0141
Sat14:00 | 0.3338 | 0.6304 | 0.7631 | 0.3728 | Sat14:00 | 0.5452 | 0.8103 | 0.9294 | 0.7499 | Sat14:00 | 0.7345 | 0.003 | 0.4518 | 0.688 | Sat14:00 | 0.7212 | 0.1024 | 0.3835 | 0.035
Sat15:00 | 0.333 | 0.7171 | 0.7764 | 0.2586 | Sat15:00 | 0.5067 | 0.8571 | 0.8723 | 0.6705 | Sat15:00 | 0.5509 | 0.0014 | 0.3098 | 0.6971 | Sat15:00 | 0.6521 | 0.1026 | 0.356 | 0.0697
Sat16:00 | 0.334 | 0.6276 | 0.7712 | 0.4967 | Sat16:00 | 0.6011 | 0.6452 | 0.7024 | 0.5937 | Sat16:00 | 0.4399 | 0.0033 | 0.2689 | 0.7162 | Sat16:00 | 0.6068 | 0.0789 | 0.4311 | 0.1414
Sat17:00 | 0.3344 | 0.7421 | 0.6685 | 0.8312 | Sat17:00 | 0.377 | 0.5744 | 0.4239 | 0.3712 | Sat17:00 | 0.4192 | 0.0005 | 0.3053 | 0.6871 | Sat17:00 | 0.602 | 0.0497 | 0.4493 | 0.2762
Sat18:00 | 0.3359 | 0.7468 | 0.111 | 0 | Sat18:00 | 0.2398 | 0.3471 | 0.1452 | 0.1311 | Sat18:00 | 0.3245 | 0.0064 | 0.2862 | 0.7092 | Sat18:00 | 0.6822 | 0.0439 | 0.4573 | 0.4535
Sat19:00 | 0.3058 | 0.5123 | 0 | 0 | Sat19:00 | 0.0787 | 0.1152 | 0.0022 | 0.0019 | Sat19:00 | 0.2542 | 0.0151 | 0.3685 | 0.7297 | Sat19:00 | 0.7699 | 0.0422 | 0.482 | 0.6202
Sat20:00 | 0 | 0 | 0 | 0 | Sat20:00 | 0.0075 | 0.0136 | 0 | 0 | Sat20:00 | 0.2798 | 0.054 | 0.4935 | 0.7307 | Sat20:00 | 0.8873 | 0.0701 | 0.3411 | 0.745
Sat21:00 | 0 | 0 | 0 | 0 | Sat21:00 | 0 | 0 | 0 | 0 | Sat21:00 | 0.3598 | 0.1138 | 0.5771 | 0.6633 | Sat21:00 | 0.9077 | 0.114 | 0.2238 | 0.8254
Sat22:00 | 0 | 0 | 0 | 0 | Sat22:00 | 0 | 0 | 0 | 0 | Sat22:00 | 0.3286 | 0.1335 | 0.6765 | 0.5982 | Sat22:00 | 0.8648 | 0.1159 | 0.1309 | 0.7822
Sat23:00 | 0 | 0 | 0 | 0 | Sat23:00 | 0 | 0 | 0 | 0 | Sat23:00 | 0.4423 | 0.2294 | 0.7893 | 0.4073 | Sat23:00 | 0.7644 | 0.2167 | 0.1627 | 0.7543
Sat24:00 | 0 | 0 | 0 | 0 | Sat24:00 | 0 | 0 | 0 | 0 | Sat24:00 | 0.5058 | 0.2176 | 0.7363 | 0.2858 | Sat24:00 | 0.7299 | 0.2956 | 0.1301 | 0.7051
Sun1:00 | 0 | 0 | 0 | 0 | Sun1:00 | 0 | 0 | 0 | 0 | Sun1:00 | 0.3563 | 0.0885 | 0.6983 | 0.3011 | Sun1:00 | 0.7278 | 0.3051 | 0.0968 | 0.6693
Sun2:00 | 0 | 0 | 0 | 0 | Sun2:00 | 0 | 0 | 0 | 0 | Sun2:00 | 0.4459 | 0.1771 | 0.6709 | 0.2142 | Sun2:00 | 0.6348 | 0.3167 | 0.0568 | 0.6823
Sun3:00 | 0 | 0 | 0 | 0 | Sun3:00 | 0 | 0 | 0 | 0 | Sun3:00 | 0.5482 | 0.227 | 0.5967 | 0.2324 | Sun3:00 | 0.4998 | 0.2758 | 0.0443 | 0.6825
Sun4:00 | 0 | 0 | 0 | 0 | Sun4:00 | 0 | 0 | 0 | 0 | Sun4:00 | 0.5457 | 0.1297 | 0.6007 | 0.1141 | Sun4:00 | 0.4154 | 0.1814 | 0.029 | 0.6867
Sun5:00 | 0 | 0 | 0 | 0 | Sun5:00 | 0 | 0 | 0 | 0 | Sun5:00 | 0.5213 | 0.0859 | 0.6528 | 0.1301 | Sun5:00 | 0.4125 | 0.1115 | 0.0239 | 0.6791
Sun6:00 | 0 | 0 | 0 | 0 | Sun6:00 | 0.0002 | 0 | 0 | 0 | Sun6:00 | 0.5563 | 0.0725 | 0.6683 | 0.1448 | Sun6:00 | 0.3558 | 0.1271 | 0.0304 | 0.6967
Sun7:00 | 0 | 0 | 0 | 0 | Sun7:00 | 0.0429 | 0.0317 | 0 | 0 | Sun7:00 | 0.5527 | 0.0396 | 0.6083 | 0.1268 | Sun7:00 | 0.327 | 0.0894 | 0.0217 | 0.6214
Sun8:00 | 0 | 0 | 0 | 0 | Sun8:00 | 0.2058 | 0.1838 | 0.1228 | 0.0082 | Sun8:00 | 0.5262 | 0.0367 | 0.6379 | 0.0711 | Sun8:00 | 0.4385 | 0.0275 | 0.0193 | 0.6023
Sun9:00 | 0.2344 | 0.3129 | 0.0729 | 0 | Sun9:00 | 0.3802 | 0.4365 | 0.4123 | 0.2117 | Sun9:00 | 0.5308 | 0.0356 | 0.6366 | 0.0594 | Sun9:00 | 0.5774 | 0.0108 | 0.0202 | 0.5833
Sun10:00 | 0.6085 | 0.6261 | 0.5433 | 0.0805 | Sun10:00 | 0.5435 | 0.5477 | 0.6812 | 0.4466 | Sun10:00 | 0.652 | 0.1126 | 0.715 | 0.0275 | Sun10:00 | 0.4251 | 0.0099 | 0.025 | 0.5703
Sun11:00 | 0.6365 | 0.6505 | 0.8372 | 0.289 | Sun11:00 | 0.7751 | 0.7508 | 0.853 | 0.6962 | Sun11:00 | 0.6483 | 0.0905 | 0.7232 | 0.0626 | Sun11:00 | 0.3586 | 0.0191 | 0.0624 | 0.423
Sun12:00 | 0.6813 | 0.6397 | 0.807 | 0.2762 | Sun12:00 | 0.9555 | 0.7306 | 0.9648 | 0.7593 | Sun12:00 | 0.6884 | 0.0964 | 0.6033 | 0.0156 | Sun12:00 | 0.4759 | 0.0227 | 0.1077 | 0.3542
Sun13:00 | 0.8236 | 0.5433 | 0.7966 | 0.5111 | Sun13:00 | 0.9534 | 0.8116 | 0.979 | 0.8357 | Sun13:00 | 0.5721 | 0.0761 | 0.4412 | 0.068 | Sun13:00 | 0.5754 | 0.058 | 0.1769 | 0.2529
Sun14:00 | 0.8254 | 0.6845 | 0.8084 | 0.6224 | Sun14:00 | 0.9421 | 0.9151 | 0.9726 | 0.9392 | Sun14:00 | 0.3521 | 0.0925 | 0.4368 | 0.062 | Sun14:00 | 0.6173 | 0.0972 | 0.2559 | 0.1524
Sun15:00 | 0.7462 | 0.575 | 0.8342 | 0.7431 | Sun15:00 | 0.8449 | 0.7073 | 0.8762 | 0.5168 | Sun15:00 | 0.1927 | 0.1101 | 0.376 | 0.049 | Sun15:00 | 0.6405 | 0.1189 | 0.3441 | 0.1474
Sun16:00 | 0.9456 | 0.6187 | 0.8312 | 0.8339 | Sun16:00 | 0.7692 | 0.6446 | 0.683 | 0.5929 | Sun16:00 | 0.1565 | 0.1674 | 0.3369 | 0.0582 | Sun16:00 | 0.6368 | 0.0916 | 0.34 | 0.1861
Sun17:00 | 0.8778 | 0.452 | 0.754 | 0.8607 | Sun17:00 | 0.5605 | 0.496 | 0.4524 | 0.534 | Sun17:00 | 0.0911 | 0.2557 | 0.2776 | 0.0839 | Sun17:00 | 0.6267 | 0.0964 | 0.3249 | 0.2592
Sun18:00 | 0.7924 | 0.4504 | 0 | 0 | Sun18:00 | 0.3235 | 0.2899 | 0.1568 | 0.2596 | Sun18:00 | 0.1042 | 0.4158 | 0.1917 | 0.1534 | Sun18:00 | 0.6494 | 0.1754 | 0.2567 | 0.3481
Sun19:00 | 0.2116 | 0.1648 | 0 | 0 | Sun19:00 | 0.0949 | 0.1138 | 0.0025 | 0.0088 | Sun19:00 | 0.0756 | 0.4959 | 0.2267 | 0.2873 | Sun19:00 | 0.6814 | 0.1413 | 0.2226 | 0.49
Sun20:00 | 0 | 0 | 0 | 0 | Sun20:00 | 0.0081 | 0.0184 | 0 | 0 | Sun20:00 | 0.2291 | 0.3843 | 0.46 | 0.2524 | Sun20:00 | 0.7015 | 0.1182 | 0.1255 | 0.6506
Sun21:00 | 0 | 0 | 0 | 0 | Sun21:00 | 0 | 0 | 0 | 0 | Sun21:00 | 0.4505 | 0.3261 | 0.6933 | 0.1809 | Sun21:00 | 0.6934 | 0.1326 | 0.074 | 0.7462
Sun22:00 | 0 | 0 | 0 | 0 | Sun22:00 | 0 | 0 | 0 | 0 | Sun22:00 | 0.676 | 0.0357 | 0.6757 | 0.2413 | Sun22:00 | 0.7496 | 0.1583 | 0.0478 | 0.7208
Sun23:00 | 0 | 0 | 0 | 0 | Sun23:00 | 0 | 0 | 0 | 0 | Sun23:00 | 0.832 | 0.0289 | 0.7606 | 0.1534 | Sun23:00 | 0.7003 | 0.3259 | 0.0163 | 0.7233
Sun24:00 | 0 | 0 | 0 | 0 | Sun24:00 | 0 | 0 | 0 | 0 | Sun24:00 | 0.8313 | 0.0233 | 0.7032 | 0.4997 | Sun24:00 | 0.7031 | 0.3073 | 0.0069 | 0.6729

## CapFactor_hour_3days
1 representative week
ERCOT total
| SOLAR CSP |  |  |  |  | SOLAR PVSAT |  |  |  |  | wind |  |  |  |  | wind-new
| Spring | Summer | Fall | Winter |  | Spring | Summer | Fall | Winter |  | Spring | Summer | Fall | Winter |  | Spring | Summer | Fall | Winter
Mon1:00 | 0 | 0 | 0 | 0 | Mon1:00 | 0 | 0 | 0 | 0 | Mon1:00 | 0.456 | 0.3183 | 0.4011 | 0.3196 | Mon1:00 | 0.6593 | 0.5212 | 0.4044 | 0.3864
Mon2:00 | 0 | 0 | 0 | 0 | Mon2:00 | 0 | 0 | 0 | 0 | Mon2:00 | 0.4475 | 0.2584 | 0.3881 | 0.29 | Mon2:00 | 0.6402 | 0.464 | 0.3664 | 0.4249
Mon3:00 | 0 | 0 | 0 | 0 | Mon3:00 | 0 | 0 | 0 | 0 | Mon3:00 | 0.4666 | 0.2446 | 0.3531 | 0.23 | Mon3:00 | 0.6353 | 0.4585 | 0.3587 | 0.4371
Mon4:00 | 0 | 0 | 0 | 0 | Mon4:00 | 0 | 0 | 0 | 0 | Mon4:00 | 0.4386 | 0.2694 | 0.3502 | 0.2092 | Mon4:00 | 0.6181 | 0.4249 | 0.3711 | 0.4267
Mon5:00 | 0 | 0 | 0 | 0 | Mon5:00 | 0 | 0 | 0 | 0 | Mon5:00 | 0.3995 | 0.2559 | 0.3263 | 0.2292 | Mon5:00 | 0.6218 | 0.4142 | 0.374 | 0.4531
Mon6:00 | 0 | 0 | 0 | 0 | Mon6:00 | 0.0007 | 0.0066 | 0 | 0 | Mon6:00 | 0.3679 | 0.2693 | 0.2879 | 0.2221 | Mon6:00 | 0.6604 | 0.3747 | 0.3691 | 0.4525
Mon7:00 | 0 | 0 | 0 | 0 | Mon7:00 | 0.0958 | 0.1847 | 0.0053 | 0 | Mon7:00 | 0.3345 | 0.2529 | 0.2757 | 0.2335 | Mon7:00 | 0.6425 | 0.3314 | 0.3716 | 0.3946
Mon8:00 | 0 | 0.0256 | 0 | 0 | Mon8:00 | 0.3954 | 0.5577 | 0.2447 | 0.0129 | Mon8:00 | 0.2531 | 0.1969 | 0.2739 | 0.2483 | Mon8:00 | 0.5487 | 0.263 | 0.3395 | 0.3818
Mon9:00 | 0.1063 | 0.2605 | 0.0124 | 0 | Mon9:00 | 0.5971 | 0.7871 | 0.5463 | 0.2634 | Mon9:00 | 0.1942 | 0.1483 | 0.2734 | 0.2717 | Mon9:00 | 0.4574 | 0.2138 | 0.3193 | 0.3888
Mon10:00 | 0.2426 | 0.6474 | 0.3743 | 0.0102 | Mon10:00 | 0.7258 | 0.8678 | 0.6572 | 0.5236 | Mon10:00 | 0.1881 | 0.1279 | 0.208 | 0.2258 | Mon10:00 | 0.3256 | 0.1674 | 0.2213 | 0.388
Mon11:00 | 0.3282 | 0.7217 | 0.6241 | 0.1356 | Mon11:00 | 0.7521 | 0.8733 | 0.6891 | 0.617 | Mon11:00 | 0.1917 | 0.1143 | 0.1874 | 0.2207 | Mon11:00 | 0.3857 | 0.1674 | 0.1462 | 0.2503
Mon12:00 | 0.4036 | 0.8087 | 0.5921 | 0.2921 | Mon12:00 | 0.8102 | 0.8498 | 0.655 | 0.6129 | Mon12:00 | 0.2841 | 0.0962 | 0.2272 | 0.2825 | Mon12:00 | 0.529 | 0.1374 | 0.2479 | 0.2089
Mon13:00 | 0.4861 | 0.7326 | 0.5629 | 0.2992 | Mon13:00 | 0.8016 | 0.8493 | 0.6973 | 0.6053 | Mon13:00 | 0.3406 | 0.1161 | 0.1929 | 0.2649 | Mon13:00 | 0.5802 | 0.1692 | 0.238 | 0.2004
Mon14:00 | 0.5183 | 0.7813 | 0.6172 | 0.2964 | Mon14:00 | 0.8069 | 0.8466 | 0.6645 | 0.5985 | Mon14:00 | 0.2997 | 0.1834 | 0.1645 | 0.213 | Mon14:00 | 0.5397 | 0.186 | 0.2824 | 0.1926
Mon15:00 | 0.543 | 0.7742 | 0.6497 | 0.3348 | Mon15:00 | 0.8102 | 0.8518 | 0.6945 | 0.6171 | Mon15:00 | 0.2589 | 0.1645 | 0.1581 | 0.2012 | Mon15:00 | 0.4448 | 0.2004 | 0.2468 | 0.1949
Mon16:00 | 0.5158 | 0.7623 | 0.667 | 0.341 | Mon16:00 | 0.7089 | 0.8531 | 0.6358 | 0.5705 | Mon16:00 | 0.2578 | 0.1475 | 0.1577 | 0.2237 | Mon16:00 | 0.4542 | 0.218 | 0.299 | 0.2033
Mon17:00 | 0.4714 | 0.6706 | 0.323 | 0.1901 | Mon17:00 | 0.7081 | 0.7916 | 0.4353 | 0.4027 | Mon17:00 | 0.2615 | 0.1508 | 0.1695 | 0.2405 | Mon17:00 | 0.5143 | 0.2165 | 0.3226 | 0.2286
Mon18:00 | 0.225 | 0.4966 | 0 | 0 | Mon18:00 | 0.4816 | 0.6451 | 0.0906 | 0.1088 | Mon18:00 | 0.3254 | 0.1979 | 0.1704 | 0.2557 | Mon18:00 | 0.561 | 0.2466 | 0.345 | 0.2725
Mon19:00 | 0 | 0.0905 | 0 | 0 | Mon19:00 | 0.1357 | 0.3408 | 0.0001 | 0.0002 | Mon19:00 | 0.4104 | 0.2265 | 0.1889 | 0.3158 | Mon19:00 | 0.6292 | 0.2769 | 0.419 | 0.3575
Mon20:00 | 0 | 0 | 0 | 0 | Mon20:00 | 0.0039 | 0.0411 | 0 | 0 | Mon20:00 | 0.431 | 0.2566 | 0.2666 | 0.3162 | Mon20:00 | 0.7398 | 0.3917 | 0.4129 | 0.4618
Mon21:00 | 0 | 0 | 0 | 0 | Mon21:00 | 0 | 0 | 0 | 0 | Mon21:00 | 0.4282 | 0.2818 | 0.3625 | 0.3112 | Mon21:00 | 0.8021 | 0.5139 | 0.4091 | 0.5624
Mon22:00 | 0 | 0 | 0 | 0 | Mon22:00 | 0 | 0 | 0 | 0 | Mon22:00 | 0.4818 | 0.265 | 0.3886 | 0.3144 | Mon22:00 | 0.7607 | 0.5082 | 0.4432 | 0.5121
Mon23:00 | 0 | 0 | 0 | 0 | Mon23:00 | 0 | 0 | 0 | 0 | Mon23:00 | 0.4783 | 0.2656 | 0.3574 | 0.3275 | Mon23:00 | 0.7406 | 0.4857 | 0.4605 | 0.4694
Mon24:00 | 0 | 0 | 0 | 0 | Mon24:00 | 0 | 0 | 0 | 0 | Mon24:00 | 0.489 | 0.3226 | 0.3593 | 0.2907 | Mon24:00 | 0.5846 | 0.4917 | 0.4745 | 0.4103
Tue1:00 | 0 | 0 | 0 | 0 | Tue1:00 | 0 | 0 | 0 | 0 | Tue1:00 | 0.456 | 0.3183 | 0.4011 | 0.3196 | Tue1:00 | 0.6593 | 0.5212 | 0.4044 | 0.3864
Tue2:00 | 0 | 0 | 0 | 0 | Tue2:00 | 0 | 0 | 0 | 0 | Tue2:00 | 0.4475 | 0.2584 | 0.3881 | 0.29 | Tue2:00 | 0.6402 | 0.464 | 0.3664 | 0.4249
Tue3:00 | 0 | 0 | 0 | 0 | Tue3:00 | 0 | 0 | 0 | 0 | Tue3:00 | 0.4666 | 0.2446 | 0.3531 | 0.23 | Tue3:00 | 0.6353 | 0.4585 | 0.3587 | 0.4371
Tue4:00 | 0 | 0 | 0 | 0 | Tue4:00 | 0 | 0 | 0 | 0 | Tue4:00 | 0.4386 | 0.2694 | 0.3502 | 0.2092 | Tue4:00 | 0.6181 | 0.4249 | 0.3711 | 0.4267
Tue5:00 | 0 | 0 | 0 | 0 | Tue5:00 | 0 | 0 | 0 | 0 | Tue5:00 | 0.3995 | 0.2559 | 0.3263 | 0.2292 | Tue5:00 | 0.6218 | 0.4142 | 0.374 | 0.4531
Tue6:00 | 0 | 0 | 0 | 0 | Tue6:00 | 0.0007 | 0.0066 | 0 | 0 | Tue6:00 | 0.3679 | 0.2693 | 0.2879 | 0.2221 | Tue6:00 | 0.6604 | 0.3747 | 0.3691 | 0.4525
Tue7:00 | 0 | 0 | 0 | 0 | Tue7:00 | 0.0958 | 0.1847 | 0.0053 | 0 | Tue7:00 | 0.3345 | 0.2529 | 0.2757 | 0.2335 | Tue7:00 | 0.6425 | 0.3314 | 0.3716 | 0.3946
Tue8:00 | 0 | 0.0256 | 0 | 0 | Tue8:00 | 0.3954 | 0.5577 | 0.2447 | 0.0129 | Tue8:00 | 0.2531 | 0.1969 | 0.2739 | 0.2483 | Tue8:00 | 0.5487 | 0.263 | 0.3395 | 0.3818
Tue9:00 | 0.1063 | 0.2605 | 0.0124 | 0 | Tue9:00 | 0.5971 | 0.7871 | 0.5463 | 0.2634 | Tue9:00 | 0.1942 | 0.1483 | 0.2734 | 0.2717 | Tue9:00 | 0.4574 | 0.2138 | 0.3193 | 0.3888
Tue10:00 | 0.2426 | 0.6474 | 0.3743 | 0.0102 | Tue10:00 | 0.7258 | 0.8678 | 0.6572 | 0.5236 | Tue10:00 | 0.1881 | 0.1279 | 0.208 | 0.2258 | Tue10:00 | 0.3256 | 0.1674 | 0.2213 | 0.388
Tue11:00 | 0.3282 | 0.7217 | 0.6241 | 0.1356 | Tue11:00 | 0.7521 | 0.8733 | 0.6891 | 0.617 | Tue11:00 | 0.1917 | 0.1143 | 0.1874 | 0.2207 | Tue11:00 | 0.3857 | 0.1674 | 0.1462 | 0.2503
Tue12:00 | 0.4036 | 0.8087 | 0.5921 | 0.2921 | Tue12:00 | 0.8102 | 0.8498 | 0.655 | 0.6129 | Tue12:00 | 0.2841 | 0.0962 | 0.2272 | 0.2825 | Tue12:00 | 0.529 | 0.1374 | 0.2479 | 0.2089
Tue13:00 | 0.4861 | 0.7326 | 0.5629 | 0.2992 | Tue13:00 | 0.8016 | 0.8493 | 0.6973 | 0.6053 | Tue13:00 | 0.3406 | 0.1161 | 0.1929 | 0.2649 | Tue13:00 | 0.5802 | 0.1692 | 0.238 | 0.2004
Tue14:00 | 0.5183 | 0.7813 | 0.6172 | 0.2964 | Tue14:00 | 0.8069 | 0.8466 | 0.6645 | 0.5985 | Tue14:00 | 0.2997 | 0.1834 | 0.1645 | 0.213 | Tue14:00 | 0.5397 | 0.186 | 0.2824 | 0.1926
Tue15:00 | 0.543 | 0.7742 | 0.6497 | 0.3348 | Tue15:00 | 0.8102 | 0.8518 | 0.6945 | 0.6171 | Tue15:00 | 0.2589 | 0.1645 | 0.1581 | 0.2012 | Tue15:00 | 0.4448 | 0.2004 | 0.2468 | 0.1949
Tue16:00 | 0.5158 | 0.7623 | 0.667 | 0.341 | Tue16:00 | 0.7089 | 0.8531 | 0.6358 | 0.5705 | Tue16:00 | 0.2578 | 0.1475 | 0.1577 | 0.2237 | Tue16:00 | 0.4542 | 0.218 | 0.299 | 0.2033
Tue17:00 | 0.4714 | 0.6706 | 0.323 | 0.1901 | Tue17:00 | 0.7081 | 0.7916 | 0.4353 | 0.4027 | Tue17:00 | 0.2615 | 0.1508 | 0.1695 | 0.2405 | Tue17:00 | 0.5143 | 0.2165 | 0.3226 | 0.2286
Tue18:00 | 0.225 | 0.4966 | 0 | 0 | Tue18:00 | 0.4816 | 0.6451 | 0.0906 | 0.1088 | Tue18:00 | 0.3254 | 0.1979 | 0.1704 | 0.2557 | Tue18:00 | 0.561 | 0.2466 | 0.345 | 0.2725
Tue19:00 | 0 | 0.0905 | 0 | 0 | Tue19:00 | 0.1357 | 0.3408 | 0.0001 | 0.0002 | Tue19:00 | 0.4104 | 0.2265 | 0.1889 | 0.3158 | Tue19:00 | 0.6292 | 0.2769 | 0.419 | 0.3575
Tue20:00 | 0 | 0 | 0 | 0 | Tue20:00 | 0.0039 | 0.0411 | 0 | 0 | Tue20:00 | 0.431 | 0.2566 | 0.2666 | 0.3162 | Tue20:00 | 0.7398 | 0.3917 | 0.4129 | 0.4618
Tue21:00 | 0 | 0 | 0 | 0 | Tue21:00 | 0 | 0 | 0 | 0 | Tue21:00 | 0.4282 | 0.2818 | 0.3625 | 0.3112 | Tue21:00 | 0.8021 | 0.5139 | 0.4091 | 0.5624
Tue22:00 | 0 | 0 | 0 | 0 | Tue22:00 | 0 | 0 | 0 | 0 | Tue22:00 | 0.4818 | 0.265 | 0.3886 | 0.3144 | Tue22:00 | 0.7607 | 0.5082 | 0.4432 | 0.5121
Tue23:00 | 0 | 0 | 0 | 0 | Tue23:00 | 0 | 0 | 0 | 0 | Tue23:00 | 0.4783 | 0.2656 | 0.3574 | 0.3275 | Tue23:00 | 0.7406 | 0.4857 | 0.4605 | 0.4694
Tue24:00 | 0 | 0 | 0 | 0 | Tue24:00 | 0 | 0 | 0 | 0 | Tue24:00 | 0.489 | 0.3226 | 0.3593 | 0.2907 | Tue24:00 | 0.5846 | 0.4917 | 0.4745 | 0.4103
Wed1:00 | 0 | 0 | 0 | 0 | Wed1:00 | 0 | 0 | 0 | 0 | Wed1:00 | 0.456 | 0.3183 | 0.4011 | 0.3196 | Wed1:00 | 0.6593 | 0.5212 | 0.4044 | 0.3864
Wed2:00 | 0 | 0 | 0 | 0 | Wed2:00 | 0 | 0 | 0 | 0 | Wed2:00 | 0.4475 | 0.2584 | 0.3881 | 0.29 | Wed2:00 | 0.6402 | 0.464 | 0.3664 | 0.4249
Wed3:00 | 0 | 0 | 0 | 0 | Wed3:00 | 0 | 0 | 0 | 0 | Wed3:00 | 0.4666 | 0.2446 | 0.3531 | 0.23 | Wed3:00 | 0.6353 | 0.4585 | 0.3587 | 0.4371
Wed4:00 | 0 | 0 | 0 | 0 | Wed4:00 | 0 | 0 | 0 | 0 | Wed4:00 | 0.4386 | 0.2694 | 0.3502 | 0.2092 | Wed4:00 | 0.6181 | 0.4249 | 0.3711 | 0.4267
Wed5:00 | 0 | 0 | 0 | 0 | Wed5:00 | 0 | 0 | 0 | 0 | Wed5:00 | 0.3995 | 0.2559 | 0.3263 | 0.2292 | Wed5:00 | 0.6218 | 0.4142 | 0.374 | 0.4531
Wed6:00 | 0 | 0 | 0 | 0 | Wed6:00 | 0.0007 | 0.0066 | 0 | 0 | Wed6:00 | 0.3679 | 0.2693 | 0.2879 | 0.2221 | Wed6:00 | 0.6604 | 0.3747 | 0.3691 | 0.4525
Wed7:00 | 0 | 0 | 0 | 0 | Wed7:00 | 0.0958 | 0.1847 | 0.0053 | 0 | Wed7:00 | 0.3345 | 0.2529 | 0.2757 | 0.2335 | Wed7:00 | 0.6425 | 0.3314 | 0.3716 | 0.3946
Wed8:00 | 0 | 0.0256 | 0 | 0 | Wed8:00 | 0.3954 | 0.5577 | 0.2447 | 0.0129 | Wed8:00 | 0.2531 | 0.1969 | 0.2739 | 0.2483 | Wed8:00 | 0.5487 | 0.263 | 0.3395 | 0.3818
Wed9:00 | 0.1063 | 0.2605 | 0.0124 | 0 | Wed9:00 | 0.5971 | 0.7871 | 0.5463 | 0.2634 | Wed9:00 | 0.1942 | 0.1483 | 0.2734 | 0.2717 | Wed9:00 | 0.4574 | 0.2138 | 0.3193 | 0.3888
Wed10:00 | 0.2426 | 0.6474 | 0.3743 | 0.0102 | Wed10:00 | 0.7258 | 0.8678 | 0.6572 | 0.5236 | Wed10:00 | 0.1881 | 0.1279 | 0.208 | 0.2258 | Wed10:00 | 0.3256 | 0.1674 | 0.2213 | 0.388
Wed11:00 | 0.3282 | 0.7217 | 0.6241 | 0.1356 | Wed11:00 | 0.7521 | 0.8733 | 0.6891 | 0.617 | Wed11:00 | 0.1917 | 0.1143 | 0.1874 | 0.2207 | Wed11:00 | 0.3857 | 0.1674 | 0.1462 | 0.2503
Wed12:00 | 0.4036 | 0.8087 | 0.5921 | 0.2921 | Wed12:00 | 0.8102 | 0.8498 | 0.655 | 0.6129 | Wed12:00 | 0.2841 | 0.0962 | 0.2272 | 0.2825 | Wed12:00 | 0.529 | 0.1374 | 0.2479 | 0.2089
Wed13:00 | 0.4861 | 0.7326 | 0.5629 | 0.2992 | Wed13:00 | 0.8016 | 0.8493 | 0.6973 | 0.6053 | Wed13:00 | 0.3406 | 0.1161 | 0.1929 | 0.2649 | Wed13:00 | 0.5802 | 0.1692 | 0.238 | 0.2004
Wed14:00 | 0.5183 | 0.7813 | 0.6172 | 0.2964 | Wed14:00 | 0.8069 | 0.8466 | 0.6645 | 0.5985 | Wed14:00 | 0.2997 | 0.1834 | 0.1645 | 0.213 | Wed14:00 | 0.5397 | 0.186 | 0.2824 | 0.1926
Wed15:00 | 0.543 | 0.7742 | 0.6497 | 0.3348 | Wed15:00 | 0.8102 | 0.8518 | 0.6945 | 0.6171 | Wed15:00 | 0.2589 | 0.1645 | 0.1581 | 0.2012 | Wed15:00 | 0.4448 | 0.2004 | 0.2468 | 0.1949
Wed16:00 | 0.5158 | 0.7623 | 0.667 | 0.341 | Wed16:00 | 0.7089 | 0.8531 | 0.6358 | 0.5705 | Wed16:00 | 0.2578 | 0.1475 | 0.1577 | 0.2237 | Wed16:00 | 0.4542 | 0.218 | 0.299 | 0.2033
Wed17:00 | 0.4714 | 0.6706 | 0.323 | 0.1901 | Wed17:00 | 0.7081 | 0.7916 | 0.4353 | 0.4027 | Wed17:00 | 0.2615 | 0.1508 | 0.1695 | 0.2405 | Wed17:00 | 0.5143 | 0.2165 | 0.3226 | 0.2286
Wed18:00 | 0.225 | 0.4966 | 0 | 0 | Wed18:00 | 0.4816 | 0.6451 | 0.0906 | 0.1088 | Wed18:00 | 0.3254 | 0.1979 | 0.1704 | 0.2557 | Wed18:00 | 0.561 | 0.2466 | 0.345 | 0.2725
Wed19:00 | 0 | 0.0905 | 0 | 0 | Wed19:00 | 0.1357 | 0.3408 | 0.0001 | 0.0002 | Wed19:00 | 0.4104 | 0.2265 | 0.1889 | 0.3158 | Wed19:00 | 0.6292 | 0.2769 | 0.419 | 0.3575
Wed20:00 | 0 | 0 | 0 | 0 | Wed20:00 | 0.0039 | 0.0411 | 0 | 0 | Wed20:00 | 0.431 | 0.2566 | 0.2666 | 0.3162 | Wed20:00 | 0.7398 | 0.3917 | 0.4129 | 0.4618
Wed21:00 | 0 | 0 | 0 | 0 | Wed21:00 | 0 | 0 | 0 | 0 | Wed21:00 | 0.4282 | 0.2818 | 0.3625 | 0.3112 | Wed21:00 | 0.8021 | 0.5139 | 0.4091 | 0.5624
Wed22:00 | 0 | 0 | 0 | 0 | Wed22:00 | 0 | 0 | 0 | 0 | Wed22:00 | 0.4818 | 0.265 | 0.3886 | 0.3144 | Wed22:00 | 0.7607 | 0.5082 | 0.4432 | 0.5121
Wed23:00 | 0 | 0 | 0 | 0 | Wed23:00 | 0 | 0 | 0 | 0 | Wed23:00 | 0.4783 | 0.2656 | 0.3574 | 0.3275 | Wed23:00 | 0.7406 | 0.4857 | 0.4605 | 0.4694
Wed24:00 | 0 | 0 | 0 | 0 | Wed24:00 | 0 | 0 | 0 | 0 | Wed24:00 | 0.489 | 0.3226 | 0.3593 | 0.2907 | Wed24:00 | 0.5846 | 0.4917 | 0.4745 | 0.4103
Thu1:00 | 0 | 0 | 0 | 0 | Thu1:00 | 0 | 0 | 0 | 0 | Thu1:00 | 0.456 | 0.3183 | 0.4011 | 0.3196 | Thu1:00 | 0.6593 | 0.5212 | 0.4044 | 0.3864
Thu2:00 | 0 | 0 | 0 | 0 | Thu2:00 | 0 | 0 | 0 | 0 | Thu2:00 | 0.4475 | 0.2584 | 0.3881 | 0.29 | Thu2:00 | 0.6402 | 0.464 | 0.3664 | 0.4249
Thu3:00 | 0 | 0 | 0 | 0 | Thu3:00 | 0 | 0 | 0 | 0 | Thu3:00 | 0.4666 | 0.2446 | 0.3531 | 0.23 | Thu3:00 | 0.6353 | 0.4585 | 0.3587 | 0.4371
Thu4:00 | 0 | 0 | 0 | 0 | Thu4:00 | 0 | 0 | 0 | 0 | Thu4:00 | 0.4386 | 0.2694 | 0.3502 | 0.2092 | Thu4:00 | 0.6181 | 0.4249 | 0.3711 | 0.4267
Thu5:00 | 0 | 0 | 0 | 0 | Thu5:00 | 0 | 0 | 0 | 0 | Thu5:00 | 0.3995 | 0.2559 | 0.3263 | 0.2292 | Thu5:00 | 0.6218 | 0.4142 | 0.374 | 0.4531
Thu6:00 | 0 | 0 | 0 | 0 | Thu6:00 | 0.0007 | 0.0066 | 0 | 0 | Thu6:00 | 0.3679 | 0.2693 | 0.2879 | 0.2221 | Thu6:00 | 0.6604 | 0.3747 | 0.3691 | 0.4525
Thu7:00 | 0 | 0 | 0 | 0 | Thu7:00 | 0.0958 | 0.1847 | 0.0053 | 0 | Thu7:00 | 0.3345 | 0.2529 | 0.2757 | 0.2335 | Thu7:00 | 0.6425 | 0.3314 | 0.3716 | 0.3946
Thu8:00 | 0 | 0.0256 | 0 | 0 | Thu8:00 | 0.3954 | 0.5577 | 0.2447 | 0.0129 | Thu8:00 | 0.2531 | 0.1969 | 0.2739 | 0.2483 | Thu8:00 | 0.5487 | 0.263 | 0.3395 | 0.3818
Thu9:00 | 0.1063 | 0.2605 | 0.0124 | 0 | Thu9:00 | 0.5971 | 0.7871 | 0.5463 | 0.2634 | Thu9:00 | 0.1942 | 0.1483 | 0.2734 | 0.2717 | Thu9:00 | 0.4574 | 0.2138 | 0.3193 | 0.3888
Thu10:00 | 0.2426 | 0.6474 | 0.3743 | 0.0102 | Thu10:00 | 0.7258 | 0.8678 | 0.6572 | 0.5236 | Thu10:00 | 0.1881 | 0.1279 | 0.208 | 0.2258 | Thu10:00 | 0.3256 | 0.1674 | 0.2213 | 0.388
Thu11:00 | 0.3282 | 0.7217 | 0.6241 | 0.1356 | Thu11:00 | 0.7521 | 0.8733 | 0.6891 | 0.617 | Thu11:00 | 0.1917 | 0.1143 | 0.1874 | 0.2207 | Thu11:00 | 0.3857 | 0.1674 | 0.1462 | 0.2503
Thu12:00 | 0.4036 | 0.8087 | 0.5921 | 0.2921 | Thu12:00 | 0.8102 | 0.8498 | 0.655 | 0.6129 | Thu12:00 | 0.2841 | 0.0962 | 0.2272 | 0.2825 | Thu12:00 | 0.529 | 0.1374 | 0.2479 | 0.2089
Thu13:00 | 0.4861 | 0.7326 | 0.5629 | 0.2992 | Thu13:00 | 0.8016 | 0.8493 | 0.6973 | 0.6053 | Thu13:00 | 0.3406 | 0.1161 | 0.1929 | 0.2649 | Thu13:00 | 0.5802 | 0.1692 | 0.238 | 0.2004
Thu14:00 | 0.5183 | 0.7813 | 0.6172 | 0.2964 | Thu14:00 | 0.8069 | 0.8466 | 0.6645 | 0.5985 | Thu14:00 | 0.2997 | 0.1834 | 0.1645 | 0.213 | Thu14:00 | 0.5397 | 0.186 | 0.2824 | 0.1926
Thu15:00 | 0.543 | 0.7742 | 0.6497 | 0.3348 | Thu15:00 | 0.8102 | 0.8518 | 0.6945 | 0.6171 | Thu15:00 | 0.2589 | 0.1645 | 0.1581 | 0.2012 | Thu15:00 | 0.4448 | 0.2004 | 0.2468 | 0.1949
Thu16:00 | 0.5158 | 0.7623 | 0.667 | 0.341 | Thu16:00 | 0.7089 | 0.8531 | 0.6358 | 0.5705 | Thu16:00 | 0.2578 | 0.1475 | 0.1577 | 0.2237 | Thu16:00 | 0.4542 | 0.218 | 0.299 | 0.2033
Thu17:00 | 0.4714 | 0.6706 | 0.323 | 0.1901 | Thu17:00 | 0.7081 | 0.7916 | 0.4353 | 0.4027 | Thu17:00 | 0.2615 | 0.1508 | 0.1695 | 0.2405 | Thu17:00 | 0.5143 | 0.2165 | 0.3226 | 0.2286
Thu18:00 | 0.225 | 0.4966 | 0 | 0 | Thu18:00 | 0.4816 | 0.6451 | 0.0906 | 0.1088 | Thu18:00 | 0.3254 | 0.1979 | 0.1704 | 0.2557 | Thu18:00 | 0.561 | 0.2466 | 0.345 | 0.2725
Thu19:00 | 0 | 0.0905 | 0 | 0 | Thu19:00 | 0.1357 | 0.3408 | 0.0001 | 0.0002 | Thu19:00 | 0.4104 | 0.2265 | 0.1889 | 0.3158 | Thu19:00 | 0.6292 | 0.2769 | 0.419 | 0.3575
Thu20:00 | 0 | 0 | 0 | 0 | Thu20:00 | 0.0039 | 0.0411 | 0 | 0 | Thu20:00 | 0.431 | 0.2566 | 0.2666 | 0.3162 | Thu20:00 | 0.7398 | 0.3917 | 0.4129 | 0.4618
Thu21:00 | 0 | 0 | 0 | 0 | Thu21:00 | 0 | 0 | 0 | 0 | Thu21:00 | 0.4282 | 0.2818 | 0.3625 | 0.3112 | Thu21:00 | 0.8021 | 0.5139 | 0.4091 | 0.5624
Thu22:00 | 0 | 0 | 0 | 0 | Thu22:00 | 0 | 0 | 0 | 0 | Thu22:00 | 0.4818 | 0.265 | 0.3886 | 0.3144 | Thu22:00 | 0.7607 | 0.5082 | 0.4432 | 0.5121
Thu23:00 | 0 | 0 | 0 | 0 | Thu23:00 | 0 | 0 | 0 | 0 | Thu23:00 | 0.4783 | 0.2656 | 0.3574 | 0.3275 | Thu23:00 | 0.7406 | 0.4857 | 0.4605 | 0.4694
Thu24:00 | 0 | 0 | 0 | 0 | Thu24:00 | 0 | 0 | 0 | 0 | Thu24:00 | 0.489 | 0.3226 | 0.3593 | 0.2907 | Thu24:00 | 0.5846 | 0.4917 | 0.4745 | 0.4103
Fri1:00 | 0 | 0 | 0 | 0 | Fri1:00 | 0 | 0 | 0 | 0 | Fri1:00 | 0.456 | 0.3183 | 0.4011 | 0.3196 | Fri1:00 | 0.6593 | 0.5212 | 0.4044 | 0.3864
Fri2:00 | 0 | 0 | 0 | 0 | Fri2:00 | 0 | 0 | 0 | 0 | Fri2:00 | 0.4475 | 0.2584 | 0.3881 | 0.29 | Fri2:00 | 0.6402 | 0.464 | 0.3664 | 0.4249
Fri3:00 | 0 | 0 | 0 | 0 | Fri3:00 | 0 | 0 | 0 | 0 | Fri3:00 | 0.4666 | 0.2446 | 0.3531 | 0.23 | Fri3:00 | 0.6353 | 0.4585 | 0.3587 | 0.4371
Fri4:00 | 0 | 0 | 0 | 0 | Fri4:00 | 0 | 0 | 0 | 0 | Fri4:00 | 0.4386 | 0.2694 | 0.3502 | 0.2092 | Fri4:00 | 0.6181 | 0.4249 | 0.3711 | 0.4267
Fri5:00 | 0 | 0 | 0 | 0 | Fri5:00 | 0 | 0 | 0 | 0 | Fri5:00 | 0.3995 | 0.2559 | 0.3263 | 0.2292 | Fri5:00 | 0.6218 | 0.4142 | 0.374 | 0.4531
Fri6:00 | 0 | 0 | 0 | 0 | Fri6:00 | 0.0007 | 0.0066 | 0 | 0 | Fri6:00 | 0.3679 | 0.2693 | 0.2879 | 0.2221 | Fri6:00 | 0.6604 | 0.3747 | 0.3691 | 0.4525
Fri7:00 | 0 | 0 | 0 | 0 | Fri7:00 | 0.0958 | 0.1847 | 0.0053 | 0 | Fri7:00 | 0.3345 | 0.2529 | 0.2757 | 0.2335 | Fri7:00 | 0.6425 | 0.3314 | 0.3716 | 0.3946
Fri8:00 | 0 | 0.0256 | 0 | 0 | Fri8:00 | 0.3954 | 0.5577 | 0.2447 | 0.0129 | Fri8:00 | 0.2531 | 0.1969 | 0.2739 | 0.2483 | Fri8:00 | 0.5487 | 0.263 | 0.3395 | 0.3818
Fri9:00 | 0.1063 | 0.2605 | 0.0124 | 0 | Fri9:00 | 0.5971 | 0.7871 | 0.5463 | 0.2634 | Fri9:00 | 0.1942 | 0.1483 | 0.2734 | 0.2717 | Fri9:00 | 0.4574 | 0.2138 | 0.3193 | 0.3888
Fri10:00 | 0.2426 | 0.6474 | 0.3743 | 0.0102 | Fri10:00 | 0.7258 | 0.8678 | 0.6572 | 0.5236 | Fri10:00 | 0.1881 | 0.1279 | 0.208 | 0.2258 | Fri10:00 | 0.3256 | 0.1674 | 0.2213 | 0.388
Fri11:00 | 0.3282 | 0.7217 | 0.6241 | 0.1356 | Fri11:00 | 0.7521 | 0.8733 | 0.6891 | 0.617 | Fri11:00 | 0.1917 | 0.1143 | 0.1874 | 0.2207 | Fri11:00 | 0.3857 | 0.1674 | 0.1462 | 0.2503
Fri12:00 | 0.4036 | 0.8087 | 0.5921 | 0.2921 | Fri12:00 | 0.8102 | 0.8498 | 0.655 | 0.6129 | Fri12:00 | 0.2841 | 0.0962 | 0.2272 | 0.2825 | Fri12:00 | 0.529 | 0.1374 | 0.2479 | 0.2089
Fri13:00 | 0.4861 | 0.7326 | 0.5629 | 0.2992 | Fri13:00 | 0.8016 | 0.8493 | 0.6973 | 0.6053 | Fri13:00 | 0.3406 | 0.1161 | 0.1929 | 0.2649 | Fri13:00 | 0.5802 | 0.1692 | 0.238 | 0.2004
Fri14:00 | 0.5183 | 0.7813 | 0.6172 | 0.2964 | Fri14:00 | 0.8069 | 0.8466 | 0.6645 | 0.5985 | Fri14:00 | 0.2997 | 0.1834 | 0.1645 | 0.213 | Fri14:00 | 0.5397 | 0.186 | 0.2824 | 0.1926
Fri15:00 | 0.543 | 0.7742 | 0.6497 | 0.3348 | Fri15:00 | 0.8102 | 0.8518 | 0.6945 | 0.6171 | Fri15:00 | 0.2589 | 0.1645 | 0.1581 | 0.2012 | Fri15:00 | 0.4448 | 0.2004 | 0.2468 | 0.1949
Fri16:00 | 0.5158 | 0.7623 | 0.667 | 0.341 | Fri16:00 | 0.7089 | 0.8531 | 0.6358 | 0.5705 | Fri16:00 | 0.2578 | 0.1475 | 0.1577 | 0.2237 | Fri16:00 | 0.4542 | 0.218 | 0.299 | 0.2033
Fri17:00 | 0.4714 | 0.6706 | 0.323 | 0.1901 | Fri17:00 | 0.7081 | 0.7916 | 0.4353 | 0.4027 | Fri17:00 | 0.2615 | 0.1508 | 0.1695 | 0.2405 | Fri17:00 | 0.5143 | 0.2165 | 0.3226 | 0.2286
Fri18:00 | 0.225 | 0.4966 | 0 | 0 | Fri18:00 | 0.4816 | 0.6451 | 0.0906 | 0.1088 | Fri18:00 | 0.3254 | 0.1979 | 0.1704 | 0.2557 | Fri18:00 | 0.561 | 0.2466 | 0.345 | 0.2725
Fri19:00 | 0 | 0.0905 | 0 | 0 | Fri19:00 | 0.1357 | 0.3408 | 0.0001 | 0.0002 | Fri19:00 | 0.4104 | 0.2265 | 0.1889 | 0.3158 | Fri19:00 | 0.6292 | 0.2769 | 0.419 | 0.3575
Fri20:00 | 0 | 0 | 0 | 0 | Fri20:00 | 0.0039 | 0.0411 | 0 | 0 | Fri20:00 | 0.431 | 0.2566 | 0.2666 | 0.3162 | Fri20:00 | 0.7398 | 0.3917 | 0.4129 | 0.4618
Fri21:00 | 0 | 0 | 0 | 0 | Fri21:00 | 0 | 0 | 0 | 0 | Fri21:00 | 0.4282 | 0.2818 | 0.3625 | 0.3112 | Fri21:00 | 0.8021 | 0.5139 | 0.4091 | 0.5624
Fri22:00 | 0 | 0 | 0 | 0 | Fri22:00 | 0 | 0 | 0 | 0 | Fri22:00 | 0.4818 | 0.265 | 0.3886 | 0.3144 | Fri22:00 | 0.7607 | 0.5082 | 0.4432 | 0.5121
Fri23:00 | 0 | 0 | 0 | 0 | Fri23:00 | 0 | 0 | 0 | 0 | Fri23:00 | 0.4783 | 0.2656 | 0.3574 | 0.3275 | Fri23:00 | 0.7406 | 0.4857 | 0.4605 | 0.4694
Fri24:00 | 0 | 0 | 0 | 0 | Fri24:00 | 0 | 0 | 0 | 0 | Fri24:00 | 0.489 | 0.3226 | 0.3593 | 0.2907 | Fri24:00 | 0.5846 | 0.4917 | 0.4745 | 0.4103
Sat1:00 | 0 | 0 | 0 | 0 | Sat1:00 | 0 | 0 | 0 | 0 | Sat1:00 | 0.456 | 0.3183 | 0.4011 | 0.3196 | Sat1:00 | 0.6593 | 0.5212 | 0.4044 | 0.3864
Sat2:00 | 0 | 0 | 0 | 0 | Sat2:00 | 0 | 0 | 0 | 0 | Sat2:00 | 0.4475 | 0.2584 | 0.3881 | 0.29 | Sat2:00 | 0.6402 | 0.464 | 0.3664 | 0.4249
Sat3:00 | 0 | 0 | 0 | 0 | Sat3:00 | 0 | 0 | 0 | 0 | Sat3:00 | 0.4666 | 0.2446 | 0.3531 | 0.23 | Sat3:00 | 0.6353 | 0.4585 | 0.3587 | 0.4371
Sat4:00 | 0 | 0 | 0 | 0 | Sat4:00 | 0 | 0 | 0 | 0 | Sat4:00 | 0.4386 | 0.2694 | 0.3502 | 0.2092 | Sat4:00 | 0.6181 | 0.4249 | 0.3711 | 0.4267
Sat5:00 | 0 | 0 | 0 | 0 | Sat5:00 | 0 | 0 | 0 | 0 | Sat5:00 | 0.3995 | 0.2559 | 0.3263 | 0.2292 | Sat5:00 | 0.6218 | 0.4142 | 0.374 | 0.4531
Sat6:00 | 0 | 0 | 0 | 0 | Sat6:00 | 0.0007 | 0.0066 | 0 | 0 | Sat6:00 | 0.3679 | 0.2693 | 0.2879 | 0.2221 | Sat6:00 | 0.6604 | 0.3747 | 0.3691 | 0.4525
Sat7:00 | 0 | 0 | 0 | 0 | Sat7:00 | 0.0958 | 0.1847 | 0.0053 | 0 | Sat7:00 | 0.3345 | 0.2529 | 0.2757 | 0.2335 | Sat7:00 | 0.6425 | 0.3314 | 0.3716 | 0.3946
Sat8:00 | 0 | 0.0256 | 0 | 0 | Sat8:00 | 0.3954 | 0.5577 | 0.2447 | 0.0129 | Sat8:00 | 0.2531 | 0.1969 | 0.2739 | 0.2483 | Sat8:00 | 0.5487 | 0.263 | 0.3395 | 0.3818
Sat9:00 | 0.1063 | 0.2605 | 0.0124 | 0 | Sat9:00 | 0.5971 | 0.7871 | 0.5463 | 0.2634 | Sat9:00 | 0.1942 | 0.1483 | 0.2734 | 0.2717 | Sat9:00 | 0.4574 | 0.2138 | 0.3193 | 0.3888
Sat10:00 | 0.2426 | 0.6474 | 0.3743 | 0.0102 | Sat10:00 | 0.7258 | 0.8678 | 0.6572 | 0.5236 | Sat10:00 | 0.1881 | 0.1279 | 0.208 | 0.2258 | Sat10:00 | 0.3256 | 0.1674 | 0.2213 | 0.388
Sat11:00 | 0.3282 | 0.7217 | 0.6241 | 0.1356 | Sat11:00 | 0.7521 | 0.8733 | 0.6891 | 0.617 | Sat11:00 | 0.1917 | 0.1143 | 0.1874 | 0.2207 | Sat11:00 | 0.3857 | 0.1674 | 0.1462 | 0.2503
Sat12:00 | 0.4036 | 0.8087 | 0.5921 | 0.2921 | Sat12:00 | 0.8102 | 0.8498 | 0.655 | 0.6129 | Sat12:00 | 0.2841 | 0.0962 | 0.2272 | 0.2825 | Sat12:00 | 0.529 | 0.1374 | 0.2479 | 0.2089
Sat13:00 | 0.4861 | 0.7326 | 0.5629 | 0.2992 | Sat13:00 | 0.8016 | 0.8493 | 0.6973 | 0.6053 | Sat13:00 | 0.3406 | 0.1161 | 0.1929 | 0.2649 | Sat13:00 | 0.5802 | 0.1692 | 0.238 | 0.2004
Sat14:00 | 0.5183 | 0.7813 | 0.6172 | 0.2964 | Sat14:00 | 0.8069 | 0.8466 | 0.6645 | 0.5985 | Sat14:00 | 0.2997 | 0.1834 | 0.1645 | 0.213 | Sat14:00 | 0.5397 | 0.186 | 0.2824 | 0.1926
Sat15:00 | 0.543 | 0.7742 | 0.6497 | 0.3348 | Sat15:00 | 0.8102 | 0.8518 | 0.6945 | 0.6171 | Sat15:00 | 0.2589 | 0.1645 | 0.1581 | 0.2012 | Sat15:00 | 0.4448 | 0.2004 | 0.2468 | 0.1949
Sat16:00 | 0.5158 | 0.7623 | 0.667 | 0.341 | Sat16:00 | 0.7089 | 0.8531 | 0.6358 | 0.5705 | Sat16:00 | 0.2578 | 0.1475 | 0.1577 | 0.2237 | Sat16:00 | 0.4542 | 0.218 | 0.299 | 0.2033
Sat17:00 | 0.4714 | 0.6706 | 0.323 | 0.1901 | Sat17:00 | 0.7081 | 0.7916 | 0.4353 | 0.4027 | Sat17:00 | 0.2615 | 0.1508 | 0.1695 | 0.2405 | Sat17:00 | 0.5143 | 0.2165 | 0.3226 | 0.2286
Sat18:00 | 0.225 | 0.4966 | 0 | 0 | Sat18:00 | 0.4816 | 0.6451 | 0.0906 | 0.1088 | Sat18:00 | 0.3254 | 0.1979 | 0.1704 | 0.2557 | Sat18:00 | 0.561 | 0.2466 | 0.345 | 0.2725
Sat19:00 | 0 | 0.0905 | 0 | 0 | Sat19:00 | 0.1357 | 0.3408 | 0.0001 | 0.0002 | Sat19:00 | 0.4104 | 0.2265 | 0.1889 | 0.3158 | Sat19:00 | 0.6292 | 0.2769 | 0.419 | 0.3575
Sat20:00 | 0 | 0 | 0 | 0 | Sat20:00 | 0.0039 | 0.0411 | 0 | 0 | Sat20:00 | 0.431 | 0.2566 | 0.2666 | 0.3162 | Sat20:00 | 0.7398 | 0.3917 | 0.4129 | 0.4618
Sat21:00 | 0 | 0 | 0 | 0 | Sat21:00 | 0 | 0 | 0 | 0 | Sat21:00 | 0.4282 | 0.2818 | 0.3625 | 0.3112 | Sat21:00 | 0.8021 | 0.5139 | 0.4091 | 0.5624
Sat22:00 | 0 | 0 | 0 | 0 | Sat22:00 | 0 | 0 | 0 | 0 | Sat22:00 | 0.4818 | 0.265 | 0.3886 | 0.3144 | Sat22:00 | 0.7607 | 0.5082 | 0.4432 | 0.5121
Sat23:00 | 0 | 0 | 0 | 0 | Sat23:00 | 0 | 0 | 0 | 0 | Sat23:00 | 0.4783 | 0.2656 | 0.3574 | 0.3275 | Sat23:00 | 0.7406 | 0.4857 | 0.4605 | 0.4694
Sat24:00 | 0 | 0 | 0 | 0 | Sat24:00 | 0 | 0 | 0 | 0 | Sat24:00 | 0.489 | 0.3226 | 0.3593 | 0.2907 | Sat24:00 | 0.5846 | 0.4917 | 0.4745 | 0.4103
Sun1:00 | 0 | 0 | 0 | 0 | Sun1:00 | 0 | 0 | 0 | 0 | Sun1:00 | 0.456 | 0.3183 | 0.4011 | 0.3196 | Sun1:00 | 0.6593 | 0.5212 | 0.4044 | 0.3864
Sun2:00 | 0 | 0 | 0 | 0 | Sun2:00 | 0 | 0 | 0 | 0 | Sun2:00 | 0.4475 | 0.2584 | 0.3881 | 0.29 | Sun2:00 | 0.6402 | 0.464 | 0.3664 | 0.4249
Sun3:00 | 0 | 0 | 0 | 0 | Sun3:00 | 0 | 0 | 0 | 0 | Sun3:00 | 0.4666 | 0.2446 | 0.3531 | 0.23 | Sun3:00 | 0.6353 | 0.4585 | 0.3587 | 0.4371
Sun4:00 | 0 | 0 | 0 | 0 | Sun4:00 | 0 | 0 | 0 | 0 | Sun4:00 | 0.4386 | 0.2694 | 0.3502 | 0.2092 | Sun4:00 | 0.6181 | 0.4249 | 0.3711 | 0.4267
Sun5:00 | 0 | 0 | 0 | 0 | Sun5:00 | 0 | 0 | 0 | 0 | Sun5:00 | 0.3995 | 0.2559 | 0.3263 | 0.2292 | Sun5:00 | 0.6218 | 0.4142 | 0.374 | 0.4531
Sun6:00 | 0 | 0 | 0 | 0 | Sun6:00 | 0.0007 | 0.0066 | 0 | 0 | Sun6:00 | 0.3679 | 0.2693 | 0.2879 | 0.2221 | Sun6:00 | 0.6604 | 0.3747 | 0.3691 | 0.4525
Sun7:00 | 0 | 0 | 0 | 0 | Sun7:00 | 0.0958 | 0.1847 | 0.0053 | 0 | Sun7:00 | 0.3345 | 0.2529 | 0.2757 | 0.2335 | Sun7:00 | 0.6425 | 0.3314 | 0.3716 | 0.3946
Sun8:00 | 0 | 0.0256 | 0 | 0 | Sun8:00 | 0.3954 | 0.5577 | 0.2447 | 0.0129 | Sun8:00 | 0.2531 | 0.1969 | 0.2739 | 0.2483 | Sun8:00 | 0.5487 | 0.263 | 0.3395 | 0.3818
Sun9:00 | 0.1063 | 0.2605 | 0.0124 | 0 | Sun9:00 | 0.5971 | 0.7871 | 0.5463 | 0.2634 | Sun9:00 | 0.1942 | 0.1483 | 0.2734 | 0.2717 | Sun9:00 | 0.4574 | 0.2138 | 0.3193 | 0.3888
Sun10:00 | 0.2426 | 0.6474 | 0.3743 | 0.0102 | Sun10:00 | 0.7258 | 0.8678 | 0.6572 | 0.5236 | Sun10:00 | 0.1881 | 0.1279 | 0.208 | 0.2258 | Sun10:00 | 0.3256 | 0.1674 | 0.2213 | 0.388
Sun11:00 | 0.3282 | 0.7217 | 0.6241 | 0.1356 | Sun11:00 | 0.7521 | 0.8733 | 0.6891 | 0.617 | Sun11:00 | 0.1917 | 0.1143 | 0.1874 | 0.2207 | Sun11:00 | 0.3857 | 0.1674 | 0.1462 | 0.2503
Sun12:00 | 0.4036 | 0.8087 | 0.5921 | 0.2921 | Sun12:00 | 0.8102 | 0.8498 | 0.655 | 0.6129 | Sun12:00 | 0.2841 | 0.0962 | 0.2272 | 0.2825 | Sun12:00 | 0.529 | 0.1374 | 0.2479 | 0.2089
Sun13:00 | 0.4861 | 0.7326 | 0.5629 | 0.2992 | Sun13:00 | 0.8016 | 0.8493 | 0.6973 | 0.6053 | Sun13:00 | 0.3406 | 0.1161 | 0.1929 | 0.2649 | Sun13:00 | 0.5802 | 0.1692 | 0.238 | 0.2004
Sun14:00 | 0.5183 | 0.7813 | 0.6172 | 0.2964 | Sun14:00 | 0.8069 | 0.8466 | 0.6645 | 0.5985 | Sun14:00 | 0.2997 | 0.1834 | 0.1645 | 0.213 | Sun14:00 | 0.5397 | 0.186 | 0.2824 | 0.1926
Sun15:00 | 0.543 | 0.7742 | 0.6497 | 0.3348 | Sun15:00 | 0.8102 | 0.8518 | 0.6945 | 0.6171 | Sun15:00 | 0.2589 | 0.1645 | 0.1581 | 0.2012 | Sun15:00 | 0.4448 | 0.2004 | 0.2468 | 0.1949
Sun16:00 | 0.5158 | 0.7623 | 0.667 | 0.341 | Sun16:00 | 0.7089 | 0.8531 | 0.6358 | 0.5705 | Sun16:00 | 0.2578 | 0.1475 | 0.1577 | 0.2237 | Sun16:00 | 0.4542 | 0.218 | 0.299 | 0.2033
Sun17:00 | 0.4714 | 0.6706 | 0.323 | 0.1901 | Sun17:00 | 0.7081 | 0.7916 | 0.4353 | 0.4027 | Sun17:00 | 0.2615 | 0.1508 | 0.1695 | 0.2405 | Sun17:00 | 0.5143 | 0.2165 | 0.3226 | 0.2286
Sun18:00 | 0.225 | 0.4966 | 0 | 0 | Sun18:00 | 0.4816 | 0.6451 | 0.0906 | 0.1088 | Sun18:00 | 0.3254 | 0.1979 | 0.1704 | 0.2557 | Sun18:00 | 0.561 | 0.2466 | 0.345 | 0.2725
Sun19:00 | 0 | 0.0905 | 0 | 0 | Sun19:00 | 0.1357 | 0.3408 | 0.0001 | 0.0002 | Sun19:00 | 0.4104 | 0.2265 | 0.1889 | 0.3158 | Sun19:00 | 0.6292 | 0.2769 | 0.419 | 0.3575
Sun20:00 | 0 | 0 | 0 | 0 | Sun20:00 | 0.0039 | 0.0411 | 0 | 0 | Sun20:00 | 0.431 | 0.2566 | 0.2666 | 0.3162 | Sun20:00 | 0.7398 | 0.3917 | 0.4129 | 0.4618
Sun21:00 | 0 | 0 | 0 | 0 | Sun21:00 | 0 | 0 | 0 | 0 | Sun21:00 | 0.4282 | 0.2818 | 0.3625 | 0.3112 | Sun21:00 | 0.8021 | 0.5139 | 0.4091 | 0.5624
Sun22:00 | 0 | 0 | 0 | 0 | Sun22:00 | 0 | 0 | 0 | 0 | Sun22:00 | 0.4818 | 0.265 | 0.3886 | 0.3144 | Sun22:00 | 0.7607 | 0.5082 | 0.4432 | 0.5121
Sun23:00 | 0 | 0 | 0 | 0 | Sun23:00 | 0 | 0 | 0 | 0 | Sun23:00 | 0.4783 | 0.2656 | 0.3574 | 0.3275 | Sun23:00 | 0.7406 | 0.4857 | 0.4605 | 0.4694
Sun24:00 | 0 | 0 | 0 | 0 | Sun24:00 | 0 | 0 | 0 | 0 | Sun24:00 | 0.489 | 0.3226 | 0.3593 | 0.2907 | Sun24:00 | 0.5846 | 0.4917 | 0.4745 | 0.4103
Northeast | [19 empty] | Spring | Summer | Fall | Winter
| SOLAR CSP |  |  |  |  | SOLAR PVSAT |  |  |  |  | wind |  |  |  |  | new-wind
| Spring | Summer | Fall | Winter |  | Spring | Summer | Fall | Winter |  | Spring | Summer | Fall | Winter |  | Spring | Summer | Fall | Winter
Sat1:00 | 0 | 0 | 0 | 0 | Sat1:00 | 0 | 0 | 0 | 0 | Sat1:00 | 0.6188 | 0.393 | 0.4603 | 0.2448 | Sat1:00 | 0.8759 | 0.5059 | 0.6616 | 0.235
Sat2:00 | 0 | 0 | 0 | 0 | Sat2:00 | 0 | 0 | 0 | 0 | Sat2:00 | 0.6173 | 0.3669 | 0.4471 | 0.265 | Sat2:00 | 0.8657 | 0.4173 | 0.6161 | 0.2266
Sat3:00 | 0 | 0 | 0 | 0 | Sat3:00 | 0 | 0 | 0 | 0 | Sat3:00 | 0.5966 | 0.3228 | 0.4438 | 0.2876 | Sat3:00 | 0.8472 | 0.3074 | 0.5801 | 0.2105
Sat4:00 | 0 | 0 | 0 | 0 | Sat4:00 | 0 | 0 | 0 | 0 | Sat4:00 | 0.5811 | 0.3413 | 0.4087 | 0.3081 | Sat4:00 | 0.8307 | 0.2527 | 0.5995 | 0.1805
Sat5:00 | 0 | 0 | 0 | 0 | Sat5:00 | 0 | 0 | 0 | 0 | Sat5:00 | 0.5947 | 0.322 | 0.3649 | 0.2461 | Sat5:00 | 0.827 | 0.2401 | 0.6039 | 0.1431
Sat6:00 | 0 | 0 | 0 | 0 | Sat6:00 | 0 | 0 | 0 | 0 | Sat6:00 | 0.5947 | 0.3148 | 0.3692 | 0.1894 | Sat6:00 | 0.8243 | 0.2178 | 0.6033 | 0.1127
Sat7:00 | 0 | 0 | 0 | 0 | Sat7:00 | 0 | 0 | 0.0021 | 0.0638 | Sat7:00 | 0.5909 | 0.2961 | 0.354 | 0.147 | Sat7:00 | 0.8194 | 0.2616 | 0.576 | 0.0722
Sat8:00 | 0 | 0 | 0 | 0 | Sat8:00 | 0.0124 | 0.0149 | 0.1663 | 0.3448 | Sat8:00 | 0.6152 | 0.2815 | 0.3669 | 0.1095 | Sat8:00 | 0.8269 | 0.275 | 0.5138 | 0.0513
Sat9:00 | 0 | 0 | 0 | 0.0817 | Sat9:00 | 0.1813 | 0.1006 | 0.4627 | 0.4166 | Sat9:00 | 0.645 | 0.2721 | 0.3805 | 0.0865 | Sat9:00 | 0.8392 | 0.3177 | 0.4451 | 0.0399
Sat10:00 | 0 | 0 | 0.2039 | 0.1929 | Sat10:00 | 0.3014 | 0.1466 | 0.6012 | 0.4918 | Sat10:00 | 0.6716 | 0.3068 | 0.3276 | 0.084 | Sat10:00 | 0.8078 | 0.3552 | 0.4102 | 0.0192
Sat11:00 | 0.0691 | 0 | 0.4015 | 0.2723 | Sat11:00 | 0.4322 | 0.2515 | 0.6241 | 0.5191 | Sat11:00 | 0.7006 | 0.3881 | 0.2543 | 0.0995 | Sat11:00 | 0.785 | 0.4539 | 0.3633 | 0.0108
Sat12:00 | 0.1526 | 0 | 0.3842 | 0.3003 | Sat12:00 | 0.4521 | 0.254 | 0.642 | 0.4924 | Sat12:00 | 0.7469 | 0.5104 | 0.153 | 0.1772 | Sat12:00 | 0.8694 | 0.563 | 0.2688 | 0.015
Sat13:00 | 0.1044 | 0.0168 | 0.3666 | 0.2357 | Sat13:00 | 0.3982 | 0.2499 | 0.5855 | 0.4406 | Sat13:00 | 0.6928 | 0.5187 | 0.1295 | 0.1112 | Sat13:00 | 0.8708 | 0.576 | 0.1948 | 0.0183
Sat14:00 | 0.1309 | 0 | 0.4505 | 0.2147 | Sat14:00 | 0.4286 | 0.2071 | 0.6669 | 0.4163 | Sat14:00 | 0.6381 | 0.4276 | 0.1473 | 0.1063 | Sat14:00 | 0.7991 | 0.459 | 0.1385 | 0.0331
Sat15:00 | 0.2031 | 0.0202 | 0.4323 | 0.1136 | Sat15:00 | 0.4274 | 0.3143 | 0.6597 | 0.4637 | Sat15:00 | 0.6855 | 0.467 | 0.1503 | 0.1652 | Sat15:00 | 0.8401 | 0.3888 | 0.1321 | 0.0533
Sat16:00 | 0.2868 | 0.0312 | 0.5594 | 0.2613 | Sat16:00 | 0.5104 | 0.3066 | 0.6942 | 0.4836 | Sat16:00 | 0.6875 | 0.5538 | 0.1705 | 0.1515 | Sat16:00 | 0.8323 | 0.4244 | 0.1537 | 0.1021
Sat17:00 | 0.1609 | 0.0254 | 0.157 | 0.3332 | Sat17:00 | 0.4223 | 0.2066 | 0.4916 | 0.4078 | Sat17:00 | 0.6571 | 0.6167 | 0.1816 | 0.1504 | Sat17:00 | 0.7762 | 0.4369 | 0.1838 | 0.1008
Sat18:00 | 0 | 0 | 0 | 0.0302 | Sat18:00 | 0.1043 | 0.0163 | 0.0475 | 0.2358 | Sat18:00 | 0.6371 | 0.616 | 0.1657 | 0.1674 | Sat18:00 | 0.7463 | 0.3294 | 0.1817 | 0.1666
Sat19:00 | 0 | 0 | 0 | 0 | Sat19:00 | 0 | 0 | 0 | 0.0122 | Sat19:00 | 0.6036 | 0.618 | 0.1374 | 0.1693 | Sat19:00 | 0.8111 | 0.3664 | 0.1755 | 0.1725
Sat20:00 | 0 | 0 | 0 | 0 | Sat20:00 | 0 | 0 | 0 | 0 | Sat20:00 | 0.648 | 0.6375 | 0.1745 | 0.2288 | Sat20:00 | 0.8822 | 0.4742 | 0.2117 | 0.1616
Sat21:00 | 0 | 0 | 0 | 0 | Sat21:00 | 0 | 0 | 0 | 0 | Sat21:00 | 0.6458 | 0.6206 | 0.2742 | 0.2973 | Sat21:00 | 0.891 | 0.5882 | 0.2535 | 0.148
Sat22:00 | 0 | 0 | 0 | 0 | Sat22:00 | 0 | 0 | 0 | 0 | Sat22:00 | 0.5608 | 0.6097 | 0.2812 | 0.2698 | Sat22:00 | 0.796 | 0.6339 | 0.2834 | 0.2198
Sat23:00 | 0 | 0 | 0 | 0 | Sat23:00 | 0 | 0 | 0 | 0 | Sat23:00 | 0.5573 | 0.572 | 0.3111 | 0.1659 | Sat23:00 | 0.7179 | 0.634 | 0.2878 | 0.1467
Sat24:00 | 0 | 0 | 0 | 0 | Sat24:00 | 0 | 0 | 0 | 0 | Sat24:00 | 0.5179 | 0.5151 | 0.3232 | 0.1714 | Sat24:00 | 0.6879 | 0.6522 | 0.2708 | 0.1187
Sun1:00 | 0 | 0 | 0 | 0 | Sun1:00 | 0 | 0 | 0 | 0 | Sun1:00 | 0.1571 | 0.3831 | 0.625 | 0.4298 | Sun1:00 | 0.1414 | 0.5653 | 0.7827 | 0.4489
Sun2:00 | 0 | 0 | 0 | 0 | Sun2:00 | 0 | 0 | 0 | 0 | Sun2:00 | 0.1573 | 0.3907 | 0.6119 | 0.4122 | Sun2:00 | 0.1094 | 0.5127 | 0.7502 | 0.3955
Sun3:00 | 0 | 0 | 0 | 0 | Sun3:00 | 0 | 0 | 0 | 0 | Sun3:00 | 0.1308 | 0.3698 | 0.5979 | 0.3777 | Sun3:00 | 0.0657 | 0.5327 | 0.6971 | 0.3423
Sun4:00 | 0 | 0 | 0 | 0 | Sun4:00 | 0 | 0 | 0 | 0 | Sun4:00 | 0.1293 | 0.3365 | 0.5458 | 0.3517 | Sun4:00 | 0.0455 | 0.5365 | 0.5885 | 0.3105
Sun5:00 | 0 | 0 | 0 | 0 | Sun5:00 | 0 | 0 | 0 | 0 | Sun5:00 | 0.128 | 0.3374 | 0.4683 | 0.3639 | Sun5:00 | 0.0528 | 0.529 | 0.4656 | 0.3391
Sun6:00 | 0 | 0 | 0 | 0 | Sun6:00 | 0 | 0.0068 | 0.0317 | 0 | Sun6:00 | 0.1278 | 0.3371 | 0.413 | 0.3678 | Sun6:00 | 0.0959 | 0.4971 | 0.4318 | 0.3477
Sun7:00 | 0 | 0 | 0 | 0 | Sun7:00 | 0 | 0.2174 | 0.2793 | 0.0898 | Sun7:00 | 0.081 | 0.3059 | 0.3412 | 0.3359 | Sun7:00 | 0.1093 | 0.45 | 0.3851 | 0.3216
Sun8:00 | 0 | 0 | 0.0292 | 0 | Sun8:00 | 0.026 | 0.6337 | 0.5392 | 0.4857 | Sun8:00 | 0.1138 | 0.2336 | 0.3519 | 0.3245 | Sun8:00 | 0.0973 | 0.3028 | 0.3752 | 0.2664
Sun9:00 | 0 | 0.4178 | 0.1557 | 0.2584 | Sun9:00 | 0.2381 | 0.8324 | 0.5845 | 0.8267 | Sun9:00 | 0.1702 | 0.2138 | 0.3734 | 0.3283 | Sun9:00 | 0.1019 | 0.1935 | 0.3934 | 0.2315
Sun10:00 | 0.0184 | 0.9161 | 0.4216 | 0.7711 | Sun10:00 | 0.2628 | 0.8818 | 0.6929 | 0.8972 | Sun10:00 | 0.1529 | 0.2666 | 0.4532 | 0.2844 | Sun10:00 | 0.0669 | 0.1459 | 0.4311 | 0.1251
Sun11:00 | 0 | 0.9558 | 0.532 | 0.8331 | Sun11:00 | 0.274 | 0.8735 | 0.7791 | 0.8829 | Sun11:00 | 0.0661 | 0.2836 | 0.4737 | 0.2304 | Sun11:00 | 0.0099 | 0.1478 | 0.3523 | 0.1324
Sun12:00 | 0.0497 | 0.9405 | 0.5318 | 0.7639 | Sun12:00 | 0.5031 | 0.8701 | 0.8264 | 0.8093 | Sun12:00 | 0.0622 | 0.2617 | 0.5704 | 0.2822 | Sun12:00 | 0.0189 | 0.132 | 0.4462 | 0.1928
Sun13:00 | 0.1494 | 0.9309 | 0.7872 | 0.7967 | Sun13:00 | 0.5698 | 0.8397 | 0.9098 | 0.8336 | Sun13:00 | 0.0925 | 0.2768 | 0.5418 | 0.334 | Sun13:00 | 0.0308 | 0.1641 | 0.5144 | 0.1732
Sun14:00 | 0.325 | 0.8933 | 0.7336 | 0.8617 | Sun14:00 | 0.6845 | 0.8366 | 0.8503 | 0.8324 | Sun14:00 | 0.0837 | 0.1607 | 0.5346 | 0.3105 | Sun14:00 | 0.0144 | 0.1417 | 0.4337 | 0.1554
Sun15:00 | 0.5657 | 0.8103 | 0.8078 | 0.8971 | Sun15:00 | 0.7665 | 0.7988 | 0.9185 | 0.8613 | Sun15:00 | 0.1338 | 0.177 | 0.6112 | 0.3297 | Sun15:00 | 0.0158 | 0.0995 | 0.5125 | 0.2218
Sun16:00 | 0.7521 | 0.7513 | 0.8044 | 0.9183 | Sun16:00 | 0.8081 | 0.8381 | 0.8727 | 0.8672 | Sun16:00 | 0.2109 | 0.2339 | 0.6423 | 0.3162 | Sun16:00 | 0.0362 | 0.1037 | 0.5202 | 0.2167
Sun17:00 | 0.6481 | 0.7129 | 0.7442 | 0.7879 | Sun17:00 | 0.7081 | 0.7442 | 0.8268 | 0.7509 | Sun17:00 | 0.2368 | 0.2456 | 0.6244 | 0.3147 | Sun17:00 | 0.0478 | 0.0965 | 0.5331 | 0.2051
Sun18:00 | 0 | 0.5973 | 0.5533 | 0 | Sun18:00 | 0.3387 | 0.6473 | 0.6299 | 0.3536 | Sun18:00 | 0.2612 | 0.3279 | 0.6827 | 0.3293 | Sun18:00 | 0.0362 | 0.1409 | 0.6326 | 0.2073
Sun19:00 | 0 | 0 | 0.0227 | 0 | Sun19:00 | 0.0028 | 0.2838 | 0.3285 | 0.0109 | Sun19:00 | 0.358 | 0.3694 | 0.7482 | 0.3232 | Sun19:00 | 0.0939 | 0.2956 | 0.7692 | 0.2721
Sun20:00 | 0 | 0 | 0 | 0 | Sun20:00 | 0 | 0.0144 | 0.0125 | 0 | Sun20:00 | 0.3316 | 0.403 | 0.7603 | 0.3768 | Sun20:00 | 0.1027 | 0.3903 | 0.8527 | 0.4272
Sun21:00 | 0 | 0 | 0 | 0 | Sun21:00 | 0 | 0 | 0 | 0 | Sun21:00 | 0.293 | 0.4562 | 0.7501 | 0.4322 | Sun21:00 | 0.1128 | 0.5089 | 0.884 | 0.5722
Sun22:00 | 0 | 0 | 0 | 0 | Sun22:00 | 0 | 0 | 0 | 0 | Sun22:00 | 0.2767 | 0.498 | 0.7032 | 0.4122 | Sun22:00 | 0.2161 | 0.5704 | 0.8272 | 0.524
Sun23:00 | 0 | 0 | 0 | 0 | Sun23:00 | 0 | 0 | 0 | 0 | Sun23:00 | 0.275 | 0.4559 | 0.675 | 0.4054 | Sun23:00 | 0.2463 | 0.4492 | 0.7264 | 0.4754
Sun24:00 | 0 | 0 | 0 | 0 | Sun24:00 | 0 | 0 | 0 | 0 | Sun24:00 | 0.2412 | 0.4609 | 0.6905 | 0.3918 | Sun24:00 | 0.1987 | 0.4002 | 0.7559 | 0.4706
Mon1:00 | 0 | 0 | 0 | 0 | Mon1:00 | 0 | 0 | 0 | 0 | Mon1:00 | 0.3096 | 0.6278 | 0.5582 | 0.2977 | Mon1:00 | 0.2033 | 0.8091 | 0.6844 | 0.4032
Mon2:00 | 0 | 0 | 0 | 0 | Mon2:00 | 0 | 0 | 0 | 0 | Mon2:00 | 0.2935 | 0.6153 | 0.5769 | 0.3243 | Mon2:00 | 0.3558 | 0.7839 | 0.7058 | 0.3444
Mon3:00 | 0 | 0 | 0 | 0 | Mon3:00 | 0 | 0 | 0 | 0 | Mon3:00 | 0.2315 | 0.6011 | 0.5457 | 0.2893 | Mon3:00 | 0.2854 | 0.7619 | 0.6678 | 0.332
Mon4:00 | 0 | 0 | 0 | 0 | Mon4:00 | 0 | 0 | 0 | 0 | Mon4:00 | 0.1553 | 0.5899 | 0.5407 | 0.2695 | Mon4:00 | 0.2 | 0.7026 | 0.6834 | 0.3288
Mon5:00 | 0 | 0 | 0 | 0 | Mon5:00 | 0 | 0 | 0 | 0 | Mon5:00 | 0.1234 | 0.5887 | 0.5618 | 0.2405 | Mon5:00 | 0.1369 | 0.6664 | 0.7249 | 0.3642
Mon6:00 | 0 | 0 | 0 | 0 | Mon6:00 | 0.0092 | 0 | 0 | 0 | Mon6:00 | 0.0729 | 0.5808 | 0.5757 | 0.2502 | Mon6:00 | 0.1154 | 0.6404 | 0.7594 | 0.3333
Mon7:00 | 0 | 0 | 0 | 0 | Mon7:00 | 0.213 | 0.0393 | 0.0002 | 0.0284 | Mon7:00 | 0.033 | 0.5643 | 0.5744 | 0.2421 | Mon7:00 | 0.0983 | 0.6611 | 0.7501 | 0.2441
Mon8:00 | 0 | 0 | 0 | 0 | Mon8:00 | 0.5889 | 0.4273 | 0.1434 | 0.3593 | Mon8:00 | 0.037 | 0.5995 | 0.5624 | 0.2242 | Mon8:00 | 0.0448 | 0.6918 | 0.7247 | 0.2442
Mon9:00 | 0.4228 | 0.0401 | 0 | 0.0126 | Mon9:00 | 0.7853 | 0.8028 | 0.5519 | 0.7542 | Mon9:00 | 0.0519 | 0.63 | 0.5511 | 0.2258 | Mon9:00 | 0.0156 | 0.7355 | 0.7071 | 0.2558
Mon10:00 | 0.9573 | 0.5653 | 0.2353 | 0.4761 | Mon10:00 | 0.8755 | 0.8813 | 0.7018 | 0.8521 | Mon10:00 | 0.0514 | 0.6142 | 0.5383 | 0.1685 | Mon10:00 | 0.0081 | 0.8344 | 0.6186 | 0.1629
Mon11:00 | 0.853 | 0.7801 | 0.5 | 0.6913 | Mon11:00 | 0.8266 | 0.8479 | 0.6928 | 0.8108 | Mon11:00 | 0.0643 | 0.614 | 0.493 | 0.1068 | Mon11:00 | 0.0202 | 0.8856 | 0.5884 | 0.0571
Mon12:00 | 0.797 | 0.7362 | 0.4666 | 0.6402 | Mon12:00 | 0.8172 | 0.807 | 0.6435 | 0.7741 | Mon12:00 | 0.0521 | 0.6076 | 0.4691 | 0.1084 | Mon12:00 | 0.0394 | 0.8844 | 0.5686 | 0.0766
Mon13:00 | 0.7875 | 0.7322 | 0.4541 | 0.6123 | Mon13:00 | 0.8126 | 0.7962 | 0.6272 | 0.7408 | Mon13:00 | 0.0664 | 0.5994 | 0.3786 | 0.0715 | Mon13:00 | 0.0561 | 0.8506 | 0.5145 | 0.089
Mon14:00 | 0.6683 | 0.7655 | 0.5004 | 0.6575 | Mon14:00 | 0.7585 | 0.8217 | 0.6565 | 0.7861 | Mon14:00 | 0.1145 | 0.588 | 0.3081 | 0.0777 | Mon14:00 | 0.0829 | 0.8438 | 0.4308 | 0.097
Mon15:00 | 0.6716 | 0.7954 | 0.5723 | 0.7157 | Mon15:00 | 0.747 | 0.8487 | 0.7084 | 0.8048 | Mon15:00 | 0.1554 | 0.5895 | 0.297 | 0.0893 | Mon15:00 | 0.0831 | 0.8321 | 0.3805 | 0.1149
Mon16:00 | 0.6482 | 0.8166 | 0.6311 | 0.6626 | Mon16:00 | 0.6894 | 0.8305 | 0.7277 | 0.7198 | Mon16:00 | 0.1921 | 0.5814 | 0.3264 | 0.0848 | Mon16:00 | 0.1006 | 0.8215 | 0.4828 | 0.1179
Mon17:00 | 0.5286 | 0.4993 | 0.0283 | 0.3616 | Mon17:00 | 0.6063 | 0.6665 | 0.5061 | 0.5857 | Mon17:00 | 0.1855 | 0.6315 | 0.37 | 0.0768 | Mon17:00 | 0.1323 | 0.8603 | 0.5145 | 0.1551
Mon18:00 | 0.3072 | 0 | 0 | 0 | Mon18:00 | 0.4887 | 0.1633 | 0.0528 | 0.125 | Mon18:00 | 0.1612 | 0.667 | 0.4281 | 0.0489 | Mon18:00 | 0.1735 | 0.8804 | 0.5685 | 0.1552
Mon19:00 | 0 | 0 | 0 | 0 | Mon19:00 | 0.1813 | 0 | 0 | 0 | Mon19:00 | 0.1992 | 0.6975 | 0.476 | 0.028 | Mon19:00 | 0.222 | 0.8976 | 0.667 | 0.1749
Mon20:00 | 0 | 0 | 0 | 0 | Mon20:00 | 0.0045 | 0 | 0 | 0 | Mon20:00 | 0.2159 | 0.7143 | 0.5803 | 0.0516 | Mon20:00 | 0.2551 | 0.9023 | 0.8033 | 0.2051
Mon21:00 | 0 | 0 | 0 | 0 | Mon21:00 | 0 | 0 | 0 | 0 | Mon21:00 | 0.228 | 0.7165 | 0.6459 | 0.0949 | Mon21:00 | 0.2964 | 0.9037 | 0.8702 | 0.262
Mon22:00 | 0 | 0 | 0 | 0 | Mon22:00 | 0 | 0 | 0 | 0 | Mon22:00 | 0.2037 | 0.7064 | 0.6603 | 0.1826 | Mon22:00 | 0.3175 | 0.8833 | 0.8878 | 0.2511
Mon23:00 | 0 | 0 | 0 | 0 | Mon23:00 | 0 | 0 | 0 | 0 | Mon23:00 | 0.2492 | 0.659 | 0.6418 | 0.2861 | Mon23:00 | 0.3852 | 0.8855 | 0.8856 | 0.2301
Mon24:00 | 0 | 0 | 0 | 0 | Mon24:00 | 0 | 0 | 0 | 0 | Mon24:00 | 0.2604 | 0.6709 | 0.6514 | 0.3145 | Mon24:00 | 0.3613 | 0.8855 | 0.868 | 0.216
West
| SOLAR CSP |  |  |  |  | SOLAR PVSAT |  |  |  |  | wind |  |  |  |  | new wind
| Spring | Summer | Fall | Winter |  | Spring | Summer | Fall | Winter |  | Spring | Summer | Fall | Winter |  | Spring | Summer | Fall | Winter
Sat1:00 | 0 | 0 | 0 | 0 | Sat1:00 | 0 | 0 | 0 | 0 | Sat1:00 | 0.8919 | 0.4369 | 0.494 | 0.1481 | Sat1:00 | 0.7887 | 0.5452 | 0.6476 | 0.3814
Sat2:00 | 0 | 0 | 0 | 0 | Sat2:00 | 0 | 0 | 0 | 0 | Sat2:00 | 0.8734 | 0.4189 | 0.4797 | 0.2567 | Sat2:00 | 0.7611 | 0.5189 | 0.6424 | 0.3745
Sat3:00 | 0 | 0 | 0 | 0 | Sat3:00 | 0 | 0 | 0 | 0 | Sat3:00 | 0.8351 | 0.3593 | 0.5186 | 0.3747 | Sat3:00 | 0.7544 | 0.4475 | 0.6182 | 0.4057
Sat4:00 | 0 | 0 | 0 | 0 | Sat4:00 | 0 | 0 | 0 | 0 | Sat4:00 | 0.8172 | 0.3375 | 0.5683 | 0.3619 | Sat4:00 | 0.7219 | 0.4278 | 0.5664 | 0.3494
Sat5:00 | 0 | 0 | 0 | 0 | Sat5:00 | 0 | 0 | 0 | 0 | Sat5:00 | 0.783 | 0.2904 | 0.565 | 0.2547 | Sat5:00 | 0.6571 | 0.3899 | 0.5129 | 0.2799
Sat6:00 | 0 | 0 | 0 | 0 | Sat6:00 | 0 | 0 | 0 | 0.0001 | Sat6:00 | 0.7578 | 0.2657 | 0.5542 | 0.1529 | Sat6:00 | 0.6305 | 0.3702 | 0.49 | 0.2307
Sat7:00 | 0 | 0 | 0 | 0 | Sat7:00 | 0 | 0.0048 | 0.0169 | 0.0701 | Sat7:00 | 0.7381 | 0.2305 | 0.571 | 0.1202 | Sat7:00 | 0.636 | 0.3568 | 0.4469 | 0.1466
Sat8:00 | 0 | 0 | 0 | 0 | Sat8:00 | 0.0429 | 0.1135 | 0.1972 | 0.2852 | Sat8:00 | 0.728 | 0.1717 | 0.5913 | 0.0673 | Sat8:00 | 0.6846 | 0.3459 | 0.4698 | 0.1346
Sat9:00 | 0 | 0 | 0.0422 | 0.0761 | Sat9:00 | 0.2755 | 0.3488 | 0.5807 | 0.4503 | Sat9:00 | 0.7123 | 0.1546 | 0.6184 | 0.031 | Sat9:00 | 0.7395 | 0.3722 | 0.5006 | 0.1435
Sat10:00 | 0.0703 | 0.0549 | 0.3551 | 0.1878 | Sat10:00 | 0.6133 | 0.4484 | 0.7598 | 0.4464 | Sat10:00 | 0.7456 | 0.2659 | 0.4784 | 0.0438 | Sat10:00 | 0.738 | 0.4457 | 0.5131 | 0.1661
Sat11:00 | 0.2764 | 0.125 | 0.6335 | 0.1762 | Sat11:00 | 0.6174 | 0.3816 | 0.78 | 0.3822 | Sat11:00 | 0.7895 | 0.3409 | 0.3471 | 0.0499 | Sat11:00 | 0.7186 | 0.4729 | 0.3652 | 0.1628
Sat12:00 | 0.3698 | 0.1642 | 0.6704 | 0.1357 | Sat12:00 | 0.7015 | 0.381 | 0.7401 | 0.4128 | Sat12:00 | 0.8269 | 0.5048 | 0.2174 | 0.0747 | Sat12:00 | 0.7708 | 0.5838 | 0.2458 | 0.2083
Sat13:00 | 0.3384 | 0.0881 | 0.6592 | 0.2097 | Sat13:00 | 0.6295 | 0.3259 | 0.7288 | 0.4962 | Sat13:00 | 0.833 | 0.5839 | 0.1845 | 0.0365 | Sat13:00 | 0.7662 | 0.6133 | 0.1975 | 0.1042
Sat14:00 | 0.3956 | 0.1093 | 0.671 | 0.2378 | Sat14:00 | 0.619 | 0.3789 | 0.7352 | 0.5565 | Sat14:00 | 0.8259 | 0.5026 | 0.2215 | 0.0139 | Sat14:00 | 0.774 | 0.5611 | 0.1679 | 0.0887
Sat15:00 | 0.4628 | 0.1915 | 0.7024 | 0.3987 | Sat15:00 | 0.681 | 0.5873 | 0.7716 | 0.5624 | Sat15:00 | 0.8739 | 0.4537 | 0.2682 | 0.0737 | Sat15:00 | 0.81 | 0.5624 | 0.1374 | 0.1397
Sat16:00 | 0.51 | 0.2903 | 0.7013 | 0.4604 | Sat16:00 | 0.6682 | 0.5309 | 0.728 | 0.5556 | Sat16:00 | 0.8809 | 0.5985 | 0.2382 | 0.0851 | Sat16:00 | 0.8419 | 0.6491 | 0.1199 | 0.187
Sat17:00 | 0.3772 | 0.0785 | 0.4336 | 0.4712 | Sat17:00 | 0.5402 | 0.3425 | 0.5922 | 0.5281 | Sat17:00 | 0.8856 | 0.6831 | 0.2811 | 0.0914 | Sat17:00 | 0.8141 | 0.6653 | 0.1152 | 0.1924
Sat18:00 | 0 | 0 | 0 | 0.0971 | Sat18:00 | 0.2151 | 0.0322 | 0.1399 | 0.2965 | Sat18:00 | 0.8865 | 0.7757 | 0.2408 | 0.1487 | Sat18:00 | 0.7505 | 0.6781 | 0.1045 | 0.2376
Sat19:00 | 0 | 0 | 0 | 0 | Sat19:00 | 0.002 | 0 | 0 | 0.0298 | Sat19:00 | 0.8741 | 0.7423 | 0.2708 | 0.2255 | Sat19:00 | 0.7421 | 0.6765 | 0.1176 | 0.2165
Sat20:00 | 0 | 0 | 0 | 0 | Sat20:00 | 0 | 0 | 0 | 0 | Sat20:00 | 0.8067 | 0.7632 | 0.2111 | 0.2769 | Sat20:00 | 0.6685 | 0.7183 | 0.2092 | 0.2681
Sat21:00 | 0 | 0 | 0 | 0 | Sat21:00 | 0 | 0 | 0 | 0 | Sat21:00 | 0.6871 | 0.7487 | 0.1706 | 0.3519 | Sat21:00 | 0.5121 | 0.7115 | 0.3661 | 0.3086
Sat22:00 | 0 | 0 | 0 | 0 | Sat22:00 | 0 | 0 | 0 | 0 | Sat22:00 | 0.6669 | 0.7413 | 0.1137 | 0.269 | Sat22:00 | 0.5297 | 0.701 | 0.4587 | 0.3026
Sat23:00 | 0 | 0 | 0 | 0 | Sat23:00 | 0 | 0 | 0 | 0 | Sat23:00 | 0.6572 | 0.7319 | 0.1126 | 0.2428 | Sat23:00 | 0.6106 | 0.6556 | 0.4872 | 0.1967
Sat24:00 | 0 | 0 | 0 | 0 | Sat24:00 | 0 | 0 | 0 | 0 | Sat24:00 | 0.6225 | 0.6845 | 0.0781 | 0.2325 | Sat24:00 | 0.6559 | 0.6387 | 0.4767 | 0.1691
Sun1:00 | 0 | 0 | 0 | 0 | Sun1:00 | 0 | 0 | 0 | 0 | Sun1:00 | 0.2167 | 0.6204 | 0.8307 | 0.5728 | Sun1:00 | 0.3006 | 0.6061 | 0.8434 | 0.5669
Sun2:00 | 0 | 0 | 0 | 0 | Sun2:00 | 0 | 0 | 0 | 0 | Sun2:00 | 0.1973 | 0.5895 | 0.7978 | 0.5584 | Sun2:00 | 0.2774 | 0.589 | 0.8447 | 0.5523
Sun3:00 | 0 | 0 | 0 | 0 | Sun3:00 | 0 | 0 | 0 | 0 | Sun3:00 | 0.1295 | 0.5604 | 0.7716 | 0.5488 | Sun3:00 | 0.232 | 0.5983 | 0.826 | 0.5368
Sun4:00 | 0 | 0 | 0 | 0 | Sun4:00 | 0 | 0 | 0 | 0 | Sun4:00 | 0.0854 | 0.5494 | 0.6909 | 0.5242 | Sun4:00 | 0.1905 | 0.5574 | 0.7277 | 0.4985
Sun5:00 | 0 | 0 | 0 | 0 | Sun5:00 | 0 | 0 | 0 | 0 | Sun5:00 | 0.0337 | 0.5524 | 0.5675 | 0.5105 | Sun5:00 | 0.1419 | 0.5427 | 0.6253 | 0.5119
Sun6:00 | 0 | 0 | 0 | 0 | Sun6:00 | 0 | 0.0001 | 0.0485 | 0 | Sun6:00 | 0.0258 | 0.5057 | 0.5278 | 0.465 | Sun6:00 | 0.1192 | 0.548 | 0.5651 | 0.4907
Sun7:00 | 0 | 0 | 0 | 0 | Sun7:00 | 0 | 0.1273 | 0.2556 | 0.0332 | Sun7:00 | 0.0564 | 0.4186 | 0.4086 | 0.4349 | Sun7:00 | 0.0887 | 0.4556 | 0.4571 | 0.4574
Sun8:00 | 0 | 0 | 0.0796 | 0 | Sun8:00 | 0.0746 | 0.5757 | 0.5334 | 0.3808 | Sun8:00 | 0.1356 | 0.2847 | 0.3743 | 0.3933 | Sun8:00 | 0.0872 | 0.3262 | 0.4314 | 0.402
Sun9:00 | 0 | 0.2653 | 0.3248 | 0.0962 | Sun9:00 | 0.2331 | 0.654 | 0.6494 | 0.5693 | Sun9:00 | 0.3116 | 0.182 | 0.3407 | 0.3743 | Sun9:00 | 0.1227 | 0.2284 | 0.4157 | 0.3538
Sun10:00 | 0.0662 | 0.7031 | 0.6667 | 0.3719 | Sun10:00 | 0.2034 | 0.8022 | 0.8444 | 0.6542 | Sun10:00 | 0.2852 | 0.1593 | 0.4679 | 0.3077 | Sun10:00 | 0.1306 | 0.2461 | 0.5446 | 0.3334
Sun11:00 | 0.1195 | 0.8743 | 0.7325 | 0.5029 | Sun11:00 | 0.2447 | 0.9116 | 0.8243 | 0.7774 | Sun11:00 | 0.1068 | 0.2025 | 0.439 | 0.2162 | Sun11:00 | 0.0415 | 0.1885 | 0.5418 | 0.3488
Sun12:00 | 0.1042 | 0.9744 | 0.7872 | 0.5759 | Sun12:00 | 0.3213 | 0.8871 | 0.8376 | 0.7292 | Sun12:00 | 0.095 | 0.2012 | 0.6266 | 0.2716 | Sun12:00 | 0.0447 | 0.1962 | 0.6398 | 0.4234
Sun13:00 | 0.1108 | 0.9942 | 0.6551 | 0.6578 | Sun13:00 | 0.299 | 0.8556 | 0.7705 | 0.8032 | Sun13:00 | 0.1201 | 0.2666 | 0.585 | 0.2882 | Sun13:00 | 0.0739 | 0.1949 | 0.5862 | 0.4341
Sun14:00 | 0.1816 | 1.0193 | 0.711 | 0.7368 | Sun14:00 | 0.3575 | 0.8955 | 0.8195 | 0.8227 | Sun14:00 | 0.0738 | 0.1566 | 0.4666 | 0.2807 | Sun14:00 | 0.079 | 0.1371 | 0.4556 | 0.407
Sun15:00 | 0.2315 | 0.9914 | 0.7151 | 0.8808 | Sun15:00 | 0.3735 | 0.8891 | 0.8576 | 0.8673 | Sun15:00 | 0.0761 | 0.1249 | 0.4869 | 0.2719 | Sun15:00 | 0.1359 | 0.075 | 0.5358 | 0.416
Sun16:00 | 0.2426 | 0.8507 | 0.5975 | 0.9467 | Sun16:00 | 0.3805 | 0.8108 | 0.8093 | 0.9017 | Sun16:00 | 0.1201 | 0.052 | 0.5742 | 0.2899 | Sun16:00 | 0.1941 | 0.056 | 0.5752 | 0.3753
Sun17:00 | 0.13 | 0.822 | 0.7209 | 0.8437 | Sun17:00 | 0.2412 | 0.792 | 0.8437 | 0.8043 | Sun17:00 | 0.1589 | 0.0374 | 0.6555 | 0.2768 | Sun17:00 | 0.2518 | 0.0422 | 0.611 | 0.3779
Sun18:00 | 0 | 0.6348 | 0.7565 | 0.0506 | Sun18:00 | 0.1866 | 0.6545 | 0.6922 | 0.4766 | Sun18:00 | 0.1265 | 0.1212 | 0.6987 | 0.2913 | Sun18:00 | 0.3004 | 0.1452 | 0.7147 | 0.4138
Sun19:00 | 0 | 0.0374 | 0 | 0 | Sun19:00 | 0.0053 | 0.3117 | 0.3254 | 0.0333 | Sun19:00 | 0.1951 | 0.2065 | 0.8103 | 0.3374 | Sun19:00 | 0.3722 | 0.2542 | 0.8181 | 0.4639
Sun20:00 | 0 | 0 | 0 | 0 | Sun20:00 | 0 | 0.0366 | 0.0145 | 0 | Sun20:00 | 0.2211 | 0.333 | 0.8727 | 0.4897 | Sun20:00 | 0.381 | 0.3956 | 0.8647 | 0.5458
Sun21:00 | 0 | 0 | 0 | 0 | Sun21:00 | 0 | 0 | 0 | 0 | Sun21:00 | 0.2411 | 0.5256 | 0.8767 | 0.6462 | Sun21:00 | 0.3736 | 0.5537 | 0.8891 | 0.6037
Sun22:00 | 0 | 0 | 0 | 0 | Sun22:00 | 0 | 0 | 0 | 0 | Sun22:00 | 0.2755 | 0.6382 | 0.7817 | 0.609 | Sun22:00 | 0.3522 | 0.5862 | 0.8578 | 0.6095
Sun23:00 | 0 | 0 | 0 | 0 | Sun23:00 | 0 | 0 | 0 | 0 | Sun23:00 | 0.2891 | 0.5313 | 0.7705 | 0.5574 | Sun23:00 | 0.3243 | 0.4889 | 0.8358 | 0.5975
Sun24:00 | 0 | 0 | 0 | 0 | Sun24:00 | 0 | 0 | 0 | 0 | Sun24:00 | 0.2176 | 0.4991 | 0.8655 | 0.5757 | Sun24:00 | 0.2833 | 0.4827 | 0.8619 | 0.5892
Mon1:00 | 0 | 0 | 0 | 0 | Mon1:00 | 0 | 0 | 0 | 0 | Mon1:00 | 0.321 | 0.8917 | 0.8506 | 0.4289 | Mon1:00 | 0.3454 | 0.8839 | 0.7842 | 0.3666
Mon2:00 | 0 | 0 | 0 | 0 | Mon2:00 | 0 | 0 | 0 | 0 | Mon2:00 | 0.3433 | 0.8929 | 0.8377 | 0.3973 | Mon2:00 | 0.4343 | 0.8724 | 0.7864 | 0.3652
Mon3:00 | 0 | 0 | 0 | 0 | Mon3:00 | 0 | 0 | 0 | 0 | Mon3:00 | 0.2585 | 0.8553 | 0.8067 | 0.3265 | Mon3:00 | 0.3524 | 0.8399 | 0.766 | 0.2989
Mon4:00 | 0 | 0 | 0 | 0 | Mon4:00 | 0 | 0 | 0 | 0 | Mon4:00 | 0.1849 | 0.8224 | 0.7955 | 0.2625 | Mon4:00 | 0.2733 | 0.8333 | 0.748 | 0.2414
Mon5:00 | 0 | 0 | 0 | 0 | Mon5:00 | 0 | 0 | 0 | 0 | Mon5:00 | 0.1434 | 0.7657 | 0.7944 | 0.1836 | Mon5:00 | 0.2114 | 0.8029 | 0.7816 | 0.1588
Mon6:00 | 0 | 0 | 0 | 0 | Mon6:00 | 0.0063 | 0 | 0 | 0 | Mon6:00 | 0.107 | 0.7709 | 0.7907 | 0.0929 | Mon6:00 | 0.1325 | 0.7719 | 0.7865 | 0.1022
Mon7:00 | 0 | 0 | 0 | 0 | Mon7:00 | 0.1889 | 0.0451 | 0.0094 | 0.0273 | Mon7:00 | 0.0563 | 0.7588 | 0.7359 | 0.0506 | Mon7:00 | 0.0702 | 0.7361 | 0.7753 | 0.0869
Mon8:00 | 0.0432 | 0 | 0 | 0 | Mon8:00 | 0.613 | 0.3531 | 0.2309 | 0.2934 | Mon8:00 | 0.0439 | 0.8112 | 0.7586 | 0.0744 | Mon8:00 | 0.0707 | 0.7692 | 0.7875 | 0.0794
Mon9:00 | 0.5167 | 0.0836 | 0.015 | 0.0653 | Mon9:00 | 0.8273 | 0.7965 | 0.6334 | 0.7614 | Mon9:00 | 0.0366 | 0.8281 | 0.8035 | 0.1289 | Mon9:00 | 0.0897 | 0.8213 | 0.8113 | 0.0854
Mon10:00 | 0.9842 | 0.5868 | 0.333 | 0.475 | Mon10:00 | 0.8843 | 0.891 | 0.7981 | 0.8458 | Mon10:00 | 0.0296 | 0.8129 | 0.7552 | 0.1309 | Mon10:00 | 0.1014 | 0.8237 | 0.7925 | 0.0869
Mon11:00 | 0.9816 | 0.8269 | 0.6498 | 0.7595 | Mon11:00 | 0.8944 | 0.8575 | 0.785 | 0.8192 | Mon11:00 | 0.0355 | 0.8435 | 0.7776 | 0.0614 | Mon11:00 | 0.1058 | 0.8128 | 0.7961 | 0.0235
Mon12:00 | 0.9247 | 0.7542 | 0.5843 | 0.7199 | Mon12:00 | 0.8735 | 0.8157 | 0.7271 | 0.7877 | Mon12:00 | 0.0387 | 0.8296 | 0.7378 | 0.0922 | Mon12:00 | 0.087 | 0.7916 | 0.7463 | 0.0287
Mon13:00 | 0.8558 | 0.7742 | 0.5479 | 0.7142 | Mon13:00 | 0.8357 | 0.8063 | 0.703 | 0.7736 | Mon13:00 | 0.0354 | 0.8387 | 0.6205 | 0.0614 | Mon13:00 | 0.0611 | 0.765 | 0.6286 | 0.0199
Mon14:00 | 0.9363 | 0.8245 | 0.5913 | 0.7534 | Mon14:00 | 0.849 | 0.829 | 0.7222 | 0.7923 | Mon14:00 | 0.0383 | 0.8118 | 0.5263 | 0.0649 | Mon14:00 | 0.0413 | 0.7334 | 0.534 | 0.0237
Mon15:00 | 0.8877 | 0.8621 | 0.6884 | 0.8093 | Mon15:00 | 0.8593 | 0.8598 | 0.7716 | 0.8153 | Mon15:00 | 0.0823 | 0.78 | 0.5553 | 0.0848 | Mon15:00 | 0.0631 | 0.6895 | 0.494 | 0.0328
Mon16:00 | 0.702 | 0.8813 | 0.7238 | 0.8168 | Mon16:00 | 0.79 | 0.8502 | 0.7542 | 0.812 | Mon16:00 | 0.1104 | 0.7503 | 0.5236 | 0.0633 | Mon16:00 | 0.0943 | 0.6889 | 0.4491 | 0.04
Mon17:00 | 0.6787 | 0.6552 | 0.3254 | 0.6001 | Mon17:00 | 0.76 | 0.7232 | 0.5865 | 0.6588 | Mon17:00 | 0.1343 | 0.7918 | 0.5858 | 0.054 | Mon17:00 | 0.1675 | 0.7346 | 0.4401 | 0.0406
Mon18:00 | 0.5802 | 0 | 0 | 0 | Mon18:00 | 0.5843 | 0.3366 | 0.123 | 0.2683 | Mon18:00 | 0.1348 | 0.8567 | 0.6244 | 0.052 | Mon18:00 | 0.1745 | 0.8155 | 0.5088 | 0.0404
Mon19:00 | 0.1152 | 0 | 0 | 0 | Mon19:00 | 0.311 | 0.0078 | 0 | 0.0025 | Mon19:00 | 0.2127 | 0.9128 | 0.6331 | 0.0409 | Mon19:00 | 0.2241 | 0.8719 | 0.6478 | 0.0363
Mon20:00 | 0 | 0 | 0 | 0 | Mon20:00 | 0.0131 | 0 | 0 | 0 | Mon20:00 | 0.2428 | 0.912 | 0.7162 | 0.0905 | Mon20:00 | 0.2759 | 0.8931 | 0.7337 | 0.0826
Mon21:00 | 0 | 0 | 0 | 0 | Mon21:00 | 0 | 0 | 0 | 0 | Mon21:00 | 0.2641 | 0.9012 | 0.7786 | 0.1882 | Mon21:00 | 0.3115 | 0.9074 | 0.7672 | 0.1721
Mon22:00 | 0 | 0 | 0 | 0 | Mon22:00 | 0 | 0 | 0 | 0 | Mon22:00 | 0.2679 | 0.8846 | 0.8479 | 0.2692 | Mon22:00 | 0.2489 | 0.8988 | 0.8634 | 0.3017
Mon23:00 | 0 | 0 | 0 | 0 | Mon23:00 | 0 | 0 | 0 | 0 | Mon23:00 | 0.3444 | 0.8988 | 0.8848 | 0.3488 | Mon23:00 | 0.2958 | 0.9041 | 0.8812 | 0.4119
Mon24:00 | 0 | 0 | 0 | 0 | Mon24:00 | 0 | 0 | 0 | 0 | Mon24:00 | 0.3775 | 0.9117 | 0.8922 | 0.3926 | Mon24:00 | 0.3428 | 0.9083 | 0.87 | 0.4771
Coastal
| SOLAR CSP |  |  |  |  | SOLAR PVSAT |  |  |  |  | wind |  |  |  |  | new wind
| Spring | Summer | Fall | Winter |  | Spring | Summer | Fall | Winter |  | Spring | Summer | Fall | Winter |  | Spring | Summer | Fall | Winter
Sat1:00 | 0 | 0 | 0 | 0 | Sat1:00 | 0 | 0 | 0 | 0 | Sat1:00 | 0.6529 | 0.3793 | 0.3796 | 0.1238 | Sat1:00 | 0.418 | 0.4488 | 0.1329 | 0.0877
Sat2:00 | 0 | 0 | 0 | 0 | Sat2:00 | 0 | 0 | 0 | 0 | Sat2:00 | 0.6661 | 0.3944 | 0.4171 | 0.1674 | Sat2:00 | 0.4499 | 0.4462 | 0.1551 | 0.1087
Sat3:00 | 0 | 0 | 0 | 0 | Sat3:00 | 0 | 0 | 0 | 0 | Sat3:00 | 0.6124 | 0.3421 | 0.4408 | 0.2213 | Sat3:00 | 0.5123 | 0.4223 | 0.228 | 0.0805
Sat4:00 | 0 | 0 | 0 | 0 | Sat4:00 | 0 | 0 | 0 | 0 | Sat4:00 | 0.6776 | 0.3178 | 0.4158 | 0.2226 | Sat4:00 | 0.5476 | 0.4209 | 0.1989 | 0.0804
Sat5:00 | 0 | 0 | 0 | 0 | Sat5:00 | 0 | 0 | 0 | 0 | Sat5:00 | 0.6887 | 0.2684 | 0.3768 | 0.1627 | Sat5:00 | 0.6091 | 0.477 | 0.2127 | 0.071
Sat6:00 | 0 | 0 | 0 | 0 | Sat6:00 | 0 | 0 | 0 | 0 | Sat6:00 | 0.7378 | 0.25 | 0.3934 | 0.0922 | Sat6:00 | 0.6853 | 0.5029 | 0.2236 | 0.0467
Sat7:00 | 0 | 0 | 0 | 0 | Sat7:00 | 0 | 0 | 0.0018 | 0.1575 | Sat7:00 | 0.7034 | 0.1897 | 0.3323 | 0.0767 | Sat7:00 | 0.6186 | 0.4825 | 0.1608 | 0.07
Sat8:00 | 0 | 0 | 0 | 0 | Sat8:00 | 0.0039 | 0.0168 | 0.1214 | 0.5137 | Sat8:00 | 0.6915 | 0.2107 | 0.3624 | 0.047 | Sat8:00 | 0.6398 | 0.5176 | 0.174 | 0.065
Sat9:00 | 0 | 0 | 0 | 0.2215 | Sat9:00 | 0.0749 | 0.1071 | 0.2384 | 0.6204 | Sat9:00 | 0.6857 | 0.2245 | 0.3878 | 0.0306 | Sat9:00 | 0.6461 | 0.5222 | 0.1758 | 0.056
Sat10:00 | 0 | 0 | 0.0419 | 0.269 | Sat10:00 | 0.297 | 0.0994 | 0.2555 | 0.5278 | Sat10:00 | 0.7315 | 0.2453 | 0.2879 | 0.0193 | Sat10:00 | 0.683 | 0.3485 | 0.1173 | 0.0076
Sat11:00 | 0 | 0 | 0 | 0.2126 | Sat11:00 | 0.4307 | 0.1881 | 0.2101 | 0.484 | Sat11:00 | 0.7485 | 0.2609 | 0.1789 | 0.0211 | Sat11:00 | 0.7278 | 0.3132 | 0.0404 | 0.0173
Sat12:00 | 0 | 0 | 0 | 0.3769 | Sat12:00 | 0.2845 | 0.1957 | 0.2348 | 0.6507 | Sat12:00 | 0.8071 | 0.4328 | 0.1329 | 0.0433 | Sat12:00 | 0.7982 | 0.4759 | 0.0498 | 0.0614
Sat13:00 | 0 | 0 | 0.0068 | 0.6003 | Sat13:00 | 0.3061 | 0.2611 | 0.3447 | 0.7907 | Sat13:00 | 0.7365 | 0.5523 | 0.1232 | 0.0468 | Sat13:00 | 0.7131 | 0.4962 | 0.0378 | 0.1363
Sat14:00 | 0.0027 | 0 | 0.0563 | 0.6845 | Sat14:00 | 0.2256 | 0.2577 | 0.4077 | 0.7744 | Sat14:00 | 0.6697 | 0.5498 | 0.1247 | 0.1048 | Sat14:00 | 0.7134 | 0.492 | 0.0166 | 0.2527
Sat15:00 | 0 | 0.0427 | 0.1306 | 0.5103 | Sat15:00 | 0.1359 | 0.2697 | 0.4072 | 0.637 | Sat15:00 | 0.7389 | 0.6407 | 0.1349 | 0.1445 | Sat15:00 | 0.7491 | 0.5438 | 0.0322 | 0.3677
Sat16:00 | 0 | 0 | 0.185 | 0.3674 | Sat16:00 | 0.0888 | 0.1588 | 0.5334 | 0.5102 | Sat16:00 | 0.7189 | 0.6443 | 0.1404 | 0.1061 | Sat16:00 | 0.6825 | 0.5058 | 0.0701 | 0.268
Sat17:00 | 0 | 0 | 0.014 | 0.4475 | Sat17:00 | 0.0852 | 0.0246 | 0.3553 | 0.6791 | Sat17:00 | 0.6791 | 0.5503 | 0.1924 | 0.1113 | Sat17:00 | 0.5889 | 0.5075 | 0.1339 | 0.2065
Sat18:00 | 0 | 0 | 0 | 0 | Sat18:00 | 0.0102 | 0 | 0.0217 | 0.2935 | Sat18:00 | 0.7461 | 0.5085 | 0.2169 | 0.131 | Sat18:00 | 0.645 | 0.5494 | 0.2096 | 0.2109
Sat19:00 | 0 | 0 | 0 | 0 | Sat19:00 | 0 | 0 | 0 | 0.0085 | Sat19:00 | 0.786 | 0.6111 | 0.2139 | 0.1802 | Sat19:00 | 0.6803 | 0.6375 | 0.2181 | 0.2698
Sat20:00 | 0 | 0 | 0 | 0 | Sat20:00 | 0 | 0 | 0 | 0 | Sat20:00 | 0.8065 | 0.6003 | 0.1948 | 0.237 | Sat20:00 | 0.7707 | 0.5317 | 0.2647 | 0.3069
Sat21:00 | 0 | 0 | 0 | 0 | Sat21:00 | 0 | 0 | 0 | 0 | Sat21:00 | 0.7999 | 0.5551 | 0.1981 | 0.2848 | Sat21:00 | 0.8157 | 0.4345 | 0.3192 | 0.3301
Sat22:00 | 0 | 0 | 0 | 0 | Sat22:00 | 0 | 0 | 0 | 0 | Sat22:00 | 0.6929 | 0.6009 | 0.1965 | 0.2033 | Sat22:00 | 0.7019 | 0.4065 | 0.3031 | 0.1921
Sat23:00 | 0 | 0 | 0 | 0 | Sat23:00 | 0 | 0 | 0 | 0 | Sat23:00 | 0.6716 | 0.5603 | 0.1546 | 0.1098 | Sat23:00 | 0.5481 | 0.424 | 0.2213 | 0.0694
Sat24:00 | 0 | 0 | 0 | 0 | Sat24:00 | 0 | 0 | 0 | 0 | Sat24:00 | 0.4418 | 0.5171 | 0.1679 | 0.1421 | Sat24:00 | 0.4179 | 0.4266 | 0.2067 | 0.1504
Sun1:00 | 0 | 0 | 0 | 0 | Sun1:00 | 0 | 0 | 0 | 0 | Sun1:00 | 0.0617 | 0.4059 | 0.5744 | 0.3526 | Sun1:00 | 0.0688 | 0.1347 | 0.3309 | 0.2128
Sun2:00 | 0 | 0 | 0 | 0 | Sun2:00 | 0 | 0 | 0 | 0 | Sun2:00 | 0.0822 | 0.3825 | 0.5768 | 0.3461 | Sun2:00 | 0.1254 | 0.1252 | 0.3253 | 0.1901
Sun3:00 | 0 | 0 | 0 | 0 | Sun3:00 | 0 | 0 | 0 | 0 | Sun3:00 | 0.0616 | 0.3221 | 0.5573 | 0.3248 | Sun3:00 | 0.1438 | 0.114 | 0.3395 | 0.1355
Sun4:00 | 0 | 0 | 0 | 0 | Sun4:00 | 0 | 0 | 0 | 0 | Sun4:00 | 0.0668 | 0.3148 | 0.5033 | 0.2938 | Sun4:00 | 0.1404 | 0.1388 | 0.2875 | 0.1166
Sun5:00 | 0 | 0 | 0 | 0 | Sun5:00 | 0 | 0 | 0 | 0 | Sun5:00 | 0.0586 | 0.3381 | 0.3955 | 0.2989 | Sun5:00 | 0.1541 | 0.107 | 0.2748 | 0.1105
Sun6:00 | 0 | 0 | 0 | 0 | Sun6:00 | 0 | 0.0049 | 0.0314 | 0 | Sun6:00 | 0.0727 | 0.3556 | 0.3522 | 0.2856 | Sun6:00 | 0.1801 | 0.1371 | 0.2609 | 0.1502
Sun7:00 | 0 | 0 | 0 | 0 | Sun7:00 | 0 | 0.1848 | 0.2503 | 0.1324 | Sun7:00 | 0.1117 | 0.3084 | 0.2782 | 0.2229 | Sun7:00 | 0.1666 | 0.1312 | 0.2456 | 0.1406
Sun8:00 | 0 | 0 | 0.038 | 0 | Sun8:00 | 0.0028 | 0.6254 | 0.6196 | 0.5644 | Sun8:00 | 0.1637 | 0.2482 | 0.2871 | 0.235 | Sun8:00 | 0.1637 | 0.2207 | 0.2813 | 0.1902
Sun9:00 | 0 | 0.3567 | 0.3117 | 0.3388 | Sun9:00 | 0.1123 | 0.804 | 0.6699 | 0.8533 | Sun9:00 | 0.2694 | 0.221 | 0.3439 | 0.2274 | Sun9:00 | 0.145 | 0.3428 | 0.329 | 0.2582
Sun10:00 | 0 | 0.7418 | 0.3793 | 0.88 | Sun10:00 | 0.0973 | 0.8221 | 0.6398 | 0.9051 | Sun10:00 | 0.1943 | 0.2437 | 0.4093 | 0.1637 | Sun10:00 | 0.1557 | 0.5428 | 0.399 | 0.1761
Sun11:00 | 0 | 0.895 | 0.4415 | 0.8767 | Sun11:00 | 0.1419 | 0.8701 | 0.8118 | 0.8849 | Sun11:00 | 0.0741 | 0.2898 | 0.3327 | 0.1303 | Sun11:00 | 0.1061 | 0.5501 | 0.4068 | 0.1217
Sun12:00 | 0 | 0.8416 | 0.6688 | 0.8734 | Sun12:00 | 0.1712 | 0.848 | 0.8889 | 0.8605 | Sun12:00 | 0.0491 | 0.2621 | 0.4458 | 0.1509 | Sun12:00 | 0.078 | 0.5262 | 0.5209 | 0.1328
Sun13:00 | 0 | 0.9409 | 0.4622 | 0.8752 | Sun13:00 | 0.2388 | 0.8744 | 0.7252 | 0.8488 | Sun13:00 | 0.0522 | 0.2935 | 0.4651 | 0.1439 | Sun13:00 | 0.0818 | 0.5569 | 0.5316 | 0.1882
Sun14:00 | 0 | 0.9679 | 0.7455 | 0.8847 | Sun14:00 | 0.1843 | 0.8907 | 0.9348 | 0.8591 | Sun14:00 | 0.0381 | 0.2289 | 0.4987 | 0.1882 | Sun14:00 | 0.0787 | 0.5447 | 0.6581 | 0.2588
Sun15:00 | 0 | 0.829 | 0.6502 | 0.8972 | Sun15:00 | 0.3027 | 0.8606 | 0.844 | 0.8771 | Sun15:00 | 0.0481 | 0.2122 | 0.645 | 0.2203 | Sun15:00 | 0.1465 | 0.5035 | 0.7738 | 0.2979
Sun16:00 | 0.0746 | 0.5984 | 0.748 | 0.8579 | Sun16:00 | 0.2991 | 0.6655 | 0.8751 | 0.8282 | Sun16:00 | 0.0823 | 0.2268 | 0.7022 | 0.2227 | Sun16:00 | 0.2468 | 0.4977 | 0.8448 | 0.4081
Sun17:00 | 0.1333 | 0.5203 | 0.7451 | 0.6946 | Sun17:00 | 0.2152 | 0.6051 | 0.8228 | 0.6926 | Sun17:00 | 0.0916 | 0.1482 | 0.6936 | 0.2248 | Sun17:00 | 0.262 | 0.4704 | 0.8278 | 0.4128
Sun18:00 | 0 | 0.4457 | 0.4807 | 0 | Sun18:00 | 0.0696 | 0.5318 | 0.5949 | 0.2489 | Sun18:00 | 0.0736 | 0.2148 | 0.7327 | 0.2259 | Sun18:00 | 0.2419 | 0.5973 | 0.813 | 0.3456
Sun19:00 | 0 | 0 | 0 | 0 | Sun19:00 | 0 | 0.184 | 0.2003 | 0.0002 | Sun19:00 | 0.1033 | 0.3244 | 0.7815 | 0.2127 | Sun19:00 | 0.2401 | 0.7265 | 0.7616 | 0.295
Sun20:00 | 0 | 0 | 0 | 0 | Sun20:00 | 0 | 0.0007 | 0.0012 | 0 | Sun20:00 | 0.1088 | 0.4428 | 0.755 | 0.3207 | Sun20:00 | 0.2307 | 0.6943 | 0.672 | 0.2502
Sun21:00 | 0 | 0 | 0 | 0 | Sun21:00 | 0 | 0 | 0 | 0 | Sun21:00 | 0.1118 | 0.5596 | 0.7707 | 0.4614 | Sun21:00 | 0.2197 | 0.6903 | 0.6253 | 0.1999
Sun22:00 | 0 | 0 | 0 | 0 | Sun22:00 | 0 | 0 | 0 | 0 | Sun22:00 | 0.1302 | 0.4411 | 0.7018 | 0.3915 | Sun22:00 | 0.1723 | 0.4545 | 0.5527 | 0.1572
Sun23:00 | 0 | 0 | 0 | 0 | Sun23:00 | 0 | 0 | 0 | 0 | Sun23:00 | 0.1326 | 0.3541 | 0.6334 | 0.3373 | Sun23:00 | 0.193 | 0.3324 | 0.5025 | 0.1673
Sun24:00 | 0 | 0 | 0 | 0 | Sun24:00 | 0 | 0 | 0 | 0 | Sun24:00 | 0.1061 | 0.372 | 0.6432 | 0.3392 | Sun24:00 | 0.1633 | 0.358 | 0.4491 | 0.1533
Mon1:00 | 0 | 0 | 0 | 0 | Mon1:00 | 0 | 0 | 0 | 0 | Mon1:00 | 0.2383 | 0.6153 | 0.5485 | 0.3283 | Mon1:00 | 0.0983 | 0.1643 | 0.0735 | 0.3659
Mon2:00 | 0 | 0 | 0 | 0 | Mon2:00 | 0 | 0 | 0 | 0 | Mon2:00 | 0.217 | 0.6208 | 0.537 | 0.3613 | Mon2:00 | 0.0632 | 0.2118 | 0.13 | 0.4638
Mon3:00 | 0 | 0 | 0 | 0 | Mon3:00 | 0 | 0 | 0 | 0 | Mon3:00 | 0.1474 | 0.618 | 0.4851 | 0.327 | Mon3:00 | 0.0644 | 0.2512 | 0.1696 | 0.4164
Mon4:00 | 0 | 0 | 0 | 0 | Mon4:00 | 0 | 0 | 0 | 0 | Mon4:00 | 0.1276 | 0.6024 | 0.528 | 0.2831 | Mon4:00 | 0.0498 | 0.3191 | 0.2051 | 0.3698
Mon5:00 | 0 | 0 | 0 | 0 | Mon5:00 | 0 | 0 | 0 | 0 | Mon5:00 | 0.0938 | 0.6028 | 0.5264 | 0.2773 | Mon5:00 | 0.0372 | 0.3238 | 0.1426 | 0.4565
Mon6:00 | 0 | 0 | 0 | 0 | Mon6:00 | 0.0029 | 0 | 0 | 0 | Mon6:00 | 0.0556 | 0.6281 | 0.5408 | 0.2787 | Mon6:00 | 0.0103 | 0.3504 | 0.0855 | 0.5906
Mon7:00 | 0 | 0 | 0 | 0 | Mon7:00 | 0.1386 | 0.0661 | 0.0012 | 0.0502 | Mon7:00 | 0.0399 | 0.5965 | 0.5095 | 0.2493 | Mon7:00 | 0.0112 | 0.373 | 0.0723 | 0.6352
Mon8:00 | 0 | 0 | 0 | 0 | Mon8:00 | 0.5461 | 0.4768 | 0.1617 | 0.4332 | Mon8:00 | 0.0156 | 0.6594 | 0.5201 | 0.2716 | Mon8:00 | 0.0108 | 0.4374 | 0.0491 | 0.6076
Mon9:00 | 0.2426 | 0.0583 | 0 | 0 | Mon9:00 | 0.6975 | 0.7662 | 0.4983 | 0.7603 | Mon9:00 | 0.0053 | 0.7246 | 0.5473 | 0.3115 | Mon9:00 | 0.0174 | 0.4939 | 0.0291 | 0.5232
Mon10:00 | 0.498 | 0.6529 | 0.2045 | 0.3734 | Mon10:00 | 0.728 | 0.7998 | 0.649 | 0.8462 | Mon10:00 | 0.0055 | 0.6926 | 0.4953 | 0.2646 | Mon10:00 | 0.0007 | 0.4149 | 0.0225 | 0.4156
Mon11:00 | 0.2894 | 0.6081 | 0.437 | 0.7083 | Mon11:00 | 0.5986 | 0.734 | 0.6165 | 0.8225 | Mon11:00 | 0.0126 | 0.6138 | 0.4782 | 0.1693 | Mon11:00 | 0.0006 | 0.2651 | 0.0019 | 0.3728
Mon12:00 | 0.2833 | 0.5835 | 0.4337 | 0.6706 | Mon12:00 | 0.644 | 0.7099 | 0.6403 | 0.7914 | Mon12:00 | 0.0312 | 0.6149 | 0.5389 | 0.1802 | Mon12:00 | 0.0056 | 0.2032 | 0.0002 | 0.2963
Mon13:00 | 0.238 | 0.5562 | 0.4252 | 0.6455 | Mon13:00 | 0.609 | 0.79 | 0.6758 | 0.783 | Mon13:00 | 0.0176 | 0.6014 | 0.4983 | 0.1032 | Mon13:00 | 0.0729 | 0.203 | 0.0082 | 0.1944
Mon14:00 | 0.2157 | 0.5093 | 0.5895 | 0.7111 | Mon14:00 | 0.6112 | 0.6872 | 0.7106 | 0.82 | Mon14:00 | 0.0742 | 0.5822 | 0.4457 | 0.0867 | Mon14:00 | 0.2175 | 0.2472 | 0.0281 | 0.1931
Mon15:00 | 0.571 | 0.5633 | 0.6499 | 0.7586 | Mon15:00 | 0.8324 | 0.7742 | 0.7543 | 0.838 | Mon15:00 | 0.0947 | 0.6452 | 0.3904 | 0.1003 | Mon15:00 | 0.3001 | 0.3653 | 0.0474 | 0.2209
Mon16:00 | 0.5808 | 0.6328 | 0.6193 | 0.7303 | Mon16:00 | 0.7022 | 0.7514 | 0.6837 | 0.7886 | Mon16:00 | 0.1664 | 0.6291 | 0.4054 | 0.0888 | Mon16:00 | 0.3841 | 0.4385 | 0.0815 | 0.1782
Mon17:00 | 0.4528 | 0.2395 | 0 | 0.3029 | Mon17:00 | 0.6875 | 0.5556 | 0.4411 | 0.5688 | Mon17:00 | 0.2133 | 0.7303 | 0.4815 | 0.0709 | Mon17:00 | 0.3815 | 0.4814 | 0.1164 | 0.1678
Mon18:00 | 0.2569 | 0 | 0 | 0 | Mon18:00 | 0.4294 | 0.0492 | 0.0323 | 0.0383 | Mon18:00 | 0.1867 | 0.6649 | 0.5254 | 0.0787 | Mon18:00 | 0.3155 | 0.4605 | 0.1514 | 0.0991
Mon19:00 | 0 | 0 | 0 | 0 | Mon19:00 | 0.1397 | 0 | 0 | 0 | Mon19:00 | 0.1745 | 0.7436 | 0.5879 | 0.0633 | Mon19:00 | 0.2561 | 0.4958 | 0.1937 | 0.0482
Mon20:00 | 0 | 0 | 0 | 0 | Mon20:00 | 0.0006 | 0 | 0 | 0 | Mon20:00 | 0.2461 | 0.7265 | 0.6494 | 0.0759 | Mon20:00 | 0.2318 | 0.5236 | 0.261 | 0.0256
Mon21:00 | 0 | 0 | 0 | 0 | Mon21:00 | 0 | 0 | 0 | 0 | Mon21:00 | 0.2693 | 0.7217 | 0.6782 | 0.1018 | Mon21:00 | 0.2199 | 0.5011 | 0.3478 | 0.0323
Mon22:00 | 0 | 0 | 0 | 0 | Mon22:00 | 0 | 0 | 0 | 0 | Mon22:00 | 0.2573 | 0.6847 | 0.6558 | 0.19 | Mon22:00 | 0.1752 | 0.4536 | 0.2883 | 0.0282
Mon23:00 | 0 | 0 | 0 | 0 | Mon23:00 | 0 | 0 | 0 | 0 | Mon23:00 | 0.3237 | 0.6534 | 0.6504 | 0.1927 | Mon23:00 | 0.1931 | 0.3227 | 0.2843 | 0.0335
Mon24:00 | 0 | 0 | 0 | 0 | Mon24:00 | 0 | 0 | 0 | 0 | Mon24:00 | 0.3123 | 0.6274 | 0.6422 | 0.1919 | Mon24:00 | 0.1871 | 0.3359 | 0.3239 | 0.0304
South
| SOLAR CSP |  |  |  |  | SOLAR PVSAT |  |  |  |  | wind |  |  |  |  | new wind
| Spring | Summer | Fall | Winter |  | Spring | Summer | Fall | Winter |  | Spring | Summer | Fall | Winter |  | Spring | Summer | Fall | Winter
Sat1:00 | 0 | 0 | 0 | 0 | Sat1:00 | 0 | 0 | 0 | 0 | Sat1:00 | 0.8691 | 0.4798 | 0.6488 | 0.2433 | Sat1:00 | 0.52 | 0.485 | 0.2345 | 0.2051
Sat2:00 | 0 | 0 | 0 | 0 | Sat2:00 | 0 | 0 | 0 | 0 | Sat2:00 | 0.8438 | 0.4134 | 0.6749 | 0.3868 | Sat2:00 | 0.4649 | 0.4746 | 0.268 | 0.1817
Sat3:00 | 0 | 0 | 0 | 0 | Sat3:00 | 0 | 0 | 0 | 0 | Sat3:00 | 0.822 | 0.3483 | 0.6858 | 0.3937 | Sat3:00 | 0.5043 | 0.4507 | 0.2693 | 0.1366
Sat4:00 | 0 | 0 | 0 | 0 | Sat4:00 | 0 | 0 | 0 | 0 | Sat4:00 | 0.7781 | 0.3614 | 0.6429 | 0.3505 | Sat4:00 | 0.551 | 0.4397 | 0.1931 | 0.1184
Sat5:00 | 0 | 0 | 0 | 0 | Sat5:00 | 0 | 0 | 0 | 0 | Sat5:00 | 0.7518 | 0.3115 | 0.6172 | 0.2427 | Sat5:00 | 0.5552 | 0.438 | 0.2063 | 0.1179
Sat6:00 | 0 | 0 | 0 | 0 | Sat6:00 | 0 | 0 | 0 | 0 | Sat6:00 | 0.7483 | 0.2626 | 0.6302 | 0.1803 | Sat6:00 | 0.5632 | 0.4501 | 0.2865 | 0.1168
Sat7:00 | 0 | 0 | 0 | 0 | Sat7:00 | 0 | 0 | 0.0021 | 0.0671 | Sat7:00 | 0.736 | 0.2462 | 0.5995 | 0.144 | Sat7:00 | 0.5183 | 0.4353 | 0.2594 | 0.1113
Sat8:00 | 0 | 0 | 0 | 0 | Sat8:00 | 0.0227 | 0.0441 | 0.1321 | 0.3852 | Sat8:00 | 0.7514 | 0.2346 | 0.6143 | 0.0828 | Sat8:00 | 0.5907 | 0.5345 | 0.2335 | 0.1655
Sat9:00 | 0 | 0 | 0 | 0.1227 | Sat9:00 | 0.1729 | 0.2881 | 0.3958 | 0.5411 | Sat9:00 | 0.7875 | 0.2245 | 0.6186 | 0.0473 | Sat9:00 | 0.6087 | 0.6468 | 0.1974 | 0.2467
Sat10:00 | 0.0469 | 0.0054 | 0.1285 | 0.2329 | Sat10:00 | 0.3737 | 0.3884 | 0.4873 | 0.5583 | Sat10:00 | 0.7889 | 0.316 | 0.5586 | 0.0563 | Sat10:00 | 0.5944 | 0.6034 | 0.1184 | 0.1808
Sat11:00 | 0.202 | 0.061 | 0.2342 | 0.2196 | Sat11:00 | 0.4739 | 0.4136 | 0.5619 | 0.5245 | Sat11:00 | 0.7905 | 0.4081 | 0.409 | 0.0697 | Sat11:00 | 0.6044 | 0.6079 | 0.0869 | 0.1094
Sat12:00 | 0.1751 | 0.0764 | 0.3065 | 0.1977 | Sat12:00 | 0.5265 | 0.3985 | 0.5846 | 0.5968 | Sat12:00 | 0.8388 | 0.5827 | 0.2591 | 0.1108 | Sat12:00 | 0.6032 | 0.6437 | 0.0842 | 0.1181
Sat13:00 | 0.1005 | 0.0555 | 0.2628 | 0.4242 | Sat13:00 | 0.395 | 0.3648 | 0.5614 | 0.6615 | Sat13:00 | 0.7714 | 0.6587 | 0.2094 | 0.0631 | Sat13:00 | 0.4501 | 0.6847 | 0.0537 | 0.0617
Sat14:00 | 0.1259 | 0.0026 | 0.3299 | 0.4865 | Sat14:00 | 0.3649 | 0.4188 | 0.6525 | 0.7389 | Sat14:00 | 0.6934 | 0.6122 | 0.2267 | 0.0531 | Sat14:00 | 0.3228 | 0.5864 | 0.055 | 0.0977
Sat15:00 | 0.1158 | 0.0496 | 0.4801 | 0.4275 | Sat15:00 | 0.3901 | 0.3985 | 0.7337 | 0.7094 | Sat15:00 | 0.805 | 0.5936 | 0.2049 | 0.0927 | Sat15:00 | 0.3611 | 0.5014 | 0.0418 | 0.1475
Sat16:00 | 0.1618 | 0.0941 | 0.5173 | 0.5122 | Sat16:00 | 0.4054 | 0.4371 | 0.6599 | 0.6199 | Sat16:00 | 0.8409 | 0.6465 | 0.2241 | 0.1119 | Sat16:00 | 0.3275 | 0.498 | 0.0265 | 0.1646
Sat17:00 | 0.1321 | 0.0797 | 0.2993 | 0.5011 | Sat17:00 | 0.2943 | 0.3144 | 0.5649 | 0.5956 | Sat17:00 | 0.8301 | 0.6156 | 0.2566 | 0.0861 | Sat17:00 | 0.2454 | 0.3625 | 0.0687 | 0.1429
Sat18:00 | 0 | 0 | 0 | 0 | Sat18:00 | 0.1107 | 0.0271 | 0.0704 | 0.4125 | Sat18:00 | 0.8022 | 0.6316 | 0.2084 | 0.1062 | Sat18:00 | 0.305 | 0.4089 | 0.0883 | 0.1404
Sat19:00 | 0 | 0 | 0 | 0 | Sat19:00 | 0 | 0 | 0 | 0.0356 | Sat19:00 | 0.7941 | 0.6608 | 0.1978 | 0.1343 | Sat19:00 | 0.3582 | 0.5167 | 0.1243 | 0.1832
Sat20:00 | 0 | 0 | 0 | 0 | Sat20:00 | 0 | 0 | 0 | 0 | Sat20:00 | 0.776 | 0.7303 | 0.1685 | 0.1951 | Sat20:00 | 0.3764 | 0.5215 | 0.19 | 0.3005
Sat21:00 | 0 | 0 | 0 | 0 | Sat21:00 | 0 | 0 | 0 | 0 | Sat21:00 | 0.6783 | 0.7644 | 0.1793 | 0.2583 | Sat21:00 | 0.3581 | 0.4719 | 0.2974 | 0.4161
Sat22:00 | 0 | 0 | 0 | 0 | Sat22:00 | 0 | 0 | 0 | 0 | Sat22:00 | 0.5992 | 0.7659 | 0.1805 | 0.2542 | Sat22:00 | 0.3098 | 0.4342 | 0.3361 | 0.3453
Sat23:00 | 0 | 0 | 0 | 0 | Sat23:00 | 0 | 0 | 0 | 0 | Sat23:00 | 0.7125 | 0.6896 | 0.2352 | 0.1984 | Sat23:00 | 0.2386 | 0.4263 | 0.2962 | 0.2158
Sat24:00 | 0 | 0 | 0 | 0 | Sat24:00 | 0 | 0 | 0 | 0 | Sat24:00 | 0.5965 | 0.6481 | 0.3136 | 0.1859 | Sat24:00 | 0.1597 | 0.5447 | 0.266 | 0.3145
Sun1:00 | 0 | 0 | 0 | 0 | Sun1:00 | 0 | 0 | 0 | 0 | Sun1:00 | 0.1706 | 0.5481 | 0.7861 | 0.5133 | Sun1:00 | 0.0964 | 0.2913 | 0.418 | 0.3589
Sun2:00 | 0 | 0 | 0 | 0 | Sun2:00 | 0 | 0 | 0 | 0 | Sun2:00 | 0.1606 | 0.5449 | 0.7871 | 0.4982 | Sun2:00 | 0.1315 | 0.2297 | 0.3867 | 0.3597
Sun3:00 | 0 | 0 | 0 | 0 | Sun3:00 | 0 | 0 | 0 | 0 | Sun3:00 | 0.0888 | 0.5246 | 0.7808 | 0.465 | Sun3:00 | 0.124 | 0.1837 | 0.3672 | 0.3332
Sun4:00 | 0 | 0 | 0 | 0 | Sun4:00 | 0 | 0 | 0 | 0 | Sun4:00 | 0.0805 | 0.4972 | 0.6569 | 0.4645 | Sun4:00 | 0.1108 | 0.2082 | 0.3654 | 0.3348
Sun5:00 | 0 | 0 | 0 | 0 | Sun5:00 | 0 | 0 | 0 | 0 | Sun5:00 | 0.0644 | 0.5378 | 0.5696 | 0.5 | Sun5:00 | 0.1058 | 0.1606 | 0.3691 | 0.3635
Sun6:00 | 0 | 0 | 0 | 0 | Sun6:00 | 0 | 0.0003 | 0.0078 | 0 | Sun6:00 | 0.0585 | 0.5392 | 0.4983 | 0.4704 | Sun6:00 | 0.13 | 0.1914 | 0.3601 | 0.4162
Sun7:00 | 0 | 0 | 0 | 0 | Sun7:00 | 0 | 0.0654 | 0.1759 | 0.0701 | Sun7:00 | 0.0884 | 0.4853 | 0.4072 | 0.428 | Sun7:00 | 0.1304 | 0.1741 | 0.303 | 0.3887
Sun8:00 | 0 | 0 | 0 | 0 | Sun8:00 | 0.0039 | 0.5466 | 0.5125 | 0.5216 | Sun8:00 | 0.1631 | 0.3236 | 0.3724 | 0.3769 | Sun8:00 | 0.1328 | 0.1842 | 0.3228 | 0.3872
Sun9:00 | 0 | 0.2348 | 0.0803 | 0.2996 | Sun9:00 | 0.0715 | 0.6483 | 0.5316 | 0.8029 | Sun9:00 | 0.2942 | 0.2102 | 0.3642 | 0.3573 | Sun9:00 | 0.1534 | 0.2196 | 0.394 | 0.3573
Sun10:00 | 0 | 0.7019 | 0.2512 | 0.8511 | Sun10:00 | 0.1626 | 0.8478 | 0.7676 | 0.8834 | Sun10:00 | 0.2349 | 0.1904 | 0.4993 | 0.2927 | Sun10:00 | 0.0938 | 0.3111 | 0.4853 | 0.1576
Sun11:00 | 0 | 0.7573 | 0.4544 | 0.7366 | Sun11:00 | 0.1673 | 0.8509 | 0.8014 | 0.8073 | Sun11:00 | 0.0883 | 0.2223 | 0.4466 | 0.2327 | Sun11:00 | 0.0806 | 0.3072 | 0.4929 | 0.0922
Sun12:00 | 0 | 0.8008 | 0.6064 | 0.803 | Sun12:00 | 0.1557 | 0.8699 | 0.8553 | 0.8338 | Sun12:00 | 0.0729 | 0.2074 | 0.5639 | 0.2815 | Sun12:00 | 0.0456 | 0.3054 | 0.5836 | 0.1547
Sun13:00 | 0 | 0.7211 | 0.7428 | 0.7445 | Sun13:00 | 0.2063 | 0.8291 | 0.8875 | 0.7748 | Sun13:00 | 0.0952 | 0.2312 | 0.5128 | 0.3036 | Sun13:00 | 0.059 | 0.3721 | 0.5946 | 0.179
Sun14:00 | 0 | 0.6588 | 0.8922 | 0.7097 | Sun14:00 | 0.2116 | 0.8342 | 0.9471 | 0.7933 | Sun14:00 | 0.0639 | 0.1262 | 0.416 | 0.2749 | Sun14:00 | 0.0595 | 0.3373 | 0.5384 | 0.1156
Sun15:00 | 0 | 0.6453 | 0.785 | 0.8612 | Sun15:00 | 0.1657 | 0.7993 | 0.8908 | 0.8564 | Sun15:00 | 0.076 | 0.0869 | 0.4615 | 0.2694 | Sun15:00 | 0.0859 | 0.3297 | 0.5926 | 0.1677
Sun16:00 | 0 | 0.9136 | 0.6677 | 0.7879 | Sun16:00 | 0.0995 | 0.8903 | 0.856 | 0.8 | Sun16:00 | 0.125 | 0.05 | 0.5533 | 0.2533 | Sun16:00 | 0.1403 | 0.3043 | 0.6336 | 0.1612
Sun17:00 | 0 | 0.7656 | 0.5552 | 0.7029 | Sun17:00 | 0.0768 | 0.8095 | 0.7711 | 0.7189 | Sun17:00 | 0.1549 | 0.0576 | 0.5617 | 0.2524 | Sun17:00 | 0.1919 | 0.3165 | 0.6774 | 0.1921
Sun18:00 | 0 | 0.6198 | 0.4488 | 0 | Sun18:00 | 0.0293 | 0.6636 | 0.6091 | 0.3819 | Sun18:00 | 0.1468 | 0.1113 | 0.6605 | 0.2574 | Sun18:00 | 0.2144 | 0.4692 | 0.7512 | 0.2154
Sun19:00 | 0 | 0 | 0 | 0 | Sun19:00 | 0 | 0.278 | 0.2254 | 0.0127 | Sun19:00 | 0.2098 | 0.1833 | 0.7857 | 0.2925 | Sun19:00 | 0.1796 | 0.5638 | 0.7914 | 0.2748
Sun20:00 | 0 | 0 | 0 | 0 | Sun20:00 | 0 | 0.0092 | 0.0059 | 0 | Sun20:00 | 0.2256 | 0.2944 | 0.8484 | 0.4192 | Sun20:00 | 0.1574 | 0.5603 | 0.7517 | 0.2606
Sun21:00 | 0 | 0 | 0 | 0 | Sun21:00 | 0 | 0 | 0 | 0 | Sun21:00 | 0.2298 | 0.4958 | 0.8805 | 0.5646 | Sun21:00 | 0.1591 | 0.5785 | 0.7549 | 0.268
Sun22:00 | 0 | 0 | 0 | 0 | Sun22:00 | 0 | 0 | 0 | 0 | Sun22:00 | 0.2487 | 0.4762 | 0.8173 | 0.5239 | Sun22:00 | 0.1197 | 0.6478 | 0.6744 | 0.2934
Sun23:00 | 0 | 0 | 0 | 0 | Sun23:00 | 0 | 0 | 0 | 0 | Sun23:00 | 0.2554 | 0.4474 | 0.7799 | 0.4855 | Sun23:00 | 0.1204 | 0.499 | 0.6758 | 0.2643
Sun24:00 | 0 | 0 | 0 | 0 | Sun24:00 | 0 | 0 | 0 | 0 | Sun24:00 | 0.2125 | 0.4641 | 0.8426 | 0.5028 | Sun24:00 | 0.083 | 0.4685 | 0.6032 | 0.2777
Mon1:00 | 0 | 0 | 0 | 0 | Mon1:00 | 0 | 0 | 0 | 0 | Mon1:00 | 0.3563 | 0.8862 | 0.8337 | 0.3552 | Mon1:00 | 0.1874 | 0.4051 | 0.372 | 0.4448
Mon2:00 | 0 | 0 | 0 | 0 | Mon2:00 | 0 | 0 | 0 | 0 | Mon2:00 | 0.431 | 0.88 | 0.8269 | 0.3742 | Mon2:00 | 0.1585 | 0.4194 | 0.4704 | 0.4812
Mon3:00 | 0 | 0 | 0 | 0 | Mon3:00 | 0 | 0 | 0 | 0 | Mon3:00 | 0.2872 | 0.865 | 0.7833 | 0.3272 | Mon3:00 | 0.1634 | 0.3844 | 0.4549 | 0.454
Mon4:00 | 0 | 0 | 0 | 0 | Mon4:00 | 0 | 0 | 0 | 0 | Mon4:00 | 0.189 | 0.837 | 0.8014 | 0.288 | Mon4:00 | 0.143 | 0.4332 | 0.4842 | 0.454
Mon5:00 | 0 | 0 | 0 | 0 | Mon5:00 | 0 | 0 | 0 | 0 | Mon5:00 | 0.1435 | 0.8213 | 0.8131 | 0.2308 | Mon5:00 | 0.0992 | 0.5411 | 0.4376 | 0.4186
Mon6:00 | 0 | 0 | 0 | 0 | Mon6:00 | 0.0007 | 0 | 0 | 0 | Mon6:00 | 0.0842 | 0.8111 | 0.8365 | 0.1499 | Mon6:00 | 0.0998 | 0.6173 | 0.3489 | 0.464
Mon7:00 | 0 | 0 | 0 | 0 | Mon7:00 | 0.0855 | 0.0397 | 0.0001 | 0.0244 | Mon7:00 | 0.0408 | 0.7888 | 0.8239 | 0.0883 | Mon7:00 | 0.0955 | 0.6635 | 0.3076 | 0.4678
Mon8:00 | 0 | 0 | 0 | 0 | Mon8:00 | 0.539 | 0.4298 | 0.1175 | 0.3709 | Mon8:00 | 0.0397 | 0.8291 | 0.8309 | 0.0982 | Mon8:00 | 0.0641 | 0.6422 | 0.2731 | 0.3395
Mon9:00 | 0.3368 | 0.075 | 0 | 0 | Mon9:00 | 0.7312 | 0.775 | 0.6483 | 0.7344 | Mon9:00 | 0.0449 | 0.8562 | 0.8444 | 0.1428 | Mon9:00 | 0.0686 | 0.6118 | 0.2386 | 0.2431
Mon10:00 | 0.7198 | 0.6516 | 0.3114 | 0.3549 | Mon10:00 | 0.7924 | 0.863 | 0.7364 | 0.8437 | Mon10:00 | 0.0424 | 0.8704 | 0.8247 | 0.1324 | Mon10:00 | 0.0086 | 0.4639 | 0.2779 | 0.2475
Mon11:00 | 0.9194 | 0.7524 | 0.6478 | 0.7923 | Mon11:00 | 0.8395 | 0.8237 | 0.7519 | 0.8449 | Mon11:00 | 0.0608 | 0.851 | 0.7783 | 0.0605 | Mon11:00 | 0.0023 | 0.4785 | 0.0977 | 0.1698
Mon12:00 | 0.7497 | 0.675 | 0.6299 | 0.7733 | Mon12:00 | 0.8049 | 0.7866 | 0.7248 | 0.8135 | Mon12:00 | 0.0655 | 0.856 | 0.7528 | 0.0907 | Mon12:00 | 0.0057 | 0.5425 | 0.0835 | 0.1078
Mon13:00 | 0.7936 | 0.5937 | 0.6046 | 0.7842 | Mon13:00 | 0.8161 | 0.7376 | 0.7057 | 0.8101 | Mon13:00 | 0.0397 | 0.8352 | 0.6633 | 0.0527 | Mon13:00 | 0.0277 | 0.4841 | 0.0773 | 0.1087
Mon14:00 | 0.6389 | 0.6192 | 0.6156 | 0.7692 | Mon14:00 | 0.7351 | 0.7856 | 0.7232 | 0.816 | Mon14:00 | 0.0371 | 0.7907 | 0.5515 | 0.0622 | Mon14:00 | 0.036 | 0.4741 | 0.0694 | 0.1313
Mon15:00 | 0.6239 | 0.5881 | 0.6575 | 0.8064 | Mon15:00 | 0.8116 | 0.7718 | 0.7504 | 0.844 | Mon15:00 | 0.0565 | 0.7701 | 0.4822 | 0.0744 | Mon15:00 | 0.0857 | 0.4596 | 0.1294 | 0.1828
Mon16:00 | 0.5107 | 0.5138 | 0.6987 | 0.799 | Mon16:00 | 0.6935 | 0.7014 | 0.731 | 0.8145 | Mon16:00 | 0.0817 | 0.7271 | 0.5066 | 0.0675 | Mon16:00 | 0.1265 | 0.4262 | 0.152 | 0.175
Mon17:00 | 0.5914 | 0.2858 | 0.2524 | 0.5825 | Mon17:00 | 0.7322 | 0.4921 | 0.5557 | 0.6609 | Mon17:00 | 0.116 | 0.796 | 0.5598 | 0.0565 | Mon17:00 | 0.1591 | 0.4357 | 0.1935 | 0.1461
Mon18:00 | 0.3894 | 0 | 0 | 0 | Mon18:00 | 0.4855 | 0.2114 | 0.0725 | 0.1944 | Mon18:00 | 0.1622 | 0.8497 | 0.6127 | 0.0399 | Mon18:00 | 0.1154 | 0.4975 | 0.2123 | 0.1099
Mon19:00 | 0 | 0 | 0 | 0 | Mon19:00 | 0.1723 | 0 | 0 | 0 | Mon19:00 | 0.1979 | 0.8947 | 0.6826 | 0.0428 | Mon19:00 | 0.1718 | 0.5848 | 0.2128 | 0.0533
Mon20:00 | 0 | 0 | 0 | 0 | Mon20:00 | 0.0067 | 0 | 0 | 0 | Mon20:00 | 0.2194 | 0.8942 | 0.7893 | 0.0913 | Mon20:00 | 0.2363 | 0.6821 | 0.3312 | 0.0665
Mon21:00 | 0 | 0 | 0 | 0 | Mon21:00 | 0 | 0 | 0 | 0 | Mon21:00 | 0.2433 | 0.8874 | 0.8511 | 0.1725 | Mon21:00 | 0.3724 | 0.6942 | 0.5044 | 0.1018
Mon22:00 | 0 | 0 | 0 | 0 | Mon22:00 | 0 | 0 | 0 | 0 | Mon22:00 | 0.234 | 0.8872 | 0.8814 | 0.2452 | Mon22:00 | 0.3724 | 0.6497 | 0.5655 | 0.1938
Mon23:00 | 0 | 0 | 0 | 0 | Mon23:00 | 0 | 0 | 0 | 0 | Mon23:00 | 0.3137 | 0.8907 | 0.878 | 0.353 | Mon23:00 | 0.3945 | 0.5473 | 0.5456 | 0.2501
Mon24:00 | 0 | 0 | 0 | 0 | Mon24:00 | 0 | 0 | 0 | 0 | Mon24:00 | 0.3243 | 0.9009 | 0.8805 | 0.3888 | Mon24:00 | 0.3168 | 0.5456 | 0.5617 | 0.2928
Panhandle
| SOLAR CSP |  |  |  |  | SOLAR PVSAT |  |  |  |  | wind |  |  |  |  | newwind
| Spring | Summer | Fall | Winter |  | Spring | Summer | Fall | Winter |  | Spring | Summer | Fall | Winter |  | Spring | Summer | Fall | Winter
Sat1:00 | 0 | 0 | 0 | 0 | Sat1:00 | 0 | 0 | 0 | 0 | Sat1:00 | 0.8919 | 0.4369 | 0.494 | 0.1481 | Sat1:00 | 0.9072 | 0.4946 | 0.5137 | 0.2709
Sat2:00 | 0 | 0 | 0 | 0 | Sat2:00 | 0 | 0 | 0 | 0 | Sat2:00 | 0.8734 | 0.4189 | 0.4797 | 0.2567 | Sat2:00 | 0.9057 | 0.4216 | 0.5223 | 0.1817
Sat3:00 | 0 | 0 | 0 | 0 | Sat3:00 | 0 | 0 | 0 | 0 | Sat3:00 | 0.8351 | 0.3593 | 0.5186 | 0.3747 | Sat3:00 | 0.9093 | 0.3564 | 0.4697 | 0.1413
Sat4:00 | 0 | 0 | 0 | 0 | Sat4:00 | 0 | 0 | 0 | 0 | Sat4:00 | 0.8172 | 0.3375 | 0.5683 | 0.3619 | Sat4:00 | 0.9063 | 0.3453 | 0.4451 | 0.1271
Sat5:00 | 0 | 0 | 0 | 0 | Sat5:00 | 0 | 0 | 0 | 0 | Sat5:00 | 0.783 | 0.2904 | 0.565 | 0.2547 | Sat5:00 | 0.905 | 0.3473 | 0.4674 | 0.1026
Sat6:00 | 0 | 0 | 0 | 0 | Sat6:00 | 0 | 0 | 0 | 0 | Sat6:00 | 0.7578 | 0.2657 | 0.5542 | 0.1529 | Sat6:00 | 0.904 | 0.3275 | 0.4702 | 0.0783
Sat7:00 | 0 | 0 | 0 | 0 | Sat7:00 | 0 | 0 | 0 | 0.0382 | Sat7:00 | 0.7381 | 0.2305 | 0.571 | 0.1202 | Sat7:00 | 0.8903 | 0.293 | 0.4976 | 0.0566
Sat8:00 | 0 | 0 | 0 | 0 | Sat8:00 | 0.0039 | 0.0175 | 0.1415 | 0.3649 | Sat8:00 | 0.728 | 0.1717 | 0.5913 | 0.0673 | Sat8:00 | 0.8937 | 0.2038 | 0.5168 | 0.0622
Sat9:00 | 0 | 0 | 0 | 0.0158 | Sat9:00 | 0.2445 | 0.1816 | 0.5251 | 0.5819 | Sat9:00 | 0.7123 | 0.1546 | 0.6184 | 0.031 | Sat9:00 | 0.8977 | 0.1434 | 0.5794 | 0.0965
Sat10:00 | 0 | 0 | 0.1987 | 0.4192 | Sat10:00 | 0.732 | 0.2491 | 0.7822 | 0.6002 | Sat10:00 | 0.7456 | 0.2659 | 0.4784 | 0.0438 | Sat10:00 | 0.9084 | 0.2547 | 0.6227 | 0.0626
Sat11:00 | 0.3382 | 0 | 0.5854 | 0.4411 | Sat11:00 | 0.7914 | 0.2325 | 0.7762 | 0.6457 | Sat11:00 | 0.7895 | 0.3409 | 0.3471 | 0.0499 | Sat11:00 | 0.9145 | 0.1513 | 0.487 | 0.1682
Sat12:00 | 0.4908 | 0 | 0.6202 | 0.4875 | Sat12:00 | 0.7175 | 0.2196 | 0.7056 | 0.7727 | Sat12:00 | 0.8269 | 0.5048 | 0.2174 | 0.0747 | Sat12:00 | 0.9031 | 0.1624 | 0.3694 | 0.3168
Sat13:00 | 0.3062 | 0 | 0.543 | 0.4417 | Sat13:00 | 0.4897 | 0.4482 | 0.6702 | 0.7389 | Sat13:00 | 0.833 | 0.5839 | 0.1845 | 0.0365 | Sat13:00 | 0.8836 | 0.1961 | 0.2725 | 0.3259
Sat14:00 | 0.3052 | 0 | 0.4089 | 0.3717 | Sat14:00 | 0.5875 | 0.4758 | 0.6406 | 0.7361 | Sat14:00 | 0.8259 | 0.5026 | 0.2215 | 0.0139 | Sat14:00 | 0.8855 | 0.1779 | 0.1443 | 0.2838
Sat15:00 | 0.2842 | 0.2623 | 0.6811 | 0.5878 | Sat15:00 | 0.6036 | 0.6985 | 0.7494 | 0.7408 | Sat15:00 | 0.8739 | 0.4537 | 0.2682 | 0.0737 | Sat15:00 | 0.8728 | 0.3407 | 0.0921 | 0.3162
Sat16:00 | 0.1205 | 0.6363 | 0.8005 | 0.5857 | Sat16:00 | 0.3928 | 0.7188 | 0.7747 | 0.6419 | Sat16:00 | 0.8809 | 0.5985 | 0.2382 | 0.0851 | Sat16:00 | 0.8613 | 0.464 | 0.1023 | 0.2967
Sat17:00 | 0.3011 | 0.1322 | 0.4847 | 0.5802 | Sat17:00 | 0.4803 | 0.5057 | 0.6485 | 0.6383 | Sat17:00 | 0.8856 | 0.6831 | 0.2811 | 0.0914 | Sat17:00 | 0.8469 | 0.5121 | 0.1256 | 0.3034
Sat18:00 | 0 | 0 | 0 | 0.1548 | Sat18:00 | 0.2514 | 0.0625 | 0.1926 | 0.4756 | Sat18:00 | 0.8865 | 0.7757 | 0.2408 | 0.1487 | Sat18:00 | 0.7487 | 0.5177 | 0.1447 | 0.3881
Sat19:00 | 0 | 0 | 0 | 0 | Sat19:00 | 0 | 0 | 0 | 0.0783 | Sat19:00 | 0.8741 | 0.7423 | 0.2708 | 0.2255 | Sat19:00 | 0.7696 | 0.55 | 0.2165 | 0.4386
Sat20:00 | 0 | 0 | 0 | 0 | Sat20:00 | 0 | 0 | 0 | 0 | Sat20:00 | 0.8067 | 0.7632 | 0.2111 | 0.2769 | Sat20:00 | 0.8227 | 0.6016 | 0.0933 | 0.3486
Sat21:00 | 0 | 0 | 0 | 0 | Sat21:00 | 0 | 0 | 0 | 0 | Sat21:00 | 0.6871 | 0.7487 | 0.1706 | 0.3519 | Sat21:00 | 0.8093 | 0.6303 | 0.0383 | 0.3132
Sat22:00 | 0 | 0 | 0 | 0 | Sat22:00 | 0 | 0 | 0 | 0 | Sat22:00 | 0.6669 | 0.7413 | 0.1137 | 0.269 | Sat22:00 | 0.6843 | 0.7109 | 0.0409 | 0.2449
Sat23:00 | 0 | 0 | 0 | 0 | Sat23:00 | 0 | 0 | 0 | 0 | Sat23:00 | 0.6572 | 0.7319 | 0.1126 | 0.2428 | Sat23:00 | 0.5618 | 0.7074 | 0.0278 | 0.1738
Sat24:00 | 0 | 0 | 0 | 0 | Sat24:00 | 0 | 0 | 0 | 0 | Sat24:00 | 0.6225 | 0.6845 | 0.0781 | 0.2325 | Sat24:00 | 0.4283 | 0.6643 | 0.0329 | 0.1499
Sun1:00 | 0 | 0 | 0 | 0 | Sun1:00 | 0 | 0 | 0 | 0 | Sun1:00 | 0.2167 | 0.6204 | 0.8307 | 0.5728 | Sun1:00 | 0.0695 | 0.6422 | 0.7994 | 0.5162
Sun2:00 | 0 | 0 | 0 | 0 | Sun2:00 | 0 | 0 | 0 | 0 | Sun2:00 | 0.1973 | 0.5895 | 0.7978 | 0.5584 | Sun2:00 | 0.088 | 0.6181 | 0.7511 | 0.4657
Sun3:00 | 0 | 0 | 0 | 0 | Sun3:00 | 0 | 0 | 0 | 0 | Sun3:00 | 0.1295 | 0.5604 | 0.7716 | 0.5488 | Sun3:00 | 0.0894 | 0.5889 | 0.7098 | 0.4712
Sun4:00 | 0 | 0 | 0 | 0 | Sun4:00 | 0 | 0 | 0 | 0 | Sun4:00 | 0.0854 | 0.5494 | 0.6909 | 0.5242 | Sun4:00 | 0.0559 | 0.6543 | 0.5966 | 0.3974
Sun5:00 | 0 | 0 | 0 | 0 | Sun5:00 | 0 | 0 | 0 | 0 | Sun5:00 | 0.0337 | 0.5524 | 0.5675 | 0.5105 | Sun5:00 | 0.0409 | 0.6678 | 0.5272 | 0.3638
Sun6:00 | 0 | 0 | 0 | 0 | Sun6:00 | 0 | 0.0002 | 0.0182 | 0 | Sun6:00 | 0.0258 | 0.5057 | 0.5278 | 0.465 | Sun6:00 | 0.0408 | 0.6239 | 0.507 | 0.3336
Sun7:00 | 0 | 0 | 0 | 0 | Sun7:00 | 0 | 0.1378 | 0.2155 | 0.014 | Sun7:00 | 0.0564 | 0.4186 | 0.4086 | 0.4349 | Sun7:00 | 0.0398 | 0.5295 | 0.4379 | 0.2678
Sun8:00 | 0 | 0 | 0 | 0 | Sun8:00 | 0.0179 | 0.6356 | 0.5242 | 0.3265 | Sun8:00 | 0.1356 | 0.2847 | 0.3743 | 0.3933 | Sun8:00 | 0.0365 | 0.4064 | 0.383 | 0.2404
Sun9:00 | 0 | 0.4253 | 0.1887 | 0 | Sun9:00 | 0.2518 | 0.865 | 0.6776 | 0.5944 | Sun9:00 | 0.3116 | 0.182 | 0.3407 | 0.3743 | Sun9:00 | 0.0386 | 0.2905 | 0.3539 | 0.2288
Sun10:00 | 0.0146 | 0.9849 | 0.6066 | 0.4068 | Sun10:00 | 0.5457 | 0.9422 | 0.7876 | 0.9409 | Sun10:00 | 0.2852 | 0.1593 | 0.4679 | 0.3077 | Sun10:00 | 0.0741 | 0.2376 | 0.4672 | 0.1929
Sun11:00 | 0.153 | 0.9803 | 0.6558 | 0.7077 | Sun11:00 | 0.354 | 0.9365 | 0.9245 | 0.942 | Sun11:00 | 0.1068 | 0.2025 | 0.439 | 0.2162 | Sun11:00 | 0.0643 | 0.2211 | 0.3487 | 0.2737
Sun12:00 | 0 | 0.9782 | 0.8125 | 0.8414 | Sun12:00 | 0.1996 | 0.9232 | 0.9766 | 0.8952 | Sun12:00 | 0.095 | 0.2012 | 0.6266 | 0.2716 | Sun12:00 | 0.0113 | 0.19 | 0.4194 | 0.3898
Sun13:00 | 0 | 1.0153 | 0.9824 | 0.8119 | Sun13:00 | 0.2383 | 0.9174 | 0.973 | 0.8673 | Sun13:00 | 0.1201 | 0.2666 | 0.585 | 0.2882 | Sun13:00 | 0.0233 | 0.1224 | 0.4983 | 0.4708
Sun14:00 | 0.1345 | 0.8923 | 0.9835 | 0.8506 | Sun14:00 | 0.5041 | 0.8777 | 0.9747 | 0.888 | Sun14:00 | 0.0738 | 0.1566 | 0.4666 | 0.2807 | Sun14:00 | 0.1277 | 0.1049 | 0.5057 | 0.5507
Sun15:00 | 0.2271 | 0.9282 | 0.9872 | 0.9153 | Sun15:00 | 0.497 | 0.9056 | 0.979 | 0.9218 | Sun15:00 | 0.0761 | 0.1249 | 0.4869 | 0.2719 | Sun15:00 | 0.2082 | 0.0927 | 0.5967 | 0.6843
Sun16:00 | 0.4234 | 0.9964 | 0.9891 | 0.939 | Sun16:00 | 0.5777 | 0.9164 | 0.979 | 0.9384 | Sun16:00 | 0.1201 | 0.052 | 0.5742 | 0.2899 | Sun16:00 | 0.2273 | 0.1255 | 0.6504 | 0.719
Sun17:00 | 0.184 | 0.9088 | 0.9953 | 0.9317 | Sun17:00 | 0.301 | 0.8463 | 0.9626 | 0.8691 | Sun17:00 | 0.1589 | 0.0374 | 0.6555 | 0.2768 | Sun17:00 | 0.2503 | 0.1097 | 0.6769 | 0.7166
Sun18:00 | 0 | 0.5459 | 0.8891 | 0 | Sun18:00 | 0.3841 | 0.5355 | 0.7224 | 0.5915 | Sun18:00 | 0.1265 | 0.1212 | 0.6987 | 0.2913 | Sun18:00 | 0.2867 | 0.1451 | 0.7646 | 0.7306
Sun19:00 | 0 | 0 | 0.136 | 0 | Sun19:00 | 0.0187 | 0.4711 | 0.2465 | 0.071 | Sun19:00 | 0.1951 | 0.2065 | 0.8103 | 0.3374 | Sun19:00 | 0.381 | 0.2719 | 0.8624 | 0.7358
Sun20:00 | 0 | 0 | 0 | 0 | Sun20:00 | 0 | 0.0138 | 0.0034 | 0 | Sun20:00 | 0.2211 | 0.333 | 0.8727 | 0.4897 | Sun20:00 | 0.5059 | 0.4454 | 0.8457 | 0.7222
Sun21:00 | 0 | 0 | 0 | 0 | Sun21:00 | 0 | 0 | 0 | 0 | Sun21:00 | 0.2411 | 0.5256 | 0.8767 | 0.6462 | Sun21:00 | 0.6042 | 0.6171 | 0.7938 | 0.696
Sun22:00 | 0 | 0 | 0 | 0 | Sun22:00 | 0 | 0 | 0 | 0 | Sun22:00 | 0.2755 | 0.6382 | 0.7817 | 0.609 | Sun22:00 | 0.6867 | 0.7167 | 0.6113 | 0.6555
Sun23:00 | 0 | 0 | 0 | 0 | Sun23:00 | 0 | 0 | 0 | 0 | Sun23:00 | 0.2891 | 0.5313 | 0.7705 | 0.5574 | Sun23:00 | 0.6156 | 0.6576 | 0.5796 | 0.7102
Sun24:00 | 0 | 0 | 0 | 0 | Sun24:00 | 0 | 0 | 0 | 0 | Sun24:00 | 0.2176 | 0.4991 | 0.8655 | 0.5757 | Sun24:00 | 0.5415 | 0.5539 | 0.6462 | 0.6802
Mon1:00 | 0 | 0 | 0 | 0 | Mon1:00 | 0 | 0 | 0 | 0 | Mon1:00 | 0.321 | 0.8917 | 0.8506 | 0.4289 | Mon1:00 | 0.4157 | 0.8262 | 0.8837 | 0.1881
Mon2:00 | 0 | 0 | 0 | 0 | Mon2:00 | 0 | 0 | 0 | 0 | Mon2:00 | 0.3433 | 0.8929 | 0.8377 | 0.3973 | Mon2:00 | 0.4136 | 0.7792 | 0.8566 | 0.3336
Mon3:00 | 0 | 0 | 0 | 0 | Mon3:00 | 0 | 0 | 0 | 0 | Mon3:00 | 0.2585 | 0.8553 | 0.8067 | 0.3265 | Mon3:00 | 0.3866 | 0.7607 | 0.8533 | 0.3662
Mon4:00 | 0 | 0 | 0 | 0 | Mon4:00 | 0 | 0 | 0 | 0 | Mon4:00 | 0.1849 | 0.8224 | 0.7955 | 0.2625 | Mon4:00 | 0.4064 | 0.7742 | 0.8477 | 0.3351
Mon5:00 | 0 | 0 | 0 | 0 | Mon5:00 | 0 | 0 | 0 | 0 | Mon5:00 | 0.1434 | 0.7657 | 0.7944 | 0.1836 | Mon5:00 | 0.4249 | 0.7399 | 0.8617 | 0.2462
Mon6:00 | 0 | 0 | 0 | 0 | Mon6:00 | 0.0002 | 0 | 0 | 0 | Mon6:00 | 0.107 | 0.7709 | 0.7907 | 0.0929 | Mon6:00 | 0.3959 | 0.7326 | 0.8727 | 0.1488
Mon7:00 | 0 | 0 | 0 | 0 | Mon7:00 | 0.0608 | 0.0023 | 0 | 0 | Mon7:00 | 0.0563 | 0.7588 | 0.7359 | 0.0506 | Mon7:00 | 0.308 | 0.6889 | 0.8565 | 0.1249
Mon8:00 | 0 | 0 | 0 | 0 | Mon8:00 | 0.599 | 0.234 | 0.1041 | 0.1569 | Mon8:00 | 0.0439 | 0.8112 | 0.7586 | 0.0744 | Mon8:00 | 0.2025 | 0.6519 | 0.8643 | 0.1314
Mon9:00 | 0.4182 | 0 | 0 | 0 | Mon9:00 | 0.8493 | 0.7784 | 0.5596 | 0.7191 | Mon9:00 | 0.0366 | 0.8281 | 0.8035 | 0.1289 | Mon9:00 | 0.1291 | 0.6258 | 0.8679 | 0.1504
Mon10:00 | 0.9558 | 0.4548 | 0.1646 | 0.4269 | Mon10:00 | 0.9179 | 0.8732 | 0.808 | 0.8149 | Mon10:00 | 0.0296 | 0.8129 | 0.7552 | 0.1309 | Mon10:00 | 0.0682 | 0.4897 | 0.8686 | 0.1861
Mon11:00 | 0.9678 | 0.8196 | 0.5627 | 0.781 | Mon11:00 | 0.921 | 0.8524 | 0.7846 | 0.8273 | Mon11:00 | 0.0355 | 0.8435 | 0.7776 | 0.0614 | Mon11:00 | 0.1609 | 0.5058 | 0.7588 | 0.127
Mon12:00 | 0.9556 | 0.7087 | 0.559 | 0.7045 | Mon12:00 | 0.9068 | 0.782 | 0.7087 | 0.7397 | Mon12:00 | 0.0387 | 0.8296 | 0.7378 | 0.0922 | Mon12:00 | 0.2362 | 0.5246 | 0.6689 | 0.1372
Mon13:00 | 1.0199 | 0.7192 | 0.5058 | 0.6331 | Mon13:00 | 0.873 | 0.7696 | 0.6661 | 0.7225 | Mon13:00 | 0.0354 | 0.8387 | 0.6205 | 0.0614 | Mon13:00 | 0.1493 | 0.5265 | 0.5248 | 0.0645
Mon14:00 | 1.017 | 0.7486 | 0.5549 | 0.6738 | Mon14:00 | 0.8951 | 0.7819 | 0.6929 | 0.7334 | Mon14:00 | 0.0383 | 0.8118 | 0.5263 | 0.0649 | Mon14:00 | 0.1386 | 0.4875 | 0.3678 | 0.0136
Mon15:00 | 0.6915 | 0.6676 | 0.6591 | 0.7746 | Mon15:00 | 0.7476 | 0.8144 | 0.7644 | 0.7879 | Mon15:00 | 0.0823 | 0.78 | 0.5553 | 0.0848 | Mon15:00 | 0.0873 | 0.565 | 0.3663 | 0.0126
Mon16:00 | 0.9702 | 0.2764 | 0.7489 | 0.8165 | Mon16:00 | 0.919 | 0.4988 | 0.7699 | 0.7893 | Mon16:00 | 0.1104 | 0.7503 | 0.5236 | 0.0633 | Mon16:00 | 0.0689 | 0.5854 | 0.4545 | 0.0184
Mon17:00 | 0.9519 | 0.5273 | 0.2892 | 0.6758 | Mon17:00 | 0.8432 | 0.7068 | 0.6355 | 0.7048 | Mon17:00 | 0.1343 | 0.7918 | 0.5858 | 0.054 | Mon17:00 | 0.0821 | 0.585 | 0.489 | 0.0136
Mon18:00 | 0.6353 | 0 | 0 | 0 | Mon18:00 | 0.6235 | 0.4185 | 0.1399 | 0.3317 | Mon18:00 | 0.1348 | 0.8567 | 0.6244 | 0.052 | Mon18:00 | 0.1063 | 0.6066 | 0.5728 | 0.0122
Mon19:00 | 0.1072 | 0 | 0 | 0 | Mon19:00 | 0.3192 | 0.0104 | 0 | 0 | Mon19:00 | 0.2127 | 0.9128 | 0.6331 | 0.0409 | Mon19:00 | 0.1977 | 0.7016 | 0.7647 | 0.0517
Mon20:00 | 0 | 0 | 0 | 0 | Mon20:00 | 0.0427 | 0 | 0 | 0 | Mon20:00 | 0.2428 | 0.912 | 0.7162 | 0.0905 | Mon20:00 | 0.3297 | 0.8193 | 0.8731 | 0.1893
Mon21:00 | 0 | 0 | 0 | 0 | Mon21:00 | 0 | 0 | 0 | 0 | Mon21:00 | 0.2641 | 0.9012 | 0.7786 | 0.1882 | Mon21:00 | 0.4919 | 0.8597 | 0.9044 | 0.4088
Mon22:00 | 0 | 0 | 0 | 0 | Mon22:00 | 0 | 0 | 0 | 0 | Mon22:00 | 0.2679 | 0.8846 | 0.8479 | 0.2692 | Mon22:00 | 0.4561 | 0.8655 | 0.9049 | 0.4119
Mon23:00 | 0 | 0 | 0 | 0 | Mon23:00 | 0 | 0 | 0 | 0 | Mon23:00 | 0.3444 | 0.8988 | 0.8848 | 0.3488 | Mon23:00 | 0.5473 | 0.8802 | 0.8969 | 0.4912
Mon24:00 | 0 | 0 | 0 | 0 | Mon24:00 | 0 | 0 | 0 | 0 | Mon24:00 | 0.3775 | 0.9117 | 0.8922 | 0.3926 | Mon24:00 | 0.5769 | 0.8706 | 0.8851 | 0.5763

## CapFactor_hour_4days
1 representative week
ERCOT total
| SOLAR CSP |  |  |  |  | SOLAR PVSAT |  |  |  |  | wind |  |  |  |  | wind-new
| Spring | Summer | Fall | Winter |  | Spring | Summer | Fall | Winter |  | Spring | Summer | Fall | Winter |  | Spring | Summer | Fall | Winter
Mon1:00 | 0 | 0 | 0 | 0 | Mon1:00 | 0 | 0 | 0 | 0 | Mon1:00 | 0.456 | 0.3183 | 0.4011 | 0.3196 | Mon1:00 | 0.6593 | 0.5212 | 0.4044 | 0.3864
Mon2:00 | 0 | 0 | 0 | 0 | Mon2:00 | 0 | 0 | 0 | 0 | Mon2:00 | 0.4475 | 0.2584 | 0.3881 | 0.29 | Mon2:00 | 0.6402 | 0.464 | 0.3664 | 0.4249
Mon3:00 | 0 | 0 | 0 | 0 | Mon3:00 | 0 | 0 | 0 | 0 | Mon3:00 | 0.4666 | 0.2446 | 0.3531 | 0.23 | Mon3:00 | 0.6353 | 0.4585 | 0.3587 | 0.4371
Mon4:00 | 0 | 0 | 0 | 0 | Mon4:00 | 0 | 0 | 0 | 0 | Mon4:00 | 0.4386 | 0.2694 | 0.3502 | 0.2092 | Mon4:00 | 0.6181 | 0.4249 | 0.3711 | 0.4267
Mon5:00 | 0 | 0 | 0 | 0 | Mon5:00 | 0 | 0 | 0 | 0 | Mon5:00 | 0.3995 | 0.2559 | 0.3263 | 0.2292 | Mon5:00 | 0.6218 | 0.4142 | 0.374 | 0.4531
Mon6:00 | 0 | 0 | 0 | 0 | Mon6:00 | 0.0007 | 0.0066 | 0 | 0 | Mon6:00 | 0.3679 | 0.2693 | 0.2879 | 0.2221 | Mon6:00 | 0.6604 | 0.3747 | 0.3691 | 0.4525
Mon7:00 | 0 | 0 | 0 | 0 | Mon7:00 | 0.0958 | 0.1847 | 0.0053 | 0 | Mon7:00 | 0.3345 | 0.2529 | 0.2757 | 0.2335 | Mon7:00 | 0.6425 | 0.3314 | 0.3716 | 0.3946
Mon8:00 | 0 | 0.0256 | 0 | 0 | Mon8:00 | 0.3954 | 0.5577 | 0.2447 | 0.0129 | Mon8:00 | 0.2531 | 0.1969 | 0.2739 | 0.2483 | Mon8:00 | 0.5487 | 0.263 | 0.3395 | 0.3818
Mon9:00 | 0.1063 | 0.2605 | 0.0124 | 0 | Mon9:00 | 0.5971 | 0.7871 | 0.5463 | 0.2634 | Mon9:00 | 0.1942 | 0.1483 | 0.2734 | 0.2717 | Mon9:00 | 0.4574 | 0.2138 | 0.3193 | 0.3888
Mon10:00 | 0.2426 | 0.6474 | 0.3743 | 0.0102 | Mon10:00 | 0.7258 | 0.8678 | 0.6572 | 0.5236 | Mon10:00 | 0.1881 | 0.1279 | 0.208 | 0.2258 | Mon10:00 | 0.3256 | 0.1674 | 0.2213 | 0.388
Mon11:00 | 0.3282 | 0.7217 | 0.6241 | 0.1356 | Mon11:00 | 0.7521 | 0.8733 | 0.6891 | 0.617 | Mon11:00 | 0.1917 | 0.1143 | 0.1874 | 0.2207 | Mon11:00 | 0.3857 | 0.1674 | 0.1462 | 0.2503
Mon12:00 | 0.4036 | 0.8087 | 0.5921 | 0.2921 | Mon12:00 | 0.8102 | 0.8498 | 0.655 | 0.6129 | Mon12:00 | 0.2841 | 0.0962 | 0.2272 | 0.2825 | Mon12:00 | 0.529 | 0.1374 | 0.2479 | 0.2089
Mon13:00 | 0.4861 | 0.7326 | 0.5629 | 0.2992 | Mon13:00 | 0.8016 | 0.8493 | 0.6973 | 0.6053 | Mon13:00 | 0.3406 | 0.1161 | 0.1929 | 0.2649 | Mon13:00 | 0.5802 | 0.1692 | 0.238 | 0.2004
Mon14:00 | 0.5183 | 0.7813 | 0.6172 | 0.2964 | Mon14:00 | 0.8069 | 0.8466 | 0.6645 | 0.5985 | Mon14:00 | 0.2997 | 0.1834 | 0.1645 | 0.213 | Mon14:00 | 0.5397 | 0.186 | 0.2824 | 0.1926
Mon15:00 | 0.543 | 0.7742 | 0.6497 | 0.3348 | Mon15:00 | 0.8102 | 0.8518 | 0.6945 | 0.6171 | Mon15:00 | 0.2589 | 0.1645 | 0.1581 | 0.2012 | Mon15:00 | 0.4448 | 0.2004 | 0.2468 | 0.1949
Mon16:00 | 0.5158 | 0.7623 | 0.667 | 0.341 | Mon16:00 | 0.7089 | 0.8531 | 0.6358 | 0.5705 | Mon16:00 | 0.2578 | 0.1475 | 0.1577 | 0.2237 | Mon16:00 | 0.4542 | 0.218 | 0.299 | 0.2033
Mon17:00 | 0.4714 | 0.6706 | 0.323 | 0.1901 | Mon17:00 | 0.7081 | 0.7916 | 0.4353 | 0.4027 | Mon17:00 | 0.2615 | 0.1508 | 0.1695 | 0.2405 | Mon17:00 | 0.5143 | 0.2165 | 0.3226 | 0.2286
Mon18:00 | 0.225 | 0.4966 | 0 | 0 | Mon18:00 | 0.4816 | 0.6451 | 0.0906 | 0.1088 | Mon18:00 | 0.3254 | 0.1979 | 0.1704 | 0.2557 | Mon18:00 | 0.561 | 0.2466 | 0.345 | 0.2725
Mon19:00 | 0 | 0.0905 | 0 | 0 | Mon19:00 | 0.1357 | 0.3408 | 0.0001 | 0.0002 | Mon19:00 | 0.4104 | 0.2265 | 0.1889 | 0.3158 | Mon19:00 | 0.6292 | 0.2769 | 0.419 | 0.3575
Mon20:00 | 0 | 0 | 0 | 0 | Mon20:00 | 0.0039 | 0.0411 | 0 | 0 | Mon20:00 | 0.431 | 0.2566 | 0.2666 | 0.3162 | Mon20:00 | 0.7398 | 0.3917 | 0.4129 | 0.4618
Mon21:00 | 0 | 0 | 0 | 0 | Mon21:00 | 0 | 0 | 0 | 0 | Mon21:00 | 0.4282 | 0.2818 | 0.3625 | 0.3112 | Mon21:00 | 0.8021 | 0.5139 | 0.4091 | 0.5624
Mon22:00 | 0 | 0 | 0 | 0 | Mon22:00 | 0 | 0 | 0 | 0 | Mon22:00 | 0.4818 | 0.265 | 0.3886 | 0.3144 | Mon22:00 | 0.7607 | 0.5082 | 0.4432 | 0.5121
Mon23:00 | 0 | 0 | 0 | 0 | Mon23:00 | 0 | 0 | 0 | 0 | Mon23:00 | 0.4783 | 0.2656 | 0.3574 | 0.3275 | Mon23:00 | 0.7406 | 0.4857 | 0.4605 | 0.4694
Mon24:00 | 0 | 0 | 0 | 0 | Mon24:00 | 0 | 0 | 0 | 0 | Mon24:00 | 0.489 | 0.3226 | 0.3593 | 0.2907 | Mon24:00 | 0.5846 | 0.4917 | 0.4745 | 0.4103
Tue1:00 | 0 | 0 | 0 | 0 | Tue1:00 | 0 | 0 | 0 | 0 | Tue1:00 | 0.456 | 0.3183 | 0.4011 | 0.3196 | Tue1:00 | 0.6593 | 0.5212 | 0.4044 | 0.3864
Tue2:00 | 0 | 0 | 0 | 0 | Tue2:00 | 0 | 0 | 0 | 0 | Tue2:00 | 0.4475 | 0.2584 | 0.3881 | 0.29 | Tue2:00 | 0.6402 | 0.464 | 0.3664 | 0.4249
Tue3:00 | 0 | 0 | 0 | 0 | Tue3:00 | 0 | 0 | 0 | 0 | Tue3:00 | 0.4666 | 0.2446 | 0.3531 | 0.23 | Tue3:00 | 0.6353 | 0.4585 | 0.3587 | 0.4371
Tue4:00 | 0 | 0 | 0 | 0 | Tue4:00 | 0 | 0 | 0 | 0 | Tue4:00 | 0.4386 | 0.2694 | 0.3502 | 0.2092 | Tue4:00 | 0.6181 | 0.4249 | 0.3711 | 0.4267
Tue5:00 | 0 | 0 | 0 | 0 | Tue5:00 | 0 | 0 | 0 | 0 | Tue5:00 | 0.3995 | 0.2559 | 0.3263 | 0.2292 | Tue5:00 | 0.6218 | 0.4142 | 0.374 | 0.4531
Tue6:00 | 0 | 0 | 0 | 0 | Tue6:00 | 0.0007 | 0.0066 | 0 | 0 | Tue6:00 | 0.3679 | 0.2693 | 0.2879 | 0.2221 | Tue6:00 | 0.6604 | 0.3747 | 0.3691 | 0.4525
Tue7:00 | 0 | 0 | 0 | 0 | Tue7:00 | 0.0958 | 0.1847 | 0.0053 | 0 | Tue7:00 | 0.3345 | 0.2529 | 0.2757 | 0.2335 | Tue7:00 | 0.6425 | 0.3314 | 0.3716 | 0.3946
Tue8:00 | 0 | 0.0256 | 0 | 0 | Tue8:00 | 0.3954 | 0.5577 | 0.2447 | 0.0129 | Tue8:00 | 0.2531 | 0.1969 | 0.2739 | 0.2483 | Tue8:00 | 0.5487 | 0.263 | 0.3395 | 0.3818
Tue9:00 | 0.1063 | 0.2605 | 0.0124 | 0 | Tue9:00 | 0.5971 | 0.7871 | 0.5463 | 0.2634 | Tue9:00 | 0.1942 | 0.1483 | 0.2734 | 0.2717 | Tue9:00 | 0.4574 | 0.2138 | 0.3193 | 0.3888
Tue10:00 | 0.2426 | 0.6474 | 0.3743 | 0.0102 | Tue10:00 | 0.7258 | 0.8678 | 0.6572 | 0.5236 | Tue10:00 | 0.1881 | 0.1279 | 0.208 | 0.2258 | Tue10:00 | 0.3256 | 0.1674 | 0.2213 | 0.388
Tue11:00 | 0.3282 | 0.7217 | 0.6241 | 0.1356 | Tue11:00 | 0.7521 | 0.8733 | 0.6891 | 0.617 | Tue11:00 | 0.1917 | 0.1143 | 0.1874 | 0.2207 | Tue11:00 | 0.3857 | 0.1674 | 0.1462 | 0.2503
Tue12:00 | 0.4036 | 0.8087 | 0.5921 | 0.2921 | Tue12:00 | 0.8102 | 0.8498 | 0.655 | 0.6129 | Tue12:00 | 0.2841 | 0.0962 | 0.2272 | 0.2825 | Tue12:00 | 0.529 | 0.1374 | 0.2479 | 0.2089
Tue13:00 | 0.4861 | 0.7326 | 0.5629 | 0.2992 | Tue13:00 | 0.8016 | 0.8493 | 0.6973 | 0.6053 | Tue13:00 | 0.3406 | 0.1161 | 0.1929 | 0.2649 | Tue13:00 | 0.5802 | 0.1692 | 0.238 | 0.2004
Tue14:00 | 0.5183 | 0.7813 | 0.6172 | 0.2964 | Tue14:00 | 0.8069 | 0.8466 | 0.6645 | 0.5985 | Tue14:00 | 0.2997 | 0.1834 | 0.1645 | 0.213 | Tue14:00 | 0.5397 | 0.186 | 0.2824 | 0.1926
Tue15:00 | 0.543 | 0.7742 | 0.6497 | 0.3348 | Tue15:00 | 0.8102 | 0.8518 | 0.6945 | 0.6171 | Tue15:00 | 0.2589 | 0.1645 | 0.1581 | 0.2012 | Tue15:00 | 0.4448 | 0.2004 | 0.2468 | 0.1949
Tue16:00 | 0.5158 | 0.7623 | 0.667 | 0.341 | Tue16:00 | 0.7089 | 0.8531 | 0.6358 | 0.5705 | Tue16:00 | 0.2578 | 0.1475 | 0.1577 | 0.2237 | Tue16:00 | 0.4542 | 0.218 | 0.299 | 0.2033
Tue17:00 | 0.4714 | 0.6706 | 0.323 | 0.1901 | Tue17:00 | 0.7081 | 0.7916 | 0.4353 | 0.4027 | Tue17:00 | 0.2615 | 0.1508 | 0.1695 | 0.2405 | Tue17:00 | 0.5143 | 0.2165 | 0.3226 | 0.2286
Tue18:00 | 0.225 | 0.4966 | 0 | 0 | Tue18:00 | 0.4816 | 0.6451 | 0.0906 | 0.1088 | Tue18:00 | 0.3254 | 0.1979 | 0.1704 | 0.2557 | Tue18:00 | 0.561 | 0.2466 | 0.345 | 0.2725
Tue19:00 | 0 | 0.0905 | 0 | 0 | Tue19:00 | 0.1357 | 0.3408 | 0.0001 | 0.0002 | Tue19:00 | 0.4104 | 0.2265 | 0.1889 | 0.3158 | Tue19:00 | 0.6292 | 0.2769 | 0.419 | 0.3575
Tue20:00 | 0 | 0 | 0 | 0 | Tue20:00 | 0.0039 | 0.0411 | 0 | 0 | Tue20:00 | 0.431 | 0.2566 | 0.2666 | 0.3162 | Tue20:00 | 0.7398 | 0.3917 | 0.4129 | 0.4618
Tue21:00 | 0 | 0 | 0 | 0 | Tue21:00 | 0 | 0 | 0 | 0 | Tue21:00 | 0.4282 | 0.2818 | 0.3625 | 0.3112 | Tue21:00 | 0.8021 | 0.5139 | 0.4091 | 0.5624
Tue22:00 | 0 | 0 | 0 | 0 | Tue22:00 | 0 | 0 | 0 | 0 | Tue22:00 | 0.4818 | 0.265 | 0.3886 | 0.3144 | Tue22:00 | 0.7607 | 0.5082 | 0.4432 | 0.5121
Tue23:00 | 0 | 0 | 0 | 0 | Tue23:00 | 0 | 0 | 0 | 0 | Tue23:00 | 0.4783 | 0.2656 | 0.3574 | 0.3275 | Tue23:00 | 0.7406 | 0.4857 | 0.4605 | 0.4694
Tue24:00 | 0 | 0 | 0 | 0 | Tue24:00 | 0 | 0 | 0 | 0 | Tue24:00 | 0.489 | 0.3226 | 0.3593 | 0.2907 | Tue24:00 | 0.5846 | 0.4917 | 0.4745 | 0.4103
Wed1:00 | 0 | 0 | 0 | 0 | Wed1:00 | 0 | 0 | 0 | 0 | Wed1:00 | 0.456 | 0.3183 | 0.4011 | 0.3196 | Wed1:00 | 0.6593 | 0.5212 | 0.4044 | 0.3864
Wed2:00 | 0 | 0 | 0 | 0 | Wed2:00 | 0 | 0 | 0 | 0 | Wed2:00 | 0.4475 | 0.2584 | 0.3881 | 0.29 | Wed2:00 | 0.6402 | 0.464 | 0.3664 | 0.4249
Wed3:00 | 0 | 0 | 0 | 0 | Wed3:00 | 0 | 0 | 0 | 0 | Wed3:00 | 0.4666 | 0.2446 | 0.3531 | 0.23 | Wed3:00 | 0.6353 | 0.4585 | 0.3587 | 0.4371
Wed4:00 | 0 | 0 | 0 | 0 | Wed4:00 | 0 | 0 | 0 | 0 | Wed4:00 | 0.4386 | 0.2694 | 0.3502 | 0.2092 | Wed4:00 | 0.6181 | 0.4249 | 0.3711 | 0.4267
Wed5:00 | 0 | 0 | 0 | 0 | Wed5:00 | 0 | 0 | 0 | 0 | Wed5:00 | 0.3995 | 0.2559 | 0.3263 | 0.2292 | Wed5:00 | 0.6218 | 0.4142 | 0.374 | 0.4531
Wed6:00 | 0 | 0 | 0 | 0 | Wed6:00 | 0.0007 | 0.0066 | 0 | 0 | Wed6:00 | 0.3679 | 0.2693 | 0.2879 | 0.2221 | Wed6:00 | 0.6604 | 0.3747 | 0.3691 | 0.4525
Wed7:00 | 0 | 0 | 0 | 0 | Wed7:00 | 0.0958 | 0.1847 | 0.0053 | 0 | Wed7:00 | 0.3345 | 0.2529 | 0.2757 | 0.2335 | Wed7:00 | 0.6425 | 0.3314 | 0.3716 | 0.3946
Wed8:00 | 0 | 0.0256 | 0 | 0 | Wed8:00 | 0.3954 | 0.5577 | 0.2447 | 0.0129 | Wed8:00 | 0.2531 | 0.1969 | 0.2739 | 0.2483 | Wed8:00 | 0.5487 | 0.263 | 0.3395 | 0.3818
Wed9:00 | 0.1063 | 0.2605 | 0.0124 | 0 | Wed9:00 | 0.5971 | 0.7871 | 0.5463 | 0.2634 | Wed9:00 | 0.1942 | 0.1483 | 0.2734 | 0.2717 | Wed9:00 | 0.4574 | 0.2138 | 0.3193 | 0.3888
Wed10:00 | 0.2426 | 0.6474 | 0.3743 | 0.0102 | Wed10:00 | 0.7258 | 0.8678 | 0.6572 | 0.5236 | Wed10:00 | 0.1881 | 0.1279 | 0.208 | 0.2258 | Wed10:00 | 0.3256 | 0.1674 | 0.2213 | 0.388
Wed11:00 | 0.3282 | 0.7217 | 0.6241 | 0.1356 | Wed11:00 | 0.7521 | 0.8733 | 0.6891 | 0.617 | Wed11:00 | 0.1917 | 0.1143 | 0.1874 | 0.2207 | Wed11:00 | 0.3857 | 0.1674 | 0.1462 | 0.2503
Wed12:00 | 0.4036 | 0.8087 | 0.5921 | 0.2921 | Wed12:00 | 0.8102 | 0.8498 | 0.655 | 0.6129 | Wed12:00 | 0.2841 | 0.0962 | 0.2272 | 0.2825 | Wed12:00 | 0.529 | 0.1374 | 0.2479 | 0.2089
Wed13:00 | 0.4861 | 0.7326 | 0.5629 | 0.2992 | Wed13:00 | 0.8016 | 0.8493 | 0.6973 | 0.6053 | Wed13:00 | 0.3406 | 0.1161 | 0.1929 | 0.2649 | Wed13:00 | 0.5802 | 0.1692 | 0.238 | 0.2004
Wed14:00 | 0.5183 | 0.7813 | 0.6172 | 0.2964 | Wed14:00 | 0.8069 | 0.8466 | 0.6645 | 0.5985 | Wed14:00 | 0.2997 | 0.1834 | 0.1645 | 0.213 | Wed14:00 | 0.5397 | 0.186 | 0.2824 | 0.1926
Wed15:00 | 0.543 | 0.7742 | 0.6497 | 0.3348 | Wed15:00 | 0.8102 | 0.8518 | 0.6945 | 0.6171 | Wed15:00 | 0.2589 | 0.1645 | 0.1581 | 0.2012 | Wed15:00 | 0.4448 | 0.2004 | 0.2468 | 0.1949
Wed16:00 | 0.5158 | 0.7623 | 0.667 | 0.341 | Wed16:00 | 0.7089 | 0.8531 | 0.6358 | 0.5705 | Wed16:00 | 0.2578 | 0.1475 | 0.1577 | 0.2237 | Wed16:00 | 0.4542 | 0.218 | 0.299 | 0.2033
Wed17:00 | 0.4714 | 0.6706 | 0.323 | 0.1901 | Wed17:00 | 0.7081 | 0.7916 | 0.4353 | 0.4027 | Wed17:00 | 0.2615 | 0.1508 | 0.1695 | 0.2405 | Wed17:00 | 0.5143 | 0.2165 | 0.3226 | 0.2286
Wed18:00 | 0.225 | 0.4966 | 0 | 0 | Wed18:00 | 0.4816 | 0.6451 | 0.0906 | 0.1088 | Wed18:00 | 0.3254 | 0.1979 | 0.1704 | 0.2557 | Wed18:00 | 0.561 | 0.2466 | 0.345 | 0.2725
Wed19:00 | 0 | 0.0905 | 0 | 0 | Wed19:00 | 0.1357 | 0.3408 | 0.0001 | 0.0002 | Wed19:00 | 0.4104 | 0.2265 | 0.1889 | 0.3158 | Wed19:00 | 0.6292 | 0.2769 | 0.419 | 0.3575
Wed20:00 | 0 | 0 | 0 | 0 | Wed20:00 | 0.0039 | 0.0411 | 0 | 0 | Wed20:00 | 0.431 | 0.2566 | 0.2666 | 0.3162 | Wed20:00 | 0.7398 | 0.3917 | 0.4129 | 0.4618
Wed21:00 | 0 | 0 | 0 | 0 | Wed21:00 | 0 | 0 | 0 | 0 | Wed21:00 | 0.4282 | 0.2818 | 0.3625 | 0.3112 | Wed21:00 | 0.8021 | 0.5139 | 0.4091 | 0.5624
Wed22:00 | 0 | 0 | 0 | 0 | Wed22:00 | 0 | 0 | 0 | 0 | Wed22:00 | 0.4818 | 0.265 | 0.3886 | 0.3144 | Wed22:00 | 0.7607 | 0.5082 | 0.4432 | 0.5121
Wed23:00 | 0 | 0 | 0 | 0 | Wed23:00 | 0 | 0 | 0 | 0 | Wed23:00 | 0.4783 | 0.2656 | 0.3574 | 0.3275 | Wed23:00 | 0.7406 | 0.4857 | 0.4605 | 0.4694
Wed24:00 | 0 | 0 | 0 | 0 | Wed24:00 | 0 | 0 | 0 | 0 | Wed24:00 | 0.489 | 0.3226 | 0.3593 | 0.2907 | Wed24:00 | 0.5846 | 0.4917 | 0.4745 | 0.4103
Thu1:00 | 0 | 0 | 0 | 0 | Thu1:00 | 0 | 0 | 0 | 0 | Thu1:00 | 0.456 | 0.3183 | 0.4011 | 0.3196 | Thu1:00 | 0.6593 | 0.5212 | 0.4044 | 0.3864
Thu2:00 | 0 | 0 | 0 | 0 | Thu2:00 | 0 | 0 | 0 | 0 | Thu2:00 | 0.4475 | 0.2584 | 0.3881 | 0.29 | Thu2:00 | 0.6402 | 0.464 | 0.3664 | 0.4249
Thu3:00 | 0 | 0 | 0 | 0 | Thu3:00 | 0 | 0 | 0 | 0 | Thu3:00 | 0.4666 | 0.2446 | 0.3531 | 0.23 | Thu3:00 | 0.6353 | 0.4585 | 0.3587 | 0.4371
Thu4:00 | 0 | 0 | 0 | 0 | Thu4:00 | 0 | 0 | 0 | 0 | Thu4:00 | 0.4386 | 0.2694 | 0.3502 | 0.2092 | Thu4:00 | 0.6181 | 0.4249 | 0.3711 | 0.4267
Thu5:00 | 0 | 0 | 0 | 0 | Thu5:00 | 0 | 0 | 0 | 0 | Thu5:00 | 0.3995 | 0.2559 | 0.3263 | 0.2292 | Thu5:00 | 0.6218 | 0.4142 | 0.374 | 0.4531
Thu6:00 | 0 | 0 | 0 | 0 | Thu6:00 | 0.0007 | 0.0066 | 0 | 0 | Thu6:00 | 0.3679 | 0.2693 | 0.2879 | 0.2221 | Thu6:00 | 0.6604 | 0.3747 | 0.3691 | 0.4525
Thu7:00 | 0 | 0 | 0 | 0 | Thu7:00 | 0.0958 | 0.1847 | 0.0053 | 0 | Thu7:00 | 0.3345 | 0.2529 | 0.2757 | 0.2335 | Thu7:00 | 0.6425 | 0.3314 | 0.3716 | 0.3946
Thu8:00 | 0 | 0.0256 | 0 | 0 | Thu8:00 | 0.3954 | 0.5577 | 0.2447 | 0.0129 | Thu8:00 | 0.2531 | 0.1969 | 0.2739 | 0.2483 | Thu8:00 | 0.5487 | 0.263 | 0.3395 | 0.3818
Thu9:00 | 0.1063 | 0.2605 | 0.0124 | 0 | Thu9:00 | 0.5971 | 0.7871 | 0.5463 | 0.2634 | Thu9:00 | 0.1942 | 0.1483 | 0.2734 | 0.2717 | Thu9:00 | 0.4574 | 0.2138 | 0.3193 | 0.3888
Thu10:00 | 0.2426 | 0.6474 | 0.3743 | 0.0102 | Thu10:00 | 0.7258 | 0.8678 | 0.6572 | 0.5236 | Thu10:00 | 0.1881 | 0.1279 | 0.208 | 0.2258 | Thu10:00 | 0.3256 | 0.1674 | 0.2213 | 0.388
Thu11:00 | 0.3282 | 0.7217 | 0.6241 | 0.1356 | Thu11:00 | 0.7521 | 0.8733 | 0.6891 | 0.617 | Thu11:00 | 0.1917 | 0.1143 | 0.1874 | 0.2207 | Thu11:00 | 0.3857 | 0.1674 | 0.1462 | 0.2503
Thu12:00 | 0.4036 | 0.8087 | 0.5921 | 0.2921 | Thu12:00 | 0.8102 | 0.8498 | 0.655 | 0.6129 | Thu12:00 | 0.2841 | 0.0962 | 0.2272 | 0.2825 | Thu12:00 | 0.529 | 0.1374 | 0.2479 | 0.2089
Thu13:00 | 0.4861 | 0.7326 | 0.5629 | 0.2992 | Thu13:00 | 0.8016 | 0.8493 | 0.6973 | 0.6053 | Thu13:00 | 0.3406 | 0.1161 | 0.1929 | 0.2649 | Thu13:00 | 0.5802 | 0.1692 | 0.238 | 0.2004
Thu14:00 | 0.5183 | 0.7813 | 0.6172 | 0.2964 | Thu14:00 | 0.8069 | 0.8466 | 0.6645 | 0.5985 | Thu14:00 | 0.2997 | 0.1834 | 0.1645 | 0.213 | Thu14:00 | 0.5397 | 0.186 | 0.2824 | 0.1926
Thu15:00 | 0.543 | 0.7742 | 0.6497 | 0.3348 | Thu15:00 | 0.8102 | 0.8518 | 0.6945 | 0.6171 | Thu15:00 | 0.2589 | 0.1645 | 0.1581 | 0.2012 | Thu15:00 | 0.4448 | 0.2004 | 0.2468 | 0.1949
Thu16:00 | 0.5158 | 0.7623 | 0.667 | 0.341 | Thu16:00 | 0.7089 | 0.8531 | 0.6358 | 0.5705 | Thu16:00 | 0.2578 | 0.1475 | 0.1577 | 0.2237 | Thu16:00 | 0.4542 | 0.218 | 0.299 | 0.2033
Thu17:00 | 0.4714 | 0.6706 | 0.323 | 0.1901 | Thu17:00 | 0.7081 | 0.7916 | 0.4353 | 0.4027 | Thu17:00 | 0.2615 | 0.1508 | 0.1695 | 0.2405 | Thu17:00 | 0.5143 | 0.2165 | 0.3226 | 0.2286
Thu18:00 | 0.225 | 0.4966 | 0 | 0 | Thu18:00 | 0.4816 | 0.6451 | 0.0906 | 0.1088 | Thu18:00 | 0.3254 | 0.1979 | 0.1704 | 0.2557 | Thu18:00 | 0.561 | 0.2466 | 0.345 | 0.2725
Thu19:00 | 0 | 0.0905 | 0 | 0 | Thu19:00 | 0.1357 | 0.3408 | 0.0001 | 0.0002 | Thu19:00 | 0.4104 | 0.2265 | 0.1889 | 0.3158 | Thu19:00 | 0.6292 | 0.2769 | 0.419 | 0.3575
Thu20:00 | 0 | 0 | 0 | 0 | Thu20:00 | 0.0039 | 0.0411 | 0 | 0 | Thu20:00 | 0.431 | 0.2566 | 0.2666 | 0.3162 | Thu20:00 | 0.7398 | 0.3917 | 0.4129 | 0.4618
Thu21:00 | 0 | 0 | 0 | 0 | Thu21:00 | 0 | 0 | 0 | 0 | Thu21:00 | 0.4282 | 0.2818 | 0.3625 | 0.3112 | Thu21:00 | 0.8021 | 0.5139 | 0.4091 | 0.5624
Thu22:00 | 0 | 0 | 0 | 0 | Thu22:00 | 0 | 0 | 0 | 0 | Thu22:00 | 0.4818 | 0.265 | 0.3886 | 0.3144 | Thu22:00 | 0.7607 | 0.5082 | 0.4432 | 0.5121
Thu23:00 | 0 | 0 | 0 | 0 | Thu23:00 | 0 | 0 | 0 | 0 | Thu23:00 | 0.4783 | 0.2656 | 0.3574 | 0.3275 | Thu23:00 | 0.7406 | 0.4857 | 0.4605 | 0.4694
Thu24:00 | 0 | 0 | 0 | 0 | Thu24:00 | 0 | 0 | 0 | 0 | Thu24:00 | 0.489 | 0.3226 | 0.3593 | 0.2907 | Thu24:00 | 0.5846 | 0.4917 | 0.4745 | 0.4103
Fri1:00 | 0 | 0 | 0 | 0 | Fri1:00 | 0 | 0 | 0 | 0 | Fri1:00 | 0.456 | 0.3183 | 0.4011 | 0.3196 | Fri1:00 | 0.6593 | 0.5212 | 0.4044 | 0.3864
Fri2:00 | 0 | 0 | 0 | 0 | Fri2:00 | 0 | 0 | 0 | 0 | Fri2:00 | 0.4475 | 0.2584 | 0.3881 | 0.29 | Fri2:00 | 0.6402 | 0.464 | 0.3664 | 0.4249
Fri3:00 | 0 | 0 | 0 | 0 | Fri3:00 | 0 | 0 | 0 | 0 | Fri3:00 | 0.4666 | 0.2446 | 0.3531 | 0.23 | Fri3:00 | 0.6353 | 0.4585 | 0.3587 | 0.4371
Fri4:00 | 0 | 0 | 0 | 0 | Fri4:00 | 0 | 0 | 0 | 0 | Fri4:00 | 0.4386 | 0.2694 | 0.3502 | 0.2092 | Fri4:00 | 0.6181 | 0.4249 | 0.3711 | 0.4267
Fri5:00 | 0 | 0 | 0 | 0 | Fri5:00 | 0 | 0 | 0 | 0 | Fri5:00 | 0.3995 | 0.2559 | 0.3263 | 0.2292 | Fri5:00 | 0.6218 | 0.4142 | 0.374 | 0.4531
Fri6:00 | 0 | 0 | 0 | 0 | Fri6:00 | 0.0007 | 0.0066 | 0 | 0 | Fri6:00 | 0.3679 | 0.2693 | 0.2879 | 0.2221 | Fri6:00 | 0.6604 | 0.3747 | 0.3691 | 0.4525
Fri7:00 | 0 | 0 | 0 | 0 | Fri7:00 | 0.0958 | 0.1847 | 0.0053 | 0 | Fri7:00 | 0.3345 | 0.2529 | 0.2757 | 0.2335 | Fri7:00 | 0.6425 | 0.3314 | 0.3716 | 0.3946
Fri8:00 | 0 | 0.0256 | 0 | 0 | Fri8:00 | 0.3954 | 0.5577 | 0.2447 | 0.0129 | Fri8:00 | 0.2531 | 0.1969 | 0.2739 | 0.2483 | Fri8:00 | 0.5487 | 0.263 | 0.3395 | 0.3818
Fri9:00 | 0.1063 | 0.2605 | 0.0124 | 0 | Fri9:00 | 0.5971 | 0.7871 | 0.5463 | 0.2634 | Fri9:00 | 0.1942 | 0.1483 | 0.2734 | 0.2717 | Fri9:00 | 0.4574 | 0.2138 | 0.3193 | 0.3888
Fri10:00 | 0.2426 | 0.6474 | 0.3743 | 0.0102 | Fri10:00 | 0.7258 | 0.8678 | 0.6572 | 0.5236 | Fri10:00 | 0.1881 | 0.1279 | 0.208 | 0.2258 | Fri10:00 | 0.3256 | 0.1674 | 0.2213 | 0.388
Fri11:00 | 0.3282 | 0.7217 | 0.6241 | 0.1356 | Fri11:00 | 0.7521 | 0.8733 | 0.6891 | 0.617 | Fri11:00 | 0.1917 | 0.1143 | 0.1874 | 0.2207 | Fri11:00 | 0.3857 | 0.1674 | 0.1462 | 0.2503
Fri12:00 | 0.4036 | 0.8087 | 0.5921 | 0.2921 | Fri12:00 | 0.8102 | 0.8498 | 0.655 | 0.6129 | Fri12:00 | 0.2841 | 0.0962 | 0.2272 | 0.2825 | Fri12:00 | 0.529 | 0.1374 | 0.2479 | 0.2089
Fri13:00 | 0.4861 | 0.7326 | 0.5629 | 0.2992 | Fri13:00 | 0.8016 | 0.8493 | 0.6973 | 0.6053 | Fri13:00 | 0.3406 | 0.1161 | 0.1929 | 0.2649 | Fri13:00 | 0.5802 | 0.1692 | 0.238 | 0.2004
Fri14:00 | 0.5183 | 0.7813 | 0.6172 | 0.2964 | Fri14:00 | 0.8069 | 0.8466 | 0.6645 | 0.5985 | Fri14:00 | 0.2997 | 0.1834 | 0.1645 | 0.213 | Fri14:00 | 0.5397 | 0.186 | 0.2824 | 0.1926
Fri15:00 | 0.543 | 0.7742 | 0.6497 | 0.3348 | Fri15:00 | 0.8102 | 0.8518 | 0.6945 | 0.6171 | Fri15:00 | 0.2589 | 0.1645 | 0.1581 | 0.2012 | Fri15:00 | 0.4448 | 0.2004 | 0.2468 | 0.1949
Fri16:00 | 0.5158 | 0.7623 | 0.667 | 0.341 | Fri16:00 | 0.7089 | 0.8531 | 0.6358 | 0.5705 | Fri16:00 | 0.2578 | 0.1475 | 0.1577 | 0.2237 | Fri16:00 | 0.4542 | 0.218 | 0.299 | 0.2033
Fri17:00 | 0.4714 | 0.6706 | 0.323 | 0.1901 | Fri17:00 | 0.7081 | 0.7916 | 0.4353 | 0.4027 | Fri17:00 | 0.2615 | 0.1508 | 0.1695 | 0.2405 | Fri17:00 | 0.5143 | 0.2165 | 0.3226 | 0.2286
Fri18:00 | 0.225 | 0.4966 | 0 | 0 | Fri18:00 | 0.4816 | 0.6451 | 0.0906 | 0.1088 | Fri18:00 | 0.3254 | 0.1979 | 0.1704 | 0.2557 | Fri18:00 | 0.561 | 0.2466 | 0.345 | 0.2725
Fri19:00 | 0 | 0.0905 | 0 | 0 | Fri19:00 | 0.1357 | 0.3408 | 0.0001 | 0.0002 | Fri19:00 | 0.4104 | 0.2265 | 0.1889 | 0.3158 | Fri19:00 | 0.6292 | 0.2769 | 0.419 | 0.3575
Fri20:00 | 0 | 0 | 0 | 0 | Fri20:00 | 0.0039 | 0.0411 | 0 | 0 | Fri20:00 | 0.431 | 0.2566 | 0.2666 | 0.3162 | Fri20:00 | 0.7398 | 0.3917 | 0.4129 | 0.4618
Fri21:00 | 0 | 0 | 0 | 0 | Fri21:00 | 0 | 0 | 0 | 0 | Fri21:00 | 0.4282 | 0.2818 | 0.3625 | 0.3112 | Fri21:00 | 0.8021 | 0.5139 | 0.4091 | 0.5624
Fri22:00 | 0 | 0 | 0 | 0 | Fri22:00 | 0 | 0 | 0 | 0 | Fri22:00 | 0.4818 | 0.265 | 0.3886 | 0.3144 | Fri22:00 | 0.7607 | 0.5082 | 0.4432 | 0.5121
Fri23:00 | 0 | 0 | 0 | 0 | Fri23:00 | 0 | 0 | 0 | 0 | Fri23:00 | 0.4783 | 0.2656 | 0.3574 | 0.3275 | Fri23:00 | 0.7406 | 0.4857 | 0.4605 | 0.4694
Fri24:00 | 0 | 0 | 0 | 0 | Fri24:00 | 0 | 0 | 0 | 0 | Fri24:00 | 0.489 | 0.3226 | 0.3593 | 0.2907 | Fri24:00 | 0.5846 | 0.4917 | 0.4745 | 0.4103
Sat1:00 | 0 | 0 | 0 | 0 | Sat1:00 | 0 | 0 | 0 | 0 | Sat1:00 | 0.456 | 0.3183 | 0.4011 | 0.3196 | Sat1:00 | 0.6593 | 0.5212 | 0.4044 | 0.3864
Sat2:00 | 0 | 0 | 0 | 0 | Sat2:00 | 0 | 0 | 0 | 0 | Sat2:00 | 0.4475 | 0.2584 | 0.3881 | 0.29 | Sat2:00 | 0.6402 | 0.464 | 0.3664 | 0.4249
Sat3:00 | 0 | 0 | 0 | 0 | Sat3:00 | 0 | 0 | 0 | 0 | Sat3:00 | 0.4666 | 0.2446 | 0.3531 | 0.23 | Sat3:00 | 0.6353 | 0.4585 | 0.3587 | 0.4371
Sat4:00 | 0 | 0 | 0 | 0 | Sat4:00 | 0 | 0 | 0 | 0 | Sat4:00 | 0.4386 | 0.2694 | 0.3502 | 0.2092 | Sat4:00 | 0.6181 | 0.4249 | 0.3711 | 0.4267
Sat5:00 | 0 | 0 | 0 | 0 | Sat5:00 | 0 | 0 | 0 | 0 | Sat5:00 | 0.3995 | 0.2559 | 0.3263 | 0.2292 | Sat5:00 | 0.6218 | 0.4142 | 0.374 | 0.4531
Sat6:00 | 0 | 0 | 0 | 0 | Sat6:00 | 0.0007 | 0.0066 | 0 | 0 | Sat6:00 | 0.3679 | 0.2693 | 0.2879 | 0.2221 | Sat6:00 | 0.6604 | 0.3747 | 0.3691 | 0.4525
Sat7:00 | 0 | 0 | 0 | 0 | Sat7:00 | 0.0958 | 0.1847 | 0.0053 | 0 | Sat7:00 | 0.3345 | 0.2529 | 0.2757 | 0.2335 | Sat7:00 | 0.6425 | 0.3314 | 0.3716 | 0.3946
Sat8:00 | 0 | 0.0256 | 0 | 0 | Sat8:00 | 0.3954 | 0.5577 | 0.2447 | 0.0129 | Sat8:00 | 0.2531 | 0.1969 | 0.2739 | 0.2483 | Sat8:00 | 0.5487 | 0.263 | 0.3395 | 0.3818
Sat9:00 | 0.1063 | 0.2605 | 0.0124 | 0 | Sat9:00 | 0.5971 | 0.7871 | 0.5463 | 0.2634 | Sat9:00 | 0.1942 | 0.1483 | 0.2734 | 0.2717 | Sat9:00 | 0.4574 | 0.2138 | 0.3193 | 0.3888
Sat10:00 | 0.2426 | 0.6474 | 0.3743 | 0.0102 | Sat10:00 | 0.7258 | 0.8678 | 0.6572 | 0.5236 | Sat10:00 | 0.1881 | 0.1279 | 0.208 | 0.2258 | Sat10:00 | 0.3256 | 0.1674 | 0.2213 | 0.388
Sat11:00 | 0.3282 | 0.7217 | 0.6241 | 0.1356 | Sat11:00 | 0.7521 | 0.8733 | 0.6891 | 0.617 | Sat11:00 | 0.1917 | 0.1143 | 0.1874 | 0.2207 | Sat11:00 | 0.3857 | 0.1674 | 0.1462 | 0.2503
Sat12:00 | 0.4036 | 0.8087 | 0.5921 | 0.2921 | Sat12:00 | 0.8102 | 0.8498 | 0.655 | 0.6129 | Sat12:00 | 0.2841 | 0.0962 | 0.2272 | 0.2825 | Sat12:00 | 0.529 | 0.1374 | 0.2479 | 0.2089
Sat13:00 | 0.4861 | 0.7326 | 0.5629 | 0.2992 | Sat13:00 | 0.8016 | 0.8493 | 0.6973 | 0.6053 | Sat13:00 | 0.3406 | 0.1161 | 0.1929 | 0.2649 | Sat13:00 | 0.5802 | 0.1692 | 0.238 | 0.2004
Sat14:00 | 0.5183 | 0.7813 | 0.6172 | 0.2964 | Sat14:00 | 0.8069 | 0.8466 | 0.6645 | 0.5985 | Sat14:00 | 0.2997 | 0.1834 | 0.1645 | 0.213 | Sat14:00 | 0.5397 | 0.186 | 0.2824 | 0.1926
Sat15:00 | 0.543 | 0.7742 | 0.6497 | 0.3348 | Sat15:00 | 0.8102 | 0.8518 | 0.6945 | 0.6171 | Sat15:00 | 0.2589 | 0.1645 | 0.1581 | 0.2012 | Sat15:00 | 0.4448 | 0.2004 | 0.2468 | 0.1949
Sat16:00 | 0.5158 | 0.7623 | 0.667 | 0.341 | Sat16:00 | 0.7089 | 0.8531 | 0.6358 | 0.5705 | Sat16:00 | 0.2578 | 0.1475 | 0.1577 | 0.2237 | Sat16:00 | 0.4542 | 0.218 | 0.299 | 0.2033
Sat17:00 | 0.4714 | 0.6706 | 0.323 | 0.1901 | Sat17:00 | 0.7081 | 0.7916 | 0.4353 | 0.4027 | Sat17:00 | 0.2615 | 0.1508 | 0.1695 | 0.2405 | Sat17:00 | 0.5143 | 0.2165 | 0.3226 | 0.2286
Sat18:00 | 0.225 | 0.4966 | 0 | 0 | Sat18:00 | 0.4816 | 0.6451 | 0.0906 | 0.1088 | Sat18:00 | 0.3254 | 0.1979 | 0.1704 | 0.2557 | Sat18:00 | 0.561 | 0.2466 | 0.345 | 0.2725
Sat19:00 | 0 | 0.0905 | 0 | 0 | Sat19:00 | 0.1357 | 0.3408 | 0.0001 | 0.0002 | Sat19:00 | 0.4104 | 0.2265 | 0.1889 | 0.3158 | Sat19:00 | 0.6292 | 0.2769 | 0.419 | 0.3575
Sat20:00 | 0 | 0 | 0 | 0 | Sat20:00 | 0.0039 | 0.0411 | 0 | 0 | Sat20:00 | 0.431 | 0.2566 | 0.2666 | 0.3162 | Sat20:00 | 0.7398 | 0.3917 | 0.4129 | 0.4618
Sat21:00 | 0 | 0 | 0 | 0 | Sat21:00 | 0 | 0 | 0 | 0 | Sat21:00 | 0.4282 | 0.2818 | 0.3625 | 0.3112 | Sat21:00 | 0.8021 | 0.5139 | 0.4091 | 0.5624
Sat22:00 | 0 | 0 | 0 | 0 | Sat22:00 | 0 | 0 | 0 | 0 | Sat22:00 | 0.4818 | 0.265 | 0.3886 | 0.3144 | Sat22:00 | 0.7607 | 0.5082 | 0.4432 | 0.5121
Sat23:00 | 0 | 0 | 0 | 0 | Sat23:00 | 0 | 0 | 0 | 0 | Sat23:00 | 0.4783 | 0.2656 | 0.3574 | 0.3275 | Sat23:00 | 0.7406 | 0.4857 | 0.4605 | 0.4694
Sat24:00 | 0 | 0 | 0 | 0 | Sat24:00 | 0 | 0 | 0 | 0 | Sat24:00 | 0.489 | 0.3226 | 0.3593 | 0.2907 | Sat24:00 | 0.5846 | 0.4917 | 0.4745 | 0.4103
Sun1:00 | 0 | 0 | 0 | 0 | Sun1:00 | 0 | 0 | 0 | 0 | Sun1:00 | 0.456 | 0.3183 | 0.4011 | 0.3196 | Sun1:00 | 0.6593 | 0.5212 | 0.4044 | 0.3864
Sun2:00 | 0 | 0 | 0 | 0 | Sun2:00 | 0 | 0 | 0 | 0 | Sun2:00 | 0.4475 | 0.2584 | 0.3881 | 0.29 | Sun2:00 | 0.6402 | 0.464 | 0.3664 | 0.4249
Sun3:00 | 0 | 0 | 0 | 0 | Sun3:00 | 0 | 0 | 0 | 0 | Sun3:00 | 0.4666 | 0.2446 | 0.3531 | 0.23 | Sun3:00 | 0.6353 | 0.4585 | 0.3587 | 0.4371
Sun4:00 | 0 | 0 | 0 | 0 | Sun4:00 | 0 | 0 | 0 | 0 | Sun4:00 | 0.4386 | 0.2694 | 0.3502 | 0.2092 | Sun4:00 | 0.6181 | 0.4249 | 0.3711 | 0.4267
Sun5:00 | 0 | 0 | 0 | 0 | Sun5:00 | 0 | 0 | 0 | 0 | Sun5:00 | 0.3995 | 0.2559 | 0.3263 | 0.2292 | Sun5:00 | 0.6218 | 0.4142 | 0.374 | 0.4531
Sun6:00 | 0 | 0 | 0 | 0 | Sun6:00 | 0.0007 | 0.0066 | 0 | 0 | Sun6:00 | 0.3679 | 0.2693 | 0.2879 | 0.2221 | Sun6:00 | 0.6604 | 0.3747 | 0.3691 | 0.4525
Sun7:00 | 0 | 0 | 0 | 0 | Sun7:00 | 0.0958 | 0.1847 | 0.0053 | 0 | Sun7:00 | 0.3345 | 0.2529 | 0.2757 | 0.2335 | Sun7:00 | 0.6425 | 0.3314 | 0.3716 | 0.3946
Sun8:00 | 0 | 0.0256 | 0 | 0 | Sun8:00 | 0.3954 | 0.5577 | 0.2447 | 0.0129 | Sun8:00 | 0.2531 | 0.1969 | 0.2739 | 0.2483 | Sun8:00 | 0.5487 | 0.263 | 0.3395 | 0.3818
Sun9:00 | 0.1063 | 0.2605 | 0.0124 | 0 | Sun9:00 | 0.5971 | 0.7871 | 0.5463 | 0.2634 | Sun9:00 | 0.1942 | 0.1483 | 0.2734 | 0.2717 | Sun9:00 | 0.4574 | 0.2138 | 0.3193 | 0.3888
Sun10:00 | 0.2426 | 0.6474 | 0.3743 | 0.0102 | Sun10:00 | 0.7258 | 0.8678 | 0.6572 | 0.5236 | Sun10:00 | 0.1881 | 0.1279 | 0.208 | 0.2258 | Sun10:00 | 0.3256 | 0.1674 | 0.2213 | 0.388
Sun11:00 | 0.3282 | 0.7217 | 0.6241 | 0.1356 | Sun11:00 | 0.7521 | 0.8733 | 0.6891 | 0.617 | Sun11:00 | 0.1917 | 0.1143 | 0.1874 | 0.2207 | Sun11:00 | 0.3857 | 0.1674 | 0.1462 | 0.2503
Sun12:00 | 0.4036 | 0.8087 | 0.5921 | 0.2921 | Sun12:00 | 0.8102 | 0.8498 | 0.655 | 0.6129 | Sun12:00 | 0.2841 | 0.0962 | 0.2272 | 0.2825 | Sun12:00 | 0.529 | 0.1374 | 0.2479 | 0.2089
Sun13:00 | 0.4861 | 0.7326 | 0.5629 | 0.2992 | Sun13:00 | 0.8016 | 0.8493 | 0.6973 | 0.6053 | Sun13:00 | 0.3406 | 0.1161 | 0.1929 | 0.2649 | Sun13:00 | 0.5802 | 0.1692 | 0.238 | 0.2004
Sun14:00 | 0.5183 | 0.7813 | 0.6172 | 0.2964 | Sun14:00 | 0.8069 | 0.8466 | 0.6645 | 0.5985 | Sun14:00 | 0.2997 | 0.1834 | 0.1645 | 0.213 | Sun14:00 | 0.5397 | 0.186 | 0.2824 | 0.1926
Sun15:00 | 0.543 | 0.7742 | 0.6497 | 0.3348 | Sun15:00 | 0.8102 | 0.8518 | 0.6945 | 0.6171 | Sun15:00 | 0.2589 | 0.1645 | 0.1581 | 0.2012 | Sun15:00 | 0.4448 | 0.2004 | 0.2468 | 0.1949
Sun16:00 | 0.5158 | 0.7623 | 0.667 | 0.341 | Sun16:00 | 0.7089 | 0.8531 | 0.6358 | 0.5705 | Sun16:00 | 0.2578 | 0.1475 | 0.1577 | 0.2237 | Sun16:00 | 0.4542 | 0.218 | 0.299 | 0.2033
Sun17:00 | 0.4714 | 0.6706 | 0.323 | 0.1901 | Sun17:00 | 0.7081 | 0.7916 | 0.4353 | 0.4027 | Sun17:00 | 0.2615 | 0.1508 | 0.1695 | 0.2405 | Sun17:00 | 0.5143 | 0.2165 | 0.3226 | 0.2286
Sun18:00 | 0.225 | 0.4966 | 0 | 0 | Sun18:00 | 0.4816 | 0.6451 | 0.0906 | 0.1088 | Sun18:00 | 0.3254 | 0.1979 | 0.1704 | 0.2557 | Sun18:00 | 0.561 | 0.2466 | 0.345 | 0.2725
Sun19:00 | 0 | 0.0905 | 0 | 0 | Sun19:00 | 0.1357 | 0.3408 | 0.0001 | 0.0002 | Sun19:00 | 0.4104 | 0.2265 | 0.1889 | 0.3158 | Sun19:00 | 0.6292 | 0.2769 | 0.419 | 0.3575
Sun20:00 | 0 | 0 | 0 | 0 | Sun20:00 | 0.0039 | 0.0411 | 0 | 0 | Sun20:00 | 0.431 | 0.2566 | 0.2666 | 0.3162 | Sun20:00 | 0.7398 | 0.3917 | 0.4129 | 0.4618
Sun21:00 | 0 | 0 | 0 | 0 | Sun21:00 | 0 | 0 | 0 | 0 | Sun21:00 | 0.4282 | 0.2818 | 0.3625 | 0.3112 | Sun21:00 | 0.8021 | 0.5139 | 0.4091 | 0.5624
Sun22:00 | 0 | 0 | 0 | 0 | Sun22:00 | 0 | 0 | 0 | 0 | Sun22:00 | 0.4818 | 0.265 | 0.3886 | 0.3144 | Sun22:00 | 0.7607 | 0.5082 | 0.4432 | 0.5121
Sun23:00 | 0 | 0 | 0 | 0 | Sun23:00 | 0 | 0 | 0 | 0 | Sun23:00 | 0.4783 | 0.2656 | 0.3574 | 0.3275 | Sun23:00 | 0.7406 | 0.4857 | 0.4605 | 0.4694
Sun24:00 | 0 | 0 | 0 | 0 | Sun24:00 | 0 | 0 | 0 | 0 | Sun24:00 | 0.489 | 0.3226 | 0.3593 | 0.2907 | Sun24:00 | 0.5846 | 0.4917 | 0.4745 | 0.4103
Northeast | [19 empty] | Spring | Summer | Fall | Winter
| SOLAR CSP |  |  |  |  | SOLAR PVSAT |  |  |  |  | wind |  |  |  |  | new-wind
| Spring | Summer | Fall | Winter |  | Spring | Summer | Fall | Winter |  | Spring | Summer | Fall | Winter |  | Spring | Summer | Fall | Winter
Sat1:00 | 0 | 0 | 0 | 0 | Sat1:00 | 0 | 0 | 0 | 0 | Sat1:00 | 0.3666 | 0.1121 | 0.3303 | 0.4731 | Sat1:00 | 0.4846 | 0.5412 | 0.0879 | 0.864
Sat2:00 | 0 | 0 | 0 | 0 | Sat2:00 | 0 | 0 | 0 | 0 | Sat2:00 | 0.3285 | 0.1092 | 0.3137 | 0.507 | Sat2:00 | 0.3967 | 0.5873 | 0.0782 | 0.8556
Sat3:00 | 0 | 0 | 0 | 0 | Sat3:00 | 0 | 0 | 0 | 0 | Sat3:00 | 0.3285 | 0.09 | 0.288 | 0.505 | Sat3:00 | 0.3567 | 0.5838 | 0.0739 | 0.8065
Sat4:00 | 0 | 0 | 0 | 0 | Sat4:00 | 0 | 0 | 0 | 0 | Sat4:00 | 0.3489 | 0.1093 | 0.2721 | 0.4756 | Sat4:00 | 0.3288 | 0.579 | 0.1002 | 0.7577
Sat5:00 | 0 | 0 | 0 | 0 | Sat5:00 | 0 | 0 | 0 | 0 | Sat5:00 | 0.2578 | 0.1197 | 0.3148 | 0.482 | Sat5:00 | 0.2753 | 0.6323 | 0.1172 | 0.7653
Sat6:00 | 0 | 0 | 0 | 0 | Sat6:00 | 0.0023 | 0.0005 | 0 | 0 | Sat6:00 | 0.1822 | 0.1017 | 0.3127 | 0.5104 | Sat6:00 | 0.2726 | 0.6013 | 0.0896 | 0.6843
Sat7:00 | 0 | 0 | 0 | 0 | Sat7:00 | 0.0701 | 0.0491 | 0.0083 | 0 | Sat7:00 | 0.1452 | 0.0967 | 0.2961 | 0.441 | Sat7:00 | 0.2482 | 0.553 | 0.0527 | 0.6186
Sat8:00 | 0 | 0.0666 | 0 | 0 | Sat8:00 | 0.2206 | 0.2372 | 0.1638 | 0.04 | Sat8:00 | 0.1434 | 0.0513 | 0.2483 | 0.5241 | Sat8:00 | 0.1989 | 0.5391 | 0.0305 | 0.5124
Sat9:00 | 0.1249 | 0.542 | 0.1068 | 0 | Sat9:00 | 0.4248 | 0.4742 | 0.382 | 0.3551 | Sat9:00 | 0.1485 | 0.0254 | 0.2139 | 0.608 | Sat9:00 | 0.1602 | 0.491 | 0.0285 | 0.4132
Sat10:00 | 0.3316 | 0.7763 | 0.4434 | 0.2828 | Sat10:00 | 0.6036 | 0.6538 | 0.5611 | 0.6532 | Sat10:00 | 0.2124 | 0.0362 | 0.2325 | 0.6211 | Sat10:00 | 0.251 | 0.4051 | 0.0406 | 0.4473
Sat11:00 | 0.5146 | 0.8248 | 0.6042 | 0.7389 | Sat11:00 | 0.7798 | 0.7917 | 0.5856 | 0.8498 | Sat11:00 | 0.3118 | 0.0474 | 0.3366 | 0.6992 | Sat11:00 | 0.2959 | 0.4924 | 0.0937 | 0.4674
Sat12:00 | 0.5984 | 0.8108 | 0.6227 | 0.7092 | Sat12:00 | 0.8292 | 0.8953 | 0.7112 | 0.953 | Sat12:00 | 0.4941 | 0.109 | 0.3593 | 0.747 | Sat12:00 | 0.5004 | 0.3529 | 0.1956 | 0.384
Sat13:00 | 0.6549 | 0.8252 | 0.6509 | 0.6662 | Sat13:00 | 0.8619 | 0.8948 | 0.7866 | 0.976 | Sat13:00 | 0.5264 | 0.1481 | 0.3713 | 0.7065 | Sat13:00 | 0.5703 | 0.2747 | 0.2093 | 0.2912
Sat14:00 | 0.4742 | 0.5687 | 0.686 | 0.6636 | Sat14:00 | 0.7644 | 0.7726 | 0.7702 | 0.943 | Sat14:00 | 0.4635 | 0.1955 | 0.3161 | 0.7155 | Sat14:00 | 0.5215 | 0.2237 | 0.2156 | 0.2219
Sat15:00 | 0.583 | 0.6884 | 0.6386 | 0.6593 | Sat15:00 | 0.736 | 0.7418 | 0.483 | 0.8694 | Sat15:00 | 0.4677 | 0.2432 | 0.2429 | 0.7674 | Sat15:00 | 0.5948 | 0.2844 | 0.26 | 0.133
Sat16:00 | 0.5665 | 0.66 | 0.6361 | 0.7447 | Sat16:00 | 0.6053 | 0.6183 | 0.4786 | 0.6948 | Sat16:00 | 0.4271 | 0.2647 | 0.2859 | 0.7912 | Sat16:00 | 0.6529 | 0.3479 | 0.3512 | 0.1057
Sat17:00 | 0.5519 | 0.6276 | 0.5492 | 0.7585 | Sat17:00 | 0.4147 | 0.4394 | 0.2466 | 0.3954 | Sat17:00 | 0.4036 | 0.2261 | 0.3179 | 0.7534 | Sat17:00 | 0.6596 | 0.2828 | 0.3482 | 0.0605
Sat18:00 | 0.2665 | 0.5303 | 0 | 0 | Sat18:00 | 0.196 | 0.2368 | 0.0604 | 0.1128 | Sat18:00 | 0.3514 | 0.2343 | 0.334 | 0.7722 | Sat18:00 | 0.7429 | 0.2806 | 0.3453 | 0.0192
Sat19:00 | 0.005 | 0.0853 | 0 | 0 | Sat19:00 | 0.05 | 0.063 | 0 | 0.0005 | Sat19:00 | 0.3238 | 0.2466 | 0.3997 | 0.7706 | Sat19:00 | 0.8505 | 0.3448 | 0.4907 | 0.0157
Sat20:00 | 0 | 0 | 0 | 0 | Sat20:00 | 0.0009 | 0.0021 | 0 | 0 | Sat20:00 | 0.3047 | 0.2776 | 0.4898 | 0.7582 | Sat20:00 | 0.7683 | 0.2414 | 0.3815 | 0.0575
Sat21:00 | 0 | 0 | 0 | 0 | Sat21:00 | 0 | 0 | 0 | 0 | Sat21:00 | 0.2948 | 0.303 | 0.5531 | 0.7235 | Sat21:00 | 0.6088 | 0.1787 | 0.2435 | 0.1223
Sat22:00 | 0 | 0 | 0 | 0 | Sat22:00 | 0 | 0 | 0 | 0 | Sat22:00 | 0.2832 | 0.2818 | 0.5657 | 0.6502 | Sat22:00 | 0.6391 | 0.3176 | 0.2567 | 0.1161
Sat23:00 | 0 | 0 | 0 | 0 | Sat23:00 | 0 | 0 | 0 | 0 | Sat23:00 | 0.3416 | 0.3367 | 0.5797 | 0.5235 | Sat23:00 | 0.6404 | 0.2912 | 0.2176 | 0.1157
Sat24:00 | 0 | 0 | 0 | 0 | Sat24:00 | 0 | 0 | 0 | 0 | Sat24:00 | 0.3355 | 0.3063 | 0.5536 | 0.4861 | Sat24:00 | 0.5872 | 0.3289 | 0.1957 | 0.1112
Sun1:00 | 0 | 0 | 0 | 0 | Sun1:00 | 0 | 0 | 0 | 0 | Sun1:00 | 0.3514 | 0.2232 | 0.5383 | 0.4894 | Sun1:00 | 0.6001 | 0.4081 | 0.162 | 0.1294
Sun2:00 | 0 | 0 | 0 | 0 | Sun2:00 | 0 | 0 | 0 | 0 | Sun2:00 | 0.371 | 0.214 | 0.5083 | 0.4571 | Sun2:00 | 0.5135 | 0.3638 | 0.2239 | 0.1306
Sun3:00 | 0 | 0 | 0 | 0 | Sun3:00 | 0 | 0 | 0 | 0 | Sun3:00 | 0.4071 | 0.2288 | 0.4608 | 0.4496 | Sun3:00 | 0.4901 | 0.3053 | 0.2964 | 0.162
Sun4:00 | 0 | 0 | 0 | 0 | Sun4:00 | 0 | 0 | 0 | 0 | Sun4:00 | 0.433 | 0.2105 | 0.4607 | 0.4382 | Sun4:00 | 0.41 | 0.2675 | 0.3566 | 0.2013
Sun5:00 | 0 | 0 | 0 | 0 | Sun5:00 | 0 | 0 | 0 | 0 | Sun5:00 | 0.4154 | 0.1559 | 0.4714 | 0.4728 | Sun5:00 | 0.3282 | 0.2219 | 0.3692 | 0.1816
Sun6:00 | 0 | 0 | 0 | 0 | Sun6:00 | 0.0017 | 0.0004 | 0 | 0 | Sun6:00 | 0.3802 | 0.1288 | 0.4896 | 0.4151 | Sun6:00 | 0.3154 | 0.1878 | 0.3588 | 0.2309
Sun7:00 | 0 | 0 | 0 | 0 | Sun7:00 | 0.0699 | 0.0477 | 0.0034 | 0 | Sun7:00 | 0.3646 | 0.115 | 0.4554 | 0.3853 | Sun7:00 | 0.32 | 0.2629 | 0.3672 | 0.2689
Sun8:00 | 0.0388 | 0.0848 | 0 | 0 | Sun8:00 | 0.2327 | 0.2348 | 0.0849 | 0.0402 | Sun8:00 | 0.3526 | 0.1138 | 0.4504 | 0.3941 | Sun8:00 | 0.3307 | 0.2438 | 0.3693 | 0.256
Sun9:00 | 0.2489 | 0.4856 | 0.1737 | 0 | Sun9:00 | 0.4191 | 0.4658 | 0.232 | 0.3217 | Sun9:00 | 0.3389 | 0.1264 | 0.4556 | 0.4136 | Sun9:00 | 0.363 | 0.2458 | 0.3727 | 0.2585
Sun10:00 | 0.4698 | 0.8127 | 0.6788 | 0.1891 | Sun10:00 | 0.6233 | 0.672 | 0.4015 | 0.5538 | Sun10:00 | 0.3949 | 0.0654 | 0.4949 | 0.3755 | Sun10:00 | 0.4723 | 0.2902 | 0.4792 | 0.3448
Sun11:00 | 0.5726 | 0.8822 | 0.6875 | 0.4782 | Sun11:00 | 0.7036 | 0.8139 | 0.4871 | 0.7884 | Sun11:00 | 0.3885 | 0.0988 | 0.4956 | 0.367 | Sun11:00 | 0.5361 | 0.2903 | 0.5844 | 0.2203
Sun12:00 | 0.5925 | 0.8269 | 0.5743 | 0.4384 | Sun12:00 | 0.8061 | 0.8715 | 0.4891 | 0.7666 | Sun12:00 | 0.4488 | 0.2063 | 0.4454 | 0.351 | Sun12:00 | 0.5392 | 0.2138 | 0.5871 | 0.1864
Sun13:00 | 0.4999 | 0.8703 | 0.5935 | 0.3861 | Sun13:00 | 0.7878 | 0.906 | 0.5737 | 0.6878 | Sun13:00 | 0.4446 | 0.2228 | 0.3719 | 0.3535 | Sun13:00 | 0.5989 | 0.1771 | 0.6132 | 0.1166
Sun14:00 | 0.6057 | 0.8246 | 0.5292 | 0.3893 | Sun14:00 | 0.802 | 0.8526 | 0.5368 | 0.6644 | Sun14:00 | 0.3849 | 0.2448 | 0.3468 | 0.3223 | Sun14:00 | 0.4993 | 0.1237 | 0.6468 | 0.1379
Sun15:00 | 0.6044 | 0.7475 | 0.5496 | 0.423 | Sun15:00 | 0.7122 | 0.7754 | 0.4971 | 0.5328 | Sun15:00 | 0.3435 | 0.2448 | 0.3312 | 0.3239 | Sun15:00 | 0.4422 | 0.0961 | 0.6643 | 0.0904
Sun16:00 | 0.7032 | 0.7156 | 0.4929 | 0.4992 | Sun16:00 | 0.6357 | 0.6468 | 0.3507 | 0.3565 | Sun16:00 | 0.2962 | 0.2487 | 0.3429 | 0.3447 | Sun16:00 | 0.3847 | 0.1247 | 0.5901 | 0.0866
Sun17:00 | 0.696 | 0.6721 | 0.4235 | 0.5026 | Sun17:00 | 0.4543 | 0.4786 | 0.2437 | 0.3135 | Sun17:00 | 0.2557 | 0.282 | 0.3151 | 0.4118 | Sun17:00 | 0.3042 | 0.2714 | 0.6116 | 0.117
Sun18:00 | 0.4151 | 0.5447 | 0 | 0 | Sun18:00 | 0.2032 | 0.2535 | 0.0565 | 0.102 | Sun18:00 | 0.2843 | 0.3442 | 0.2846 | 0.4952 | Sun18:00 | 0.2652 | 0.5453 | 0.5802 | 0.1353
Sun19:00 | 0 | 0.0535 | 0 | 0 | Sun19:00 | 0.0516 | 0.0616 | 0 | 0.0006 | Sun19:00 | 0.3347 | 0.4973 | 0.3001 | 0.6037 | Sun19:00 | 0.4225 | 0.4958 | 0.5045 | 0.2615
Sun20:00 | 0 | 0 | 0 | 0 | Sun20:00 | 0.0008 | 0.0022 | 0 | 0 | Sun20:00 | 0.407 | 0.4043 | 0.4267 | 0.5197 | Sun20:00 | 0.6753 | 0.4323 | 0.4627 | 0.5125
Sun21:00 | 0 | 0 | 0 | 0 | Sun21:00 | 0 | 0 | 0 | 0 | Sun21:00 | 0.4633 | 0.3049 | 0.5333 | 0.4451 | Sun21:00 | 0.8088 | 0.2982 | 0.3983 | 0.7474
Sun22:00 | 0 | 0 | 0 | 0 | Sun22:00 | 0 | 0 | 0 | 0 | Sun22:00 | 0.5966 | 0.2186 | 0.5098 | 0.367 | Sun22:00 | 0.8849 | 0.1287 | 0.3914 | 0.7037
Sun23:00 | 0 | 0 | 0 | 0 | Sun23:00 | 0 | 0 | 0 | 0 | Sun23:00 | 0.6094 | 0.1855 | 0.5686 | 0.3729 | Sun23:00 | 0.8488 | 0.0711 | 0.3666 | 0.6092
Sun24:00 | 0 | 0 | 0 | 0 | Sun24:00 | 0 | 0 | 0 | 0 | Sun24:00 | 0.6263 | 0.1581 | 0.5434 | 0.5786 | Sun24:00 | 0.8192 | 0.0725 | 0.3333 | 0.5239
Mon1:00 | 0 | 0 | 0 | 0 | Mon1:00 | 0 | 0 | 0 | 0 | Mon1:00 | 0.4584 | 0.4735 | 0.4522 | 0.1427 | Mon1:00 | 0.4924 | 0.3333 | 0.3962 | 0.8411
Mon2:00 | 0 | 0 | 0 | 0 | Mon2:00 | 0 | 0 | 0 | 0 | Mon2:00 | 0.4382 | 0.4323 | 0.4117 | 0.174 | Mon2:00 | 0.4061 | 0.2973 | 0.3521 | 0.8349
Mon3:00 | 0 | 0 | 0 | 0 | Mon3:00 | 0 | 0 | 0 | 0 | Mon3:00 | 0.3873 | 0.3965 | 0.3737 | 0.1899 | Mon3:00 | 0.3231 | 0.2728 | 0.321 | 0.8062
Mon4:00 | 0 | 0 | 0 | 0 | Mon4:00 | 0 | 0 | 0 | 0 | Mon4:00 | 0.3861 | 0.2909 | 0.3328 | 0.192 | Mon4:00 | 0.3496 | 0.2314 | 0.2946 | 0.7992
Mon5:00 | 0 | 0 | 0 | 0 | Mon5:00 | 0 | 0 | 0 | 0 | Mon5:00 | 0.351 | 0.3461 | 0.2472 | 0.2101 | Mon5:00 | 0.4097 | 0.1817 | 0.2767 | 0.8169
Mon6:00 | 0 | 0 | 0 | 0 | Mon6:00 | 0.0008 | 0.0008 | 0 | 0 | Mon6:00 | 0.3316 | 0.3508 | 0.1931 | 0.2531 | Mon6:00 | 0.3524 | 0.1357 | 0.2291 | 0.8101
Mon7:00 | 0 | 0 | 0 | 0 | Mon7:00 | 0.0677 | 0.0532 | 0.0126 | 0 | Mon7:00 | 0.2803 | 0.2627 | 0.1238 | 0.3308 | Mon7:00 | 0.3117 | 0.1033 | 0.1485 | 0.7514
Mon8:00 | 0.0351 | 0.0713 | 0 | 0 | Mon8:00 | 0.2128 | 0.2324 | 0.214 | 0.0117 | Mon8:00 | 0.3163 | 0.2543 | 0.1034 | 0.2995 | Mon8:00 | 0.3508 | 0.1025 | 0.0995 | 0.7082
Mon9:00 | 0.357 | 0.438 | 0.025 | 0 | Mon9:00 | 0.4075 | 0.4647 | 0.5125 | 0.1476 | Mon9:00 | 0.3786 | 0.2689 | 0.1205 | 0.2815 | Mon9:00 | 0.3991 | 0.0907 | 0.0891 | 0.6826
Mon10:00 | 0.4734 | 0.6237 | 0.2039 | 0.0279 | Mon10:00 | 0.6248 | 0.6372 | 0.7427 | 0.2967 | Mon10:00 | 0.5424 | 0.2328 | 0.1151 | 0.2604 | Mon10:00 | 0.4116 | 0.0747 | 0.0735 | 0.613
Mon11:00 | 0.5202 | 0.6066 | 0.2434 | 0.1939 | Mon11:00 | 0.7255 | 0.7552 | 0.9021 | 0.3916 | Mon11:00 | 0.6198 | 0.2993 | 0.1267 | 0.2364 | Mon11:00 | 0.5961 | 0.1308 | 0.1026 | 0.5136
Mon12:00 | 0.6345 | 0.7166 | 0.2992 | 0.2563 | Mon12:00 | 0.9025 | 0.8431 | 0.9677 | 0.5073 | Mon12:00 | 0.622 | 0.4138 | 0.1494 | 0.1482 | Mon12:00 | 0.751 | 0.1603 | 0.1038 | 0.6168
Mon13:00 | 0.7061 | 0.6155 | 0.3193 | 0.2626 | Mon13:00 | 0.9142 | 0.7829 | 0.9773 | 0.5401 | Mon13:00 | 0.4561 | 0.4215 | 0.1572 | 0.1295 | Mon13:00 | 0.8559 | 0.1373 | 0.1238 | 0.7121
Mon14:00 | 0.7305 | 0.6989 | 0.3389 | 0.3122 | Mon14:00 | 0.8554 | 0.8254 | 0.9534 | 0.6217 | Mon14:00 | 0.4891 | 0.4584 | 0.1671 | 0.1218 | Mon14:00 | 0.7413 | 0.2331 | 0.127 | 0.6575
Mon15:00 | 0.7672 | 0.5604 | 0.4058 | 0.3401 | Mon15:00 | 0.8044 | 0.7165 | 0.8395 | 0.5511 | Mon15:00 | 0.4184 | 0.4879 | 0.1629 | 0.1124 | Mon15:00 | 0.607 | 0.2051 | 0.1179 | 0.6437
Mon16:00 | 0.6955 | 0.5785 | 0.3873 | 0.3902 | Mon16:00 | 0.6369 | 0.5908 | 0.6448 | 0.4381 | Mon16:00 | 0.366 | 0.5275 | 0.1256 | 0.1104 | Mon16:00 | 0.5399 | 0.209 | 0.1267 | 0.6363
Mon17:00 | 0.6592 | 0.5616 | 0.3385 | 0.3764 | Mon17:00 | 0.4608 | 0.4448 | 0.3798 | 0.2984 | Mon17:00 | 0.4031 | 0.5252 | 0.1122 | 0.1108 | Mon17:00 | 0.4828 | 0.2008 | 0.1554 | 0.5367
Mon18:00 | 0.5529 | 0.4437 | 0.0252 | 0 | Mon18:00 | 0.2071 | 0.2379 | 0.1037 | 0.102 | Mon18:00 | 0.432 | 0.5337 | 0.1369 | 0.1509 | Mon18:00 | 0.4105 | 0.2635 | 0.2086 | 0.4935
Mon19:00 | 0.0391 | 0.0819 | 0 | 0 | Mon19:00 | 0.0382 | 0.0593 | 0.0003 | 0.0004 | Mon19:00 | 0.4981 | 0.5549 | 0.1703 | 0.2257 | Mon19:00 | 0.4686 | 0.3084 | 0.2435 | 0.3428
Mon20:00 | 0 | 0 | 0 | 0 | Mon20:00 | 0.0004 | 0.0029 | 0 | 0 | Mon20:00 | 0.6337 | 0.4185 | 0.2335 | 0.261 | Mon20:00 | 0.7008 | 0.3039 | 0.3717 | 0.2368
Mon21:00 | 0 | 0 | 0 | 0 | Mon21:00 | 0 | 0 | 0 | 0 | Mon21:00 | 0.7384 | 0.279 | 0.4347 | 0.2907 | Mon21:00 | 0.813 | 0.3228 | 0.5082 | 0.1611
Mon22:00 | 0 | 0 | 0 | 0 | Mon22:00 | 0 | 0 | 0 | 0 | Mon22:00 | 0.7624 | 0.1459 | 0.4538 | 0.3796 | Mon22:00 | 0.7588 | 0.4831 | 0.6077 | 0.1385
Mon23:00 | 0 | 0 | 0 | 0 | Mon23:00 | 0 | 0 | 0 | 0 | Mon23:00 | 0.7219 | 0.1422 | 0.4256 | 0.3765 | Mon23:00 | 0.7053 | 0.4902 | 0.6071 | 0.1361
Mon24:00 | 0 | 0 | 0 | 0 | Mon24:00 | 0 | 0 | 0 | 0 | Mon24:00 | 0.7653 | 0.1133 | 0.4767 | 0.3506 | Mon24:00 | 0.778 | 0.448 | 0.6245 | 0.2236
Tue1:00 | 0 | 0 | 0 | 0 | Tue1:00 | 0 | 0 | 0 | 0 | Tue1:00 | 0.7559 | 0.0851 | 0.4644 | 0.3843 | Tue1:00 | 0.7738 | 0.4314 | 0.6527 | 0.3697
Tue2:00 | 0 | 0 | 0 | 0 | Tue2:00 | 0 | 0 | 0 | 0 | Tue2:00 | 0.6598 | 0.0865 | 0.4629 | 0.3752 | Tue2:00 | 0.6597 | 0.407 | 0.6053 | 0.4866
Tue3:00 | 0 | 0 | 0 | 0 | Tue3:00 | 0 | 0 | 0 | 0 | Tue3:00 | 0.6141 | 0.1123 | 0.4178 | 0.3747 | Tue3:00 | 0.5983 | 0.3059 | 0.4786 | 0.6787
Tue4:00 | 0 | 0 | 0 | 0 | Tue4:00 | 0 | 0 | 0 | 0 | Tue4:00 | 0.619 | 0.0947 | 0.4096 | 0.3725 | Tue4:00 | 0.5918 | 0.2256 | 0.5175 | 0.6032
Tue5:00 | 0 | 0 | 0 | 0 | Tue5:00 | 0 | 0 | 0 | 0 | Tue5:00 | 0.5376 | 0.0676 | 0.387 | 0.3631 | Tue5:00 | 0.4811 | 0.1985 | 0.4239 | 0.4361
Tue6:00 | 0 | 0 | 0 | 0 | Tue6:00 | 0.0014 | 0.0003 | 0 | 0 | Tue6:00 | 0.4888 | 0.0837 | 0.3088 | 0.3348 | Tue6:00 | 0.4005 | 0.2148 | 0.4609 | 0.4173
Tue7:00 | 0 | 0 | 0 | 0 | Tue7:00 | 0.0743 | 0.0491 | 0.0119 | 0 | Tue7:00 | 0.517 | 0.1103 | 0.2845 | 0.326 | Tue7:00 | 0.3794 | 0.1943 | 0.5055 | 0.3871
Tue8:00 | 0.0266 | 0.0431 | 0 | 0 | Tue8:00 | 0.242 | 0.2104 | 0.2056 | 0.0296 | Tue8:00 | 0.5903 | 0.0616 | 0.318 | 0.2865 | Tue8:00 | 0.5032 | 0.1317 | 0.3643 | 0.4703
Tue9:00 | 0.2188 | 0.3781 | 0.2121 | 0 | Tue9:00 | 0.4474 | 0.4282 | 0.5013 | 0.3267 | Tue9:00 | 0.6551 | 0.0626 | 0.3587 | 0.259 | Tue9:00 | 0.6067 | 0.0825 | 0.2454 | 0.6016
Tue10:00 | 0.5001 | 0.6912 | 0.7678 | 0.2558 | Tue10:00 | 0.6094 | 0.6162 | 0.7289 | 0.6234 | Tue10:00 | 0.562 | 0.0541 | 0.3291 | 0.2726 | Tue10:00 | 0.5442 | 0.0276 | 0.2336 | 0.4056
Tue11:00 | 0.6663 | 0.7479 | 0.7936 | 0.5511 | Tue11:00 | 0.8366 | 0.7585 | 0.8827 | 0.8188 | Tue11:00 | 0.5477 | 0.0714 | 0.3485 | 0.2359 | Tue11:00 | 0.5805 | 0.0501 | 0.1908 | 0.3643
Tue12:00 | 0.7878 | 0.7206 | 0.7805 | 0.4798 | Tue12:00 | 0.893 | 0.8323 | 0.8883 | 0.9411 | Tue12:00 | 0.492 | 0.0638 | 0.3277 | 0.2381 | Tue12:00 | 0.5079 | 0.0718 | 0.2092 | 0.3842
Tue13:00 | 0.7846 | 0.6743 | 0.7301 | 0.3762 | Tue13:00 | 0.9351 | 0.7771 | 0.9676 | 0.9674 | Tue13:00 | 0.4314 | 0.066 | 0.3176 | 0.1913 | Tue13:00 | 0.4854 | 0.0986 | 0.2073 | 0.4186
Tue14:00 | 0.793 | 0.6205 | 0.7973 | 0.4141 | Tue14:00 | 0.9111 | 0.8157 | 0.9071 | 0.9666 | Tue14:00 | 0.3924 | 0.0846 | 0.3044 | 0.1435 | Tue14:00 | 0.5206 | 0.0703 | 0.1263 | 0.3814
Tue15:00 | 0.7999 | 0.6515 | 0.7866 | 0.5252 | Tue15:00 | 0.844 | 0.7449 | 0.8114 | 0.8981 | Tue15:00 | 0.4186 | 0.0785 | 0.327 | 0.1224 | Tue15:00 | 0.6844 | 0.0952 | 0.1558 | 0.3897
Tue16:00 | 0.7143 | 0.6678 | 0.7479 | 0.5488 | Tue16:00 | 0.6271 | 0.6297 | 0.6142 | 0.711 | Tue16:00 | 0.5633 | 0.0546 | 0.3571 | 0.1325 | Tue16:00 | 0.6397 | 0.1706 | 0.1403 | 0.4209
Tue17:00 | 0.7309 | 0.5718 | 0.5611 | 0.5065 | Tue17:00 | 0.4703 | 0.4322 | 0.3639 | 0.4614 | Tue17:00 | 0.5739 | 0.0589 | 0.3515 | 0.1341 | Tue17:00 | 0.6117 | 0.1694 | 0.1138 | 0.2977
Tue18:00 | 0.4701 | 0.4027 | 0.0261 | 0 | Tue18:00 | 0.2022 | 0.2552 | 0.0947 | 0.156 | Tue18:00 | 0.5968 | 0.0818 | 0.3661 | 0.1517 | Tue18:00 | 0.6518 | 0.2268 | 0.1327 | 0.2077
Tue19:00 | 0.0376 | 0 | 0 | 0 | Tue19:00 | 0.0404 | 0.0576 | 0.0002 | 0.0007 | Tue19:00 | 0.6424 | 0.097 | 0.407 | 0.1729 | Tue19:00 | 0.6751 | 0.3233 | 0.1658 | 0.1322
Tue20:00 | 0 | 0 | 0 | 0 | Tue20:00 | 0.0004 | 0.0037 | 0 | 0 | Tue20:00 | 0.6337 | 0.092 | 0.4867 | 0.1667 | Tue20:00 | 0.7659 | 0.4035 | 0.3838 | 0.0591
Tue21:00 | 0 | 0 | 0 | 0 | Tue21:00 | 0 | 0 | 0 | 0 | Tue21:00 | 0.5887 | 0.0851 | 0.5883 | 0.1784 | Tue21:00 | 0.7986 | 0.4879 | 0.6316 | 0.0254
Tue22:00 | 0 | 0 | 0 | 0 | Tue22:00 | 0 | 0 | 0 | 0 | Tue22:00 | 0.6472 | 0.1268 | 0.5075 | 0.1969 | Tue22:00 | 0.7941 | 0.8107 | 0.5312 | 0.0305
Tue23:00 | 0 | 0 | 0 | 0 | Tue23:00 | 0 | 0 | 0 | 0 | Tue23:00 | 0.684 | 0.1344 | 0.4498 | 0.1971 | Tue23:00 | 0.8169 | 0.7725 | 0.4176 | 0.0853
Tue24:00 | 0 | 0 | 0 | 0 | Tue24:00 | 0 | 0 | 0 | 0 | Tue24:00 | 0.6465 | 0.1182 | 0.5298 | 0.1709 | Tue24:00 | 0.7426 | 0.6957 | 0.4825 | 0.337
West
| SOLAR CSP |  |  |  |  | SOLAR PVSAT |  |  |  |  | wind |  |  |  |  | new wind
| Spring | Summer | Fall | Winter |  | Spring | Summer | Fall | Winter |  | Spring | Summer | Fall | Winter |  | Spring | Summer | Fall | Winter
Sat1:00 | 0 | 0 | 0 | 0 | Sat1:00 | 0 | 0 | 0 | 0 | Sat1:00 | 0.5929 | 0.0657 | 0.5139 | 0.5374 | Sat1:00 | 0.6246 | 0.595 | 0.0521 | 0.66
Sat2:00 | 0 | 0 | 0 | 0 | Sat2:00 | 0 | 0 | 0 | 0 | Sat2:00 | 0.5678 | 0.0718 | 0.5313 | 0.6852 | Sat2:00 | 0.6087 | 0.6289 | 0.0355 | 0.7003
Sat3:00 | 0 | 0 | 0 | 0 | Sat3:00 | 0 | 0 | 0 | 0 | Sat3:00 | 0.5264 | 0.0766 | 0.4405 | 0.6621 | Sat3:00 | 0.5897 | 0.656 | 0.0599 | 0.701
Sat4:00 | 0 | 0 | 0 | 0 | Sat4:00 | 0 | 0 | 0 | 0 | Sat4:00 | 0.519 | 0.0983 | 0.4024 | 0.6684 | Sat4:00 | 0.524 | 0.6802 | 0.0653 | 0.7402
Sat5:00 | 0 | 0 | 0 | 0 | Sat5:00 | 0 | 0 | 0 | 0 | Sat5:00 | 0.3986 | 0.1415 | 0.5498 | 0.7309 | Sat5:00 | 0.4395 | 0.6684 | 0.1161 | 0.7228
Sat6:00 | 0 | 0 | 0 | 0 | Sat6:00 | 0.0023 | 0.001 | 0 | 0 | Sat6:00 | 0.3384 | 0.1055 | 0.5121 | 0.703 | Sat6:00 | 0.3069 | 0.6706 | 0.1463 | 0.6591
Sat7:00 | 0 | 0 | 0 | 0 | Sat7:00 | 0.0533 | 0.0384 | 0.0085 | 0 | Sat7:00 | 0.2644 | 0.0688 | 0.4103 | 0.5857 | Sat7:00 | 0.2613 | 0.6117 | 0.1485 | 0.5727
Sat8:00 | 0.0969 | 0.0533 | 0 | 0 | Sat8:00 | 0.2078 | 0.1837 | 0.119 | 0.0135 | Sat8:00 | 0.291 | 0.0235 | 0.4052 | 0.5661 | Sat8:00 | 0.2758 | 0.5613 | 0.131 | 0.5156
Sat9:00 | 0.4017 | 0.3269 | 0.0516 | 0 | Sat9:00 | 0.3686 | 0.3841 | 0.2951 | 0.2021 | Sat9:00 | 0.3209 | 0.0022 | 0.422 | 0.6113 | Sat9:00 | 0.2923 | 0.5095 | 0.1231 | 0.4145
Sat10:00 | 0.4929 | 0.4919 | 0.3717 | 0.1384 | Sat10:00 | 0.5905 | 0.5878 | 0.4303 | 0.4708 | Sat10:00 | 0.4111 | 0.0014 | 0.3667 | 0.6669 | Sat10:00 | 0.4043 | 0.4676 | 0.1473 | 0.4465
Sat11:00 | 0.6024 | 0.5836 | 0.6521 | 0.4525 | Sat11:00 | 0.74 | 0.6704 | 0.5943 | 0.6837 | Sat11:00 | 0.5402 | 0.0012 | 0.4943 | 0.6391 | Sat11:00 | 0.475 | 0.3889 | 0.1651 | 0.4259
Sat12:00 | 0.5964 | 0.5762 | 0.73 | 0.5023 | Sat12:00 | 0.7667 | 0.7894 | 0.8252 | 0.7586 | Sat12:00 | 0.7457 | 0.0003 | 0.5333 | 0.7443 | Sat12:00 | 0.7473 | 0.3732 | 0.2898 | 0.2975
Sat13:00 | 0.7009 | 0.6441 | 0.7713 | 0.4444 | Sat13:00 | 0.8396 | 0.7973 | 0.8877 | 0.8654 | Sat13:00 | 0.7899 | 0.002 | 0.5794 | 0.7386 | Sat13:00 | 0.8108 | 0.2755 | 0.4056 | 0.2254
Sat14:00 | 0.6088 | 0.7064 | 0.6511 | 0.5319 | Sat14:00 | 0.7868 | 0.8151 | 0.8775 | 0.7632 | Sat14:00 | 0.7345 | 0.003 | 0.4518 | 0.688 | Sat14:00 | 0.7666 | 0.2162 | 0.4214 | 0.1197
Sat15:00 | 0.6989 | 0.6151 | 0.6744 | 0.7768 | Sat15:00 | 0.7445 | 0.6844 | 0.7466 | 0.7853 | Sat15:00 | 0.5509 | 0.0014 | 0.3098 | 0.6971 | Sat15:00 | 0.7487 | 0.1983 | 0.5063 | 0.0783
Sat16:00 | 0.7181 | 0.4919 | 0.7143 | 0.8226 | Sat16:00 | 0.6141 | 0.5934 | 0.6106 | 0.6023 | Sat16:00 | 0.4399 | 0.0033 | 0.2689 | 0.7162 | Sat16:00 | 0.7461 | 0.2224 | 0.5389 | 0.0518
Sat17:00 | 0.7542 | 0.5592 | 0.5716 | 0.7085 | Sat17:00 | 0.4498 | 0.4193 | 0.3718 | 0.3479 | Sat17:00 | 0.4192 | 0.0005 | 0.3053 | 0.6871 | Sat17:00 | 0.6477 | 0.1874 | 0.467 | 0.0299
Sat18:00 | 0.5799 | 0.5787 | 0 | 0.0539 | Sat18:00 | 0.2218 | 0.2473 | 0.112 | 0.1617 | Sat18:00 | 0.3245 | 0.0064 | 0.2862 | 0.7092 | Sat18:00 | 0.6657 | 0.2035 | 0.489 | 0.0179
Sat19:00 | 0.0621 | 0.2021 | 0 | 0 | Sat19:00 | 0.0476 | 0.0897 | 0.0019 | 0.0051 | Sat19:00 | 0.2542 | 0.0151 | 0.3685 | 0.7297 | Sat19:00 | 0.6437 | 0.2201 | 0.508 | 0.0285
Sat20:00 | 0 | 0 | 0 | 0 | Sat20:00 | 0.0013 | 0.006 | 0 | 0 | Sat20:00 | 0.2798 | 0.054 | 0.4935 | 0.7307 | Sat20:00 | 0.624 | 0.2074 | 0.3908 | 0.1005
Sat21:00 | 0 | 0 | 0 | 0 | Sat21:00 | 0 | 0 | 0 | 0 | Sat21:00 | 0.3598 | 0.1138 | 0.5771 | 0.6633 | Sat21:00 | 0.5992 | 0.1932 | 0.2791 | 0.2295
Sat22:00 | 0 | 0 | 0 | 0 | Sat22:00 | 0 | 0 | 0 | 0 | Sat22:00 | 0.3286 | 0.1335 | 0.6765 | 0.5982 | Sat22:00 | 0.6098 | 0.3269 | 0.1687 | 0.2634
Sat23:00 | 0 | 0 | 0 | 0 | Sat23:00 | 0 | 0 | 0 | 0 | Sat23:00 | 0.4423 | 0.2294 | 0.7893 | 0.4073 | Sat23:00 | 0.5164 | 0.4313 | 0.1632 | 0.3322
Sat24:00 | 0 | 0 | 0 | 0 | Sat24:00 | 0 | 0 | 0 | 0 | Sat24:00 | 0.5058 | 0.2176 | 0.7363 | 0.2858 | Sat24:00 | 0.5958 | 0.5749 | 0.1231 | 0.3614
Sun1:00 | 0 | 0 | 0 | 0 | Sun1:00 | 0 | 0 | 0 | 0 | Sun1:00 | 0.3563 | 0.0885 | 0.6983 | 0.3011 | Sun1:00 | 0.6656 | 0.6506 | 0.141 | 0.3414
Sun2:00 | 0 | 0 | 0 | 0 | Sun2:00 | 0 | 0 | 0 | 0 | Sun2:00 | 0.4459 | 0.1771 | 0.6709 | 0.2142 | Sun2:00 | 0.684 | 0.555 | 0.1786 | 0.3869
Sun3:00 | 0 | 0 | 0 | 0 | Sun3:00 | 0 | 0 | 0 | 0 | Sun3:00 | 0.5482 | 0.227 | 0.5967 | 0.2324 | Sun3:00 | 0.6587 | 0.514 | 0.1906 | 0.4799
Sun4:00 | 0 | 0 | 0 | 0 | Sun4:00 | 0 | 0 | 0 | 0 | Sun4:00 | 0.5457 | 0.1297 | 0.6007 | 0.1141 | Sun4:00 | 0.6506 | 0.5405 | 0.1848 | 0.531
Sun5:00 | 0 | 0 | 0 | 0 | Sun5:00 | 0 | 0 | 0 | 0 | Sun5:00 | 0.5213 | 0.0859 | 0.6528 | 0.1301 | Sun5:00 | 0.6212 | 0.529 | 0.1903 | 0.5098
Sun6:00 | 0 | 0 | 0 | 0 | Sun6:00 | 0.0015 | 0.0014 | 0 | 0 | Sun6:00 | 0.5563 | 0.0725 | 0.6683 | 0.1448 | Sun6:00 | 0.557 | 0.4931 | 0.2035 | 0.5064
Sun7:00 | 0 | 0 | 0 | 0 | Sun7:00 | 0.0519 | 0.0358 | 0.0093 | 0 | Sun7:00 | 0.5527 | 0.0396 | 0.6083 | 0.1268 | Sun7:00 | 0.5077 | 0.4053 | 0.2237 | 0.5683
Sun8:00 | 0.0958 | 0.055 | 0 | 0 | Sun8:00 | 0.2231 | 0.1958 | 0.0919 | 0.029 | Sun8:00 | 0.5262 | 0.0367 | 0.6379 | 0.0711 | Sun8:00 | 0.4993 | 0.3154 | 0.2335 | 0.5833
Sun9:00 | 0.4876 | 0.425 | 0.1022 | 0 | Sun9:00 | 0.4679 | 0.4188 | 0.2298 | 0.2357 | Sun9:00 | 0.5308 | 0.0356 | 0.6366 | 0.0594 | Sun9:00 | 0.4981 | 0.2435 | 0.2716 | 0.5984
Sun10:00 | 0.7086 | 0.8013 | 0.4292 | 0.2216 | Sun10:00 | 0.642 | 0.6038 | 0.3523 | 0.5058 | Sun10:00 | 0.652 | 0.1126 | 0.715 | 0.0275 | Sun10:00 | 0.5368 | 0.235 | 0.259 | 0.6047
Sun11:00 | 0.6528 | 0.8034 | 0.6141 | 0.8265 | Sun11:00 | 0.8321 | 0.7419 | 0.4458 | 0.7105 | Sun11:00 | 0.6483 | 0.0905 | 0.7232 | 0.0626 | Sun11:00 | 0.5109 | 0.1711 | 0.3238 | 0.4831
Sun12:00 | 0.8854 | 0.7894 | 0.6945 | 0.7768 | Sun12:00 | 0.9292 | 0.8 | 0.5502 | 0.7064 | Sun12:00 | 0.6884 | 0.0964 | 0.6033 | 0.0156 | Sun12:00 | 0.4834 | 0.1222 | 0.3575 | 0.3449
Sun13:00 | 0.7447 | 0.8016 | 0.686 | 0.7196 | Sun13:00 | 0.8194 | 0.8388 | 0.6171 | 0.4732 | Sun13:00 | 0.5721 | 0.0761 | 0.4412 | 0.068 | Sun13:00 | 0.4382 | 0.0666 | 0.4352 | 0.2752
Sun14:00 | 0.7966 | 0.6469 | 0.6938 | 0.7337 | Sun14:00 | 0.8449 | 0.7293 | 0.602 | 0.572 | Sun14:00 | 0.3521 | 0.0925 | 0.4368 | 0.062 | Sun14:00 | 0.3248 | 0.0447 | 0.5184 | 0.2041
Sun15:00 | 0.775 | 0.6192 | 0.7724 | 0.7906 | Sun15:00 | 0.7943 | 0.7342 | 0.4894 | 0.5573 | Sun15:00 | 0.1927 | 0.1101 | 0.376 | 0.049 | Sun15:00 | 0.2502 | 0.0689 | 0.5575 | 0.1207
Sun16:00 | 0.8231 | 0.6672 | 0.7791 | 0.8203 | Sun16:00 | 0.6907 | 0.6173 | 0.4414 | 0.2794 | Sun16:00 | 0.1565 | 0.1674 | 0.3369 | 0.0582 | Sun16:00 | 0.1982 | 0.0984 | 0.5913 | 0.0932
Sun17:00 | 0.8464 | 0.5631 | 0.661 | 0.7008 | Sun17:00 | 0.4852 | 0.4666 | 0.3259 | 0.0967 | Sun17:00 | 0.0911 | 0.2557 | 0.2776 | 0.0839 | Sun17:00 | 0.1674 | 0.165 | 0.6002 | 0.0869
Sun18:00 | 0.719 | 0.5664 | 0.0544 | 0.0562 | Sun18:00 | 0.2395 | 0.2534 | 0.1097 | 0.107 | Sun18:00 | 0.1042 | 0.4158 | 0.1917 | 0.1534 | Sun18:00 | 0.1915 | 0.2964 | 0.6076 | 0.1272
Sun19:00 | 0.209 | 0.2884 | 0 | 0 | Sun19:00 | 0.0523 | 0.0779 | 0.0013 | 0.0031 | Sun19:00 | 0.0756 | 0.4959 | 0.2267 | 0.2873 | Sun19:00 | 0.2659 | 0.3816 | 0.5489 | 0.2902
Sun20:00 | 0 | 0 | 0 | 0 | Sun20:00 | 0.0014 | 0.0052 | 0 | 0 | Sun20:00 | 0.2291 | 0.3843 | 0.46 | 0.2524 | Sun20:00 | 0.4517 | 0.3674 | 0.4124 | 0.5763
Sun21:00 | 0 | 0 | 0 | 0 | Sun21:00 | 0 | 0 | 0 | 0 | Sun21:00 | 0.4505 | 0.3261 | 0.6933 | 0.1809 | Sun21:00 | 0.6071 | 0.3439 | 0.3024 | 0.8064
Sun22:00 | 0 | 0 | 0 | 0 | Sun22:00 | 0 | 0 | 0 | 0 | Sun22:00 | 0.676 | 0.0357 | 0.6757 | 0.2413 | Sun22:00 | 0.7583 | 0.2113 | 0.249 | 0.8209
Sun23:00 | 0 | 0 | 0 | 0 | Sun23:00 | 0 | 0 | 0 | 0 | Sun23:00 | 0.832 | 0.0289 | 0.7606 | 0.1534 | Sun23:00 | 0.8299 | 0.2501 | 0.2241 | 0.7873
Sun24:00 | 0 | 0 | 0 | 0 | Sun24:00 | 0 | 0 | 0 | 0 | Sun24:00 | 0.8313 | 0.0233 | 0.7032 | 0.4997 | Sun24:00 | 0.862 | 0.2535 | 0.1826 | 0.7162
Mon1:00 | 0 | 0 | 0 | 0 | Mon1:00 | 0 | 0 | 0 | 0 | Mon1:00 | 0.5197 | 0.3774 | 0.683 | 0.0212 | Mon1:00 | 0.5329 | 0.4981 | 0.5302 | 0.5689
Mon2:00 | 0 | 0 | 0 | 0 | Mon2:00 | 0 | 0 | 0 | 0 | Mon2:00 | 0.4635 | 0.4877 | 0.666 | 0.0259 | Mon2:00 | 0.5189 | 0.5334 | 0.5308 | 0.607
Mon3:00 | 0 | 0 | 0 | 0 | Mon3:00 | 0 | 0 | 0 | 0 | Mon3:00 | 0.3942 | 0.4723 | 0.5532 | 0.0569 | Mon3:00 | 0.4499 | 0.5257 | 0.5118 | 0.5983
Mon4:00 | 0 | 0 | 0 | 0 | Mon4:00 | 0 | 0 | 0 | 0 | Mon4:00 | 0.3811 | 0.3272 | 0.3552 | 0.1117 | Mon4:00 | 0.4409 | 0.4735 | 0.5133 | 0.6071
Mon5:00 | 0 | 0 | 0 | 0 | Mon5:00 | 0 | 0 | 0 | 0 | Mon5:00 | 0.3955 | 0.2901 | 0.2014 | 0.0927 | Mon5:00 | 0.4284 | 0.3185 | 0.4865 | 0.6682
Mon6:00 | 0 | 0 | 0 | 0 | Mon6:00 | 0.0014 | 0.0015 | 0 | 0 | Mon6:00 | 0.3914 | 0.1573 | 0.1126 | 0.1226 | Mon6:00 | 0.3645 | 0.3162 | 0.4307 | 0.6936
Mon7:00 | 0 | 0 | 0 | 0 | Mon7:00 | 0.0498 | 0.0341 | 0.0109 | 0 | Mon7:00 | 0.3056 | 0.1852 | 0.0416 | 0.2254 | Mon7:00 | 0.2737 | 0.229 | 0.4067 | 0.6897
Mon8:00 | 0.0745 | 0.0402 | 0 | 0 | Mon8:00 | 0.2246 | 0.1946 | 0.1873 | 0.0359 | Mon8:00 | 0.3535 | 0.1475 | 0.0717 | 0.2737 | Mon8:00 | 0.2981 | 0.1646 | 0.3707 | 0.6771
Mon9:00 | 0.4007 | 0.4047 | 0.0788 | 0 | Mon9:00 | 0.4416 | 0.4311 | 0.4839 | 0.2855 | Mon9:00 | 0.4154 | 0.1328 | 0.1249 | 0.3512 | Mon9:00 | 0.3609 | 0.1323 | 0.3727 | 0.6578
Mon10:00 | 0.6609 | 0.7583 | 0.2712 | 0.0556 | Mon10:00 | 0.6201 | 0.6486 | 0.7149 | 0.6253 | Mon10:00 | 0.527 | 0.2359 | 0.1838 | 0.3794 | Mon10:00 | 0.5619 | 0.1513 | 0.2871 | 0.5878
Mon11:00 | 0.6685 | 0.6588 | 0.4512 | 0.5162 | Mon11:00 | 0.7945 | 0.7222 | 0.8531 | 0.8361 | Mon11:00 | 0.6871 | 0.1781 | 0.2195 | 0.2724 | Mon11:00 | 0.6683 | 0.1318 | 0.3429 | 0.3401
Mon12:00 | 0.72 | 0.7264 | 0.3914 | 0.7327 | Mon12:00 | 0.8263 | 0.8212 | 0.915 | 0.9433 | Mon12:00 | 0.7022 | 0.2142 | 0.2172 | 0.1557 | Mon12:00 | 0.6106 | 0.1014 | 0.4244 | 0.3198
Mon13:00 | 0.6356 | 0.8555 | 0.4293 | 0.6832 | Mon13:00 | 0.828 | 0.8709 | 0.9629 | 0.9645 | Mon13:00 | 0.527 | 0.311 | 0.2127 | 0.1558 | Mon13:00 | 0.456 | 0.1562 | 0.3954 | 0.426
Mon14:00 | 0.6347 | 0.82 | 0.4777 | 0.6969 | Mon14:00 | 0.8394 | 0.8511 | 0.9429 | 0.9553 | Mon14:00 | 0.4061 | 0.2557 | 0.1712 | 0.2096 | Mon14:00 | 0.3279 | 0.2103 | 0.3125 | 0.4809
Mon15:00 | 0.648 | 0.75 | 0.4996 | 0.7605 | Mon15:00 | 0.775 | 0.7549 | 0.8349 | 0.8088 | Mon15:00 | 0.339 | 0.2697 | 0.0925 | 0.1776 | Mon15:00 | 0.2515 | 0.2471 | 0.309 | 0.5136
Mon16:00 | 0.6073 | 0.7938 | 0.5301 | 0.8195 | Mon16:00 | 0.609 | 0.657 | 0.6607 | 0.7464 | Mon16:00 | 0.197 | 0.5868 | 0.0529 | 0.1779 | Mon16:00 | 0.2318 | 0.3121 | 0.263 | 0.5573
Mon17:00 | 0.7174 | 0.8234 | 0.4465 | 0.7611 | Mon17:00 | 0.4721 | 0.4879 | 0.4308 | 0.528 | Mon17:00 | 0.1653 | 0.6005 | 0.0333 | 0.1651 | Mon17:00 | 0.2694 | 0.3524 | 0.2859 | 0.551
Mon18:00 | 0.6841 | 0.7343 | 0.0975 | 0.0399 | Mon18:00 | 0.2385 | 0.2797 | 0.1514 | 0.2166 | Mon18:00 | 0.1809 | 0.5883 | 0.0254 | 0.1725 | Mon18:00 | 0.2944 | 0.4111 | 0.3033 | 0.4924
Mon19:00 | 0.1475 | 0.4403 | 0 | 0 | Mon19:00 | 0.0505 | 0.0768 | 0.0042 | 0.006 | Mon19:00 | 0.218 | 0.5383 | 0.0347 | 0.2766 | Mon19:00 | 0.3782 | 0.4341 | 0.3733 | 0.4472
Mon20:00 | 0 | 0 | 0 | 0 | Mon20:00 | 0.001 | 0.0041 | 0 | 0 | Mon20:00 | 0.4808 | 0.3526 | 0.207 | 0.3276 | Mon20:00 | 0.6172 | 0.3725 | 0.5728 | 0.3777
Mon21:00 | 0 | 0 | 0 | 0 | Mon21:00 | 0 | 0 | 0 | 0 | Mon21:00 | 0.7169 | 0.1853 | 0.5361 | 0.3659 | Mon21:00 | 0.7808 | 0.3504 | 0.7426 | 0.3213
Mon22:00 | 0 | 0 | 0 | 0 | Mon22:00 | 0 | 0 | 0 | 0 | Mon22:00 | 0.7813 | 0.0674 | 0.6719 | 0.524 | Mon22:00 | 0.792 | 0.427 | 0.813 | 0.2303
Mon23:00 | 0 | 0 | 0 | 0 | Mon23:00 | 0 | 0 | 0 | 0 | Mon23:00 | 0.7351 | 0.0542 | 0.575 | 0.5598 | Mon23:00 | 0.8031 | 0.4254 | 0.723 | 0.2358
Mon24:00 | 0 | 0 | 0 | 0 | Mon24:00 | 0 | 0 | 0 | 0 | Mon24:00 | 0.797 | 0.0375 | 0.6943 | 0.539 | Mon24:00 | 0.8139 | 0.4308 | 0.7301 | 0.3148
Tue1:00 | 0 | 0 | 0 | 0 | Tue1:00 | 0 | 0 | 0 | 0 | Tue1:00 | 0.798 | 0.0391 | 0.7035 | 0.4799 | Tue1:00 | 0.7896 | 0.3751 | 0.7431 | 0.3504
Tue2:00 | 0 | 0 | 0 | 0 | Tue2:00 | 0 | 0 | 0 | 0 | Tue2:00 | 0.7904 | 0.0459 | 0.6938 | 0.4096 | Tue2:00 | 0.7738 | 0.3411 | 0.6798 | 0.39
Tue3:00 | 0 | 0 | 0 | 0 | Tue3:00 | 0 | 0 | 0 | 0 | Tue3:00 | 0.7415 | 0.0233 | 0.6892 | 0.3345 | Tue3:00 | 0.7093 | 0.3326 | 0.6447 | 0.4823
Tue4:00 | 0 | 0 | 0 | 0 | Tue4:00 | 0 | 0 | 0 | 0 | Tue4:00 | 0.6947 | 0.0077 | 0.6926 | 0.3223 | Tue4:00 | 0.6718 | 0.2898 | 0.6648 | 0.5167
Tue5:00 | 0 | 0 | 0 | 0 | Tue5:00 | 0 | 0 | 0 | 0 | Tue5:00 | 0.5532 | 0.0147 | 0.5194 | 0.2852 | Tue5:00 | 0.5521 | 0.2921 | 0.6206 | 0.5348
Tue6:00 | 0 | 0 | 0 | 0 | Tue6:00 | 0.0011 | 0.0014 | 0 | 0 | Tue6:00 | 0.5148 | 0.0266 | 0.4579 | 0.2807 | Tue6:00 | 0.4763 | 0.2839 | 0.5931 | 0.5324
Tue7:00 | 0 | 0 | 0 | 0 | Tue7:00 | 0.051 | 0.0406 | 0.0099 | 0 | Tue7:00 | 0.5451 | 0.0472 | 0.4206 | 0.2769 | Tue7:00 | 0.4233 | 0.2856 | 0.5556 | 0.4422
Tue8:00 | 0.0782 | 0.0698 | 0 | 0 | Tue8:00 | 0.2454 | 0.1888 | 0.1759 | 0.0413 | Tue8:00 | 0.5797 | 0.0267 | 0.4329 | 0.2405 | Tue8:00 | 0.4533 | 0.136 | 0.4369 | 0.4665
Tue9:00 | 0.4506 | 0.3381 | 0.1787 | 0 | Tue9:00 | 0.5127 | 0.4385 | 0.4688 | 0.3194 | Tue9:00 | 0.5821 | 0.0113 | 0.4518 | 0.2168 | Tue9:00 | 0.4762 | 0.038 | 0.3606 | 0.4987
Tue10:00 | 0.9228 | 0.7594 | 0.6113 | 0.132 | Tue10:00 | 0.7309 | 0.6501 | 0.7086 | 0.6352 | Tue10:00 | 0.5755 | 0.039 | 0.4417 | 0.2966 | Tue10:00 | 0.4169 | 0.0279 | 0.2933 | 0.4078
Tue11:00 | 0.9743 | 0.8373 | 0.6188 | 0.6389 | Tue11:00 | 0.8784 | 0.7974 | 0.8629 | 0.8254 | Tue11:00 | 0.4891 | 0.079 | 0.4864 | 0.2275 | Tue11:00 | 0.3777 | 0.0628 | 0.3024 | 0.1649
Tue12:00 | 0.9818 | 0.7489 | 0.6312 | 0.7314 | Tue12:00 | 0.9569 | 0.8164 | 0.9378 | 0.954 | Tue12:00 | 0.4013 | 0.0587 | 0.3812 | 0.2689 | Tue12:00 | 0.2665 | 0.1233 | 0.2854 | 0.1795
Tue13:00 | 0.9828 | 0.7688 | 0.7068 | 0.6935 | Tue13:00 | 0.9736 | 0.8508 | 0.9599 | 0.9782 | Tue13:00 | 0.3778 | 0.0675 | 0.3326 | 0.1974 | Tue13:00 | 0.2708 | 0.1048 | 0.1965 | 0.2788
Tue14:00 | 0.9819 | 0.6757 | 0.7349 | 0.7007 | Tue14:00 | 0.975 | 0.8349 | 0.9447 | 0.944 | Tue14:00 | 0.4574 | 0.0942 | 0.2221 | 0.1174 | Tue14:00 | 0.3305 | 0.1106 | 0.1093 | 0.2808
Tue15:00 | 0.9796 | 0.86 | 0.7286 | 0.7586 | Tue15:00 | 0.8957 | 0.8321 | 0.8438 | 0.8869 | Tue15:00 | 0.5737 | 0.1067 | 0.1825 | 0.076 | Tue15:00 | 0.3886 | 0.1303 | 0.063 | 0.2883
Tue16:00 | 0.9737 | 0.7801 | 0.7461 | 0.8175 | Tue16:00 | 0.7347 | 0.6875 | 0.6649 | 0.7506 | Tue16:00 | 0.599 | 0.1017 | 0.1862 | 0.0979 | Tue16:00 | 0.4985 | 0.2081 | 0.0571 | 0.3262
Tue17:00 | 0.9372 | 0.7797 | 0.6148 | 0.7505 | Tue17:00 | 0.5054 | 0.5145 | 0.4159 | 0.4967 | Tue17:00 | 0.6262 | 0.1178 | 0.1594 | 0.0701 | Tue17:00 | 0.5438 | 0.2052 | 0.0607 | 0.2285
Tue18:00 | 0.8919 | 0.6133 | 0.1096 | 0.0423 | Tue18:00 | 0.2558 | 0.2997 | 0.139 | 0.2159 | Tue18:00 | 0.7303 | 0.1463 | 0.1405 | 0.0484 | Tue18:00 | 0.5946 | 0.2545 | 0.0689 | 0.1807
Tue19:00 | 0.2007 | 0.251 | 0 | 0 | Tue19:00 | 0.0514 | 0.0853 | 0.0034 | 0.0048 | Tue19:00 | 0.8221 | 0.1574 | 0.194 | 0.0837 | Tue19:00 | 0.623 | 0.3349 | 0.1204 | 0.1434
Tue20:00 | 0 | 0 | 0 | 0 | Tue20:00 | 0.0014 | 0.0061 | 0 | 0 | Tue20:00 | 0.7618 | 0.146 | 0.3391 | 0.0999 | Tue20:00 | 0.6069 | 0.3302 | 0.2837 | 0.074
Tue21:00 | 0 | 0 | 0 | 0 | Tue21:00 | 0 | 0 | 0 | 0 | Tue21:00 | 0.6551 | 0.1266 | 0.4807 | 0.1414 | Tue21:00 | 0.5416 | 0.3334 | 0.5048 | 0.0438
Tue22:00 | 0 | 0 | 0 | 0 | Tue22:00 | 0 | 0 | 0 | 0 | Tue22:00 | 0.6911 | 0.2725 | 0.6701 | 0.1593 | Tue22:00 | 0.755 | 0.5829 | 0.4313 | 0.0198
Tue23:00 | 0 | 0 | 0 | 0 | Tue23:00 | 0 | 0 | 0 | 0 | Tue23:00 | 0.7945 | 0.2517 | 0.6093 | 0.1847 | Tue23:00 | 0.8025 | 0.7191 | 0.2793 | 0.0531
Tue24:00 | 0 | 0 | 0 | 0 | Tue24:00 | 0 | 0 | 0 | 0 | Tue24:00 | 0.6785 | 0.2182 | 0.7157 | 0.1383 | Tue24:00 | 0.7681 | 0.6908 | 0.326 | 0.1613
Coastal
| SOLAR CSP |  |  |  |  | SOLAR PVSAT |  |  |  |  | wind |  |  |  |  | new wind
| Spring | Summer | Fall | Winter |  | Spring | Summer | Fall | Winter |  | Spring | Summer | Fall | Winter |  | Spring | Summer | Fall | Winter
Sat1:00 | 0 | 0 | 0 | 0 | Sat1:00 | 0 | 0 | 0 | 0 | Sat1:00 | 0.122 | 0.0349 | 0.1167 | 0.1347 | Sat1:00 | 0.06 | 0.1678 | 0.0026 | 0.4152
Sat2:00 | 0 | 0 | 0 | 0 | Sat2:00 | 0 | 0 | 0 | 0 | Sat2:00 | 0.1253 | 0.0325 | 0.1184 | 0.1537 | Sat2:00 | 0.0421 | 0.1439 | 0.0067 | 0.3975
Sat3:00 | 0 | 0 | 0 | 0 | Sat3:00 | 0 | 0 | 0 | 0 | Sat3:00 | 0.1268 | 0.0335 | 0.0986 | 0.1681 | Sat3:00 | 0.0588 | 0.1111 | 0.0119 | 0.4136
Sat4:00 | 0 | 0 | 0 | 0 | Sat4:00 | 0 | 0 | 0 | 0 | Sat4:00 | 0.1301 | 0.0294 | 0.099 | 0.1481 | Sat4:00 | 0.0365 | 0.1189 | 0.0273 | 0.3505
Sat5:00 | 0 | 0 | 0 | 0 | Sat5:00 | 0 | 0 | 0 | 0 | Sat5:00 | 0.0956 | 0.0355 | 0.1077 | 0.1444 | Sat5:00 | 0.0217 | 0.2113 | 0.0329 | 0.303
Sat6:00 | 0 | 0 | 0 | 0 | Sat6:00 | 0.0011 | 0 | 0 | 0 | Sat6:00 | 0.0657 | 0.0289 | 0.099 | 0.1415 | Sat6:00 | 0.0108 | 0.2063 | 0.0248 | 0.1694
Sat7:00 | 0 | 0 | 0 | 0 | Sat7:00 | 0.0673 | 0.0548 | 0.0163 | 0 | Sat7:00 | 0.0677 | 0.0269 | 0.09 | 0.1336 | Sat7:00 | 0.0033 | 0.1722 | 0.0432 | 0.121
Sat8:00 | 0 | 0.0424 | 0 | 0 | Sat8:00 | 0.2222 | 0.2425 | 0.2101 | 0.0726 | Sat8:00 | 0.061 | 0.0149 | 0.083 | 0.1428 | Sat8:00 | 0.0019 | 0.2774 | 0.0129 | 0.1699
Sat9:00 | 0.088 | 0.3979 | 0.0453 | 0 | Sat9:00 | 0.4051 | 0.437 | 0.4856 | 0.4161 | Sat9:00 | 0.0593 | 0.0109 | 0.0832 | 0.1671 | Sat9:00 | 0.0015 | 0.3781 | 0.0061 | 0.2963
Sat10:00 | 0.0654 | 0.4928 | 0.2141 | 0.4106 | Sat10:00 | 0.5443 | 0.5544 | 0.6413 | 0.6971 | Sat10:00 | 0.085 | 0.0245 | 0.1029 | 0.1785 | Sat10:00 | 0.0123 | 0.6003 | 0.0041 | 0.2163
Sat11:00 | 0.2792 | 0.6769 | 0.2199 | 0.8126 | Sat11:00 | 0.6243 | 0.7447 | 0.7139 | 0.8349 | Sat11:00 | 0.1082 | 0.0075 | 0.1272 | 0.1838 | Sat11:00 | 0.019 | 0.4935 | 0.0217 | 0.2394
Sat12:00 | 0.3957 | 0.6112 | 0.291 | 0.7593 | Sat12:00 | 0.6955 | 0.7861 | 0.8314 | 0.9783 | Sat12:00 | 0.1763 | 0.0024 | 0.1376 | 0.208 | Sat12:00 | 0.0402 | 0.43 | 0.0724 | 0.2493
Sat13:00 | 0.5934 | 0.5661 | 0.4007 | 0.7401 | Sat13:00 | 0.7736 | 0.7714 | 0.8385 | 0.9641 | Sat13:00 | 0.1962 | 0.003 | 0.1292 | 0.2125 | Sat13:00 | 0.0678 | 0.2365 | 0.115 | 0.2967
Sat14:00 | 0.5116 | 0.5885 | 0.4007 | 0.7523 | Sat14:00 | 0.7697 | 0.7447 | 0.7205 | 0.967 | Sat14:00 | 0.1764 | 0.0088 | 0.1065 | 0.2122 | Sat14:00 | 0.0813 | 0.2476 | 0.082 | 0.3895
Sat15:00 | 0.6192 | 0.6302 | 0.3935 | 0.7945 | Sat15:00 | 0.7073 | 0.7302 | 0.7149 | 0.8878 | Sat15:00 | 0.166 | 0.0315 | 0.084 | 0.2043 | Sat15:00 | 0.1963 | 0.3119 | 0.0638 | 0.6213
Sat16:00 | 0.478 | 0.6802 | 0.4212 | 0.8228 | Sat16:00 | 0.541 | 0.6353 | 0.5087 | 0.695 | Sat16:00 | 0.1907 | 0.0454 | 0.0707 | 0.2198 | Sat16:00 | 0.2186 | 0.541 | 0.082 | 0.5574
Sat17:00 | 0.4307 | 0.6433 | 0.2641 | 0.7617 | Sat17:00 | 0.3859 | 0.4392 | 0.2844 | 0.4524 | Sat17:00 | 0.1527 | 0.0448 | 0.0821 | 0.1887 | Sat17:00 | 0.2777 | 0.6209 | 0.0927 | 0.5244
Sat18:00 | 0.298 | 0.3345 | 0 | 0 | Sat18:00 | 0.1645 | 0.2049 | 0.051 | 0.1322 | Sat18:00 | 0.1388 | 0.0425 | 0.1007 | 0.1955 | Sat18:00 | 0.238 | 0.6202 | 0.1148 | 0.4573
Sat19:00 | 0 | 0 | 0 | 0 | Sat19:00 | 0.031 | 0.0409 | 0 | 0 | Sat19:00 | 0.141 | 0.0598 | 0.1242 | 0.2172 | Sat19:00 | 0.2503 | 0.759 | 0.061 | 0.4144
Sat20:00 | 0 | 0 | 0 | 0 | Sat20:00 | 0 | 0 | 0 | 0 | Sat20:00 | 0.1352 | 0.0629 | 0.1568 | 0.2178 | Sat20:00 | 0.2951 | 0.8016 | 0.0761 | 0.3805
Sat21:00 | 0 | 0 | 0 | 0 | Sat21:00 | 0 | 0 | 0 | 0 | Sat21:00 | 0.1313 | 0.0722 | 0.1731 | 0.1981 | Sat21:00 | 0.3505 | 0.7982 | 0.0951 | 0.3621
Sat22:00 | 0 | 0 | 0 | 0 | Sat22:00 | 0 | 0 | 0 | 0 | Sat22:00 | 0.1152 | 0.0674 | 0.1805 | 0.1479 | Sat22:00 | 0.1874 | 0.6911 | 0.1587 | 0.3513
Sat23:00 | 0 | 0 | 0 | 0 | Sat23:00 | 0 | 0 | 0 | 0 | Sat23:00 | 0.1129 | 0.1035 | 0.2002 | 0.1244 | Sat23:00 | 0.1344 | 0.5303 | 0.1218 | 0.2666
Sat24:00 | 0 | 0 | 0 | 0 | Sat24:00 | 0 | 0 | 0 | 0 | Sat24:00 | 0.1081 | 0.09 | 0.1963 | 0.1195 | Sat24:00 | 0.2209 | 0.3437 | 0.0849 | 0.1902
Sun1:00 | 0 | 0 | 0 | 0 | Sun1:00 | 0 | 0 | 0 | 0 | Sun1:00 | 0.1389 | 0.0584 | 0.1944 | 0.1202 | Sun1:00 | 0.2502 | 0.2579 | 0.0521 | 0.1512
Sun2:00 | 0 | 0 | 0 | 0 | Sun2:00 | 0 | 0 | 0 | 0 | Sun2:00 | 0.1635 | 0.057 | 0.1898 | 0.1051 | Sun2:00 | 0.1886 | 0.1828 | 0.0284 | 0.1215
Sun3:00 | 0 | 0 | 0 | 0 | Sun3:00 | 0 | 0 | 0 | 0 | Sun3:00 | 0.1671 | 0.0617 | 0.1725 | 0.1059 | Sun3:00 | 0.1584 | 0.2034 | 0.0194 | 0.0979
Sun4:00 | 0 | 0 | 0 | 0 | Sun4:00 | 0 | 0 | 0 | 0 | Sun4:00 | 0.1632 | 0.0526 | 0.166 | 0.1136 | Sun4:00 | 0.1806 | 0.1989 | 0.0198 | 0.1377
Sun5:00 | 0 | 0 | 0 | 0 | Sun5:00 | 0 | 0 | 0 | 0 | Sun5:00 | 0.1594 | 0.0444 | 0.1657 | 0.099 | Sun5:00 | 0.175 | 0.2214 | 0.0566 | 0.168
Sun6:00 | 0 | 0 | 0 | 0 | Sun6:00 | 0.0012 | 0.0001 | 0 | 0 | Sun6:00 | 0.1288 | 0.0443 | 0.16 | 0.1046 | Sun6:00 | 0.2325 | 0.2032 | 0.1003 | 0.1397
Sun7:00 | 0 | 0 | 0 | 0 | Sun7:00 | 0.057 | 0.0555 | 0.0131 | 0 | Sun7:00 | 0.1293 | 0.0237 | 0.1533 | 0.0801 | Sun7:00 | 0.3504 | 0.1576 | 0.1549 | 0.0979
Sun8:00 | 0 | 0.0628 | 0 | 0 | Sun8:00 | 0.2353 | 0.2257 | 0.1543 | 0.0497 | Sun8:00 | 0.1343 | 0.0161 | 0.1548 | 0.0823 | Sun8:00 | 0.2565 | 0.2073 | 0.156 | 0.1318
Sun9:00 | 0.1639 | 0.371 | 0 | 0 | Sun9:00 | 0.4226 | 0.3783 | 0.3856 | 0.2609 | Sun9:00 | 0.1466 | 0.0132 | 0.1585 | 0.083 | Sun9:00 | 0.1746 | 0.2765 | 0.1607 | 0.1776
Sun10:00 | 0.5522 | 0.467 | 0.0784 | 0.0426 | Sun10:00 | 0.6066 | 0.5012 | 0.5671 | 0.4514 | Sun10:00 | 0.1558 | 0.0163 | 0.18 | 0.0785 | Sun10:00 | 0.1383 | 0.1337 | 0.1986 | 0.0971
Sun11:00 | 0.5501 | 0.5439 | 0.2476 | 0 | Sun11:00 | 0.759 | 0.6727 | 0.6282 | 0.5898 | Sun11:00 | 0.1426 | 0.0225 | 0.187 | 0.0694 | Sun11:00 | 0.2655 | 0.1364 | 0.2766 | 0.0736
Sun12:00 | 0.6304 | 0.6402 | 0.334 | 0.0508 | Sun12:00 | 0.8484 | 0.7408 | 0.6275 | 0.7238 | Sun12:00 | 0.1453 | 0.0439 | 0.1737 | 0.0672 | Sun12:00 | 0.332 | 0.2198 | 0.1978 | 0.0521
Sun13:00 | 0.4671 | 0.5843 | 0.2828 | 0.1084 | Sun13:00 | 0.7819 | 0.745 | 0.7174 | 0.532 | Sun13:00 | 0.1299 | 0.0773 | 0.1254 | 0.0741 | Sun13:00 | 0.4131 | 0.2925 | 0.208 | 0.0388
Sun14:00 | 0.6265 | 0.5779 | 0.3204 | 0.1214 | Sun14:00 | 0.8449 | 0.7294 | 0.5538 | 0.4305 | Sun14:00 | 0.0901 | 0.0532 | 0.1215 | 0.0787 | Sun14:00 | 0.5182 | 0.2943 | 0.207 | 0.0421
Sun15:00 | 0.4685 | 0.4701 | 0.4512 | 0.1413 | Sun15:00 | 0.6723 | 0.6271 | 0.6829 | 0.4266 | Sun15:00 | 0.09 | 0.067 | 0.1294 | 0.0717 | Sun15:00 | 0.7267 | 0.3721 | 0.2209 | 0.0598
Sun16:00 | 0.3773 | 0.3497 | 0.2973 | 0.355 | Sun16:00 | 0.5349 | 0.4768 | 0.4578 | 0.2934 | Sun16:00 | 0.0901 | 0.0644 | 0.1202 | 0.0728 | Sun16:00 | 0.722 | 0.3962 | 0.1852 | 0.0835
Sun17:00 | 0.4395 | 0.3269 | 0.1038 | 0.4407 | Sun17:00 | 0.3994 | 0.3748 | 0.2061 | 0.1391 | Sun17:00 | 0.0687 | 0.1005 | 0.1051 | 0.0811 | Sun17:00 | 0.6486 | 0.463 | 0.1423 | 0.0823
Sun18:00 | 0.1953 | 0.1739 | 0 | 0 | Sun18:00 | 0.1575 | 0.1676 | 0.0366 | 0.0471 | Sun18:00 | 0.0697 | 0.1157 | 0.0913 | 0.1243 | Sun18:00 | 0.6225 | 0.5983 | 0.0975 | 0.0878
Sun19:00 | 0 | 0 | 0 | 0 | Sun19:00 | 0.0342 | 0.0428 | 0 | 0 | Sun19:00 | 0.0842 | 0.1278 | 0.0959 | 0.1417 | Sun19:00 | 0.6724 | 0.6975 | 0.1021 | 0.1078
Sun20:00 | 0 | 0 | 0 | 0 | Sun20:00 | 0 | 0 | 0 | 0 | Sun20:00 | 0.1159 | 0.0928 | 0.1456 | 0.1075 | Sun20:00 | 0.5996 | 0.7156 | 0.0695 | 0.1691
Sun21:00 | 0 | 0 | 0 | 0 | Sun21:00 | 0 | 0 | 0 | 0 | Sun21:00 | 0.1553 | 0.0694 | 0.1907 | 0.0935 | Sun21:00 | 0.5005 | 0.7114 | 0.0545 | 0.2569
Sun22:00 | 0 | 0 | 0 | 0 | Sun22:00 | 0 | 0 | 0 | 0 | Sun22:00 | 0.2094 | 0.0599 | 0.1742 | 0.0863 | Sun22:00 | 0.4148 | 0.5572 | 0.0776 | 0.2914
Sun23:00 | 0 | 0 | 0 | 0 | Sun23:00 | 0 | 0 | 0 | 0 | Sun23:00 | 0.201 | 0.0415 | 0.1876 | 0.0745 | Sun23:00 | 0.3898 | 0.4194 | 0.0742 | 0.3322
Sun24:00 | 0 | 0 | 0 | 0 | Sun24:00 | 0 | 0 | 0 | 0 | Sun24:00 | 0.2221 | 0.019 | 0.1751 | 0.1559 | Sun24:00 | 0.288 | 0.3647 | 0.124 | 0.2414
Mon1:00 | 0 | 0 | 0 | 0 | Mon1:00 | 0 | 0 | 0 | 0 | Mon1:00 | 0.1384 | 0.1551 | 0.1612 | 0.0174 | Mon1:00 | 0.4105 | 0.3613 | 0.2894 | 0.0851
Mon2:00 | 0 | 0 | 0 | 0 | Mon2:00 | 0 | 0 | 0 | 0 | Mon2:00 | 0.1476 | 0.1324 | 0.141 | 0.0245 | Mon2:00 | 0.3698 | 0.3259 | 0.2259 | 0.1374
Mon3:00 | 0 | 0 | 0 | 0 | Mon3:00 | 0 | 0 | 0 | 0 | Mon3:00 | 0.123 | 0.1107 | 0.1204 | 0.0299 | Mon3:00 | 0.3126 | 0.3393 | 0.1879 | 0.1633
Mon4:00 | 0 | 0 | 0 | 0 | Mon4:00 | 0 | 0 | 0 | 0 | Mon4:00 | 0.1232 | 0.0893 | 0.0869 | 0.0525 | Mon4:00 | 0.3373 | 0.2688 | 0.1541 | 0.3063
Mon5:00 | 0 | 0 | 0 | 0 | Mon5:00 | 0 | 0 | 0 | 0 | Mon5:00 | 0.1236 | 0.102 | 0.0516 | 0.0639 | Mon5:00 | 0.4357 | 0.2802 | 0.1348 | 0.5298
Mon6:00 | 0 | 0 | 0 | 0 | Mon6:00 | 0.0008 | 0.0002 | 0 | 0 | Mon6:00 | 0.1031 | 0.1001 | 0.0401 | 0.0681 | Mon6:00 | 0.3144 | 0.2615 | 0.1174 | 0.5942
Mon7:00 | 0 | 0 | 0 | 0 | Mon7:00 | 0.0592 | 0.0567 | 0.0232 | 0 | Mon7:00 | 0.0812 | 0.0839 | 0.0196 | 0.0908 | Mon7:00 | 0.2884 | 0.1814 | 0.1287 | 0.6209
Mon8:00 | 0 | 0.0141 | 0 | 0 | Mon8:00 | 0.2005 | 0.2262 | 0.2443 | 0.0373 | Mon8:00 | 0.0964 | 0.0758 | 0.0268 | 0.0998 | Mon8:00 | 0.3345 | 0.2803 | 0.1324 | 0.5817
Mon9:00 | 0.1992 | 0.1949 | 0 | 0 | Mon9:00 | 0.4106 | 0.3427 | 0.5309 | 0.3374 | Mon9:00 | 0.1221 | 0.0766 | 0.0354 | 0.1121 | Mon9:00 | 0.3494 | 0.381 | 0.1339 | 0.5123
Mon10:00 | 0.5656 | 0.1833 | 0.0833 | 0 | Mon10:00 | 0.632 | 0.44 | 0.7687 | 0.5656 | Mon10:00 | 0.1873 | 0.0711 | 0.0444 | 0.0913 | Mon10:00 | 0.5328 | 0.4646 | 0.1403 | 0.6476
Mon11:00 | 0.4738 | 0.1924 | 0.147 | 0 | Mon11:00 | 0.7541 | 0.5166 | 0.9175 | 0.7503 | Mon11:00 | 0.2134 | 0.0548 | 0.0488 | 0.098 | Mon11:00 | 0.4304 | 0.5301 | 0.2443 | 0.7303
Mon12:00 | 0.4943 | 0.2214 | 0.3013 | 0 | Mon12:00 | 0.7082 | 0.5576 | 0.979 | 0.8056 | Mon12:00 | 0.201 | 0.0905 | 0.0535 | 0.0543 | Mon12:00 | 0.6791 | 0.5177 | 0.3135 | 0.407
Mon13:00 | 0.5118 | 0.3023 | 0.3184 | 0 | Mon13:00 | 0.8089 | 0.5923 | 0.9782 | 0.881 | Mon13:00 | 0.1124 | 0.1389 | 0.0481 | 0.0512 | Mon13:00 | 0.561 | 0.4467 | 0.3427 | 0.2997
Mon14:00 | 0.4479 | 0.3708 | 0.3194 | 0 | Mon14:00 | 0.7546 | 0.6142 | 0.9094 | 0.8205 | Mon14:00 | 0.1504 | 0.1434 | 0.0379 | 0.0509 | Mon14:00 | 0.6709 | 0.3716 | 0.3462 | 0.2882
Mon15:00 | 0.3689 | 0.2201 | 0.3637 | 0 | Mon15:00 | 0.6356 | 0.4693 | 0.8235 | 0.7948 | Mon15:00 | 0.1218 | 0.1296 | 0.026 | 0.0424 | Mon15:00 | 0.8235 | 0.4948 | 0.3169 | 0.2678
Mon16:00 | 0.5374 | 0.205 | 0.2519 | 0 | Mon16:00 | 0.5828 | 0.4443 | 0.6144 | 0.6142 | Mon16:00 | 0.1083 | 0.136 | 0.0225 | 0.0431 | Mon16:00 | 0.7909 | 0.6416 | 0.3505 | 0.3178
Mon17:00 | 0.3926 | 0.2553 | 0.0766 | 0 | Mon17:00 | 0.3087 | 0.3431 | 0.3354 | 0.3932 | Mon17:00 | 0.1109 | 0.1424 | 0.0298 | 0.0448 | Mon17:00 | 0.7404 | 0.7107 | 0.3861 | 0.2888
Mon18:00 | 0.3302 | 0.1125 | 0 | 0 | Mon18:00 | 0.1715 | 0.1721 | 0.0737 | 0.1258 | Mon18:00 | 0.123 | 0.1402 | 0.0503 | 0.061 | Mon18:00 | 0.8071 | 0.7428 | 0.4615 | 0.2885
Mon19:00 | 0 | 0 | 0 | 0 | Mon19:00 | 0.0284 | 0.0451 | 0 | 0 | Mon19:00 | 0.1322 | 0.203 | 0.0592 | 0.0893 | Mon19:00 | 0.8668 | 0.7526 | 0.5816 | 0.2677
Mon20:00 | 0 | 0 | 0 | 0 | Mon20:00 | 0 | 0 | 0 | 0 | Mon20:00 | 0.2031 | 0.1456 | 0.0986 | 0.0984 | Mon20:00 | 0.8427 | 0.7539 | 0.6088 | 0.2889
Mon21:00 | 0 | 0 | 0 | 0 | Mon21:00 | 0 | 0 | 0 | 0 | Mon21:00 | 0.2467 | 0.0948 | 0.1821 | 0.1042 | Mon21:00 | 0.775 | 0.7122 | 0.5837 | 0.3157
Mon22:00 | 0 | 0 | 0 | 0 | Mon22:00 | 0 | 0 | 0 | 0 | Mon22:00 | 0.2381 | 0.0455 | 0.1665 | 0.1467 | Mon22:00 | 0.6172 | 0.6402 | 0.3597 | 0.2471
Mon23:00 | 0 | 0 | 0 | 0 | Mon23:00 | 0 | 0 | 0 | 0 | Mon23:00 | 0.2444 | 0.0388 | 0.1527 | 0.1402 | Mon23:00 | 0.6298 | 0.5968 | 0.2091 | 0.2704
Mon24:00 | 0 | 0 | 0 | 0 | Mon24:00 | 0 | 0 | 0 | 0 | Mon24:00 | 0.2379 | 0.0317 | 0.1765 | 0.1259 | Mon24:00 | 0.6027 | 0.4858 | 0.1373 | 0.2654
Tue1:00 | 0 | 0 | 0 | 0 | Tue1:00 | 0 | 0 | 0 | 0 | Tue1:00 | 0.2263 | 0.0196 | 0.1844 | 0.1211 | Tue1:00 | 0.6064 | 0.3744 | 0.1413 | 0.1954
Tue2:00 | 0 | 0 | 0 | 0 | Tue2:00 | 0 | 0 | 0 | 0 | Tue2:00 | 0.2195 | 0.0204 | 0.1736 | 0.1138 | Tue2:00 | 0.4858 | 0.298 | 0.089 | 0.3095
Tue3:00 | 0 | 0 | 0 | 0 | Tue3:00 | 0 | 0 | 0 | 0 | Tue3:00 | 0.2194 | 0.0252 | 0.1673 | 0.0937 | Tue3:00 | 0.4341 | 0.2802 | 0.0723 | 0.5258
Tue4:00 | 0 | 0 | 0 | 0 | Tue4:00 | 0 | 0 | 0 | 0 | Tue4:00 | 0.2085 | 0.0266 | 0.1679 | 0.0871 | Tue4:00 | 0.4973 | 0.2307 | 0.0744 | 0.3315
Tue5:00 | 0 | 0 | 0 | 0 | Tue5:00 | 0 | 0 | 0 | 0 | Tue5:00 | 0.1794 | 0.0153 | 0.1317 | 0.0894 | Tue5:00 | 0.602 | 0.2554 | 0.0803 | 0.229
Tue6:00 | 0 | 0 | 0 | 0 | Tue6:00 | 0.0008 | 0.0003 | 0 | 0 | Tue6:00 | 0.1585 | 0.0228 | 0.0917 | 0.0892 | Tue6:00 | 0.6059 | 0.2621 | 0.0659 | 0.1962
Tue7:00 | 0 | 0 | 0 | 0 | Tue7:00 | 0.0604 | 0.0594 | 0.0205 | 0 | Tue7:00 | 0.1481 | 0.0145 | 0.0878 | 0.092 | Tue7:00 | 0.5911 | 0.2312 | 0.0407 | 0.1031
Tue8:00 | 0 | 0 | 0 | 0 | Tue8:00 | 0.2108 | 0.2261 | 0.2309 | 0.0286 | Tue8:00 | 0.1968 | 0.0105 | 0.0959 | 0.0769 | Tue8:00 | 0.775 | 0.2471 | 0.0232 | 0.1198
Tue9:00 | 0 | 0.1791 | 0 | 0 | Tue9:00 | 0.3152 | 0.4217 | 0.5212 | 0.24 | Tue9:00 | 0.2305 | 0.0092 | 0.1088 | 0.0632 | Tue9:00 | 0.8796 | 0.2593 | 0.0093 | 0.1424
Tue10:00 | 0.0405 | 0.3526 | 0.0878 | 0.2484 | Tue10:00 | 0.4323 | 0.579 | 0.7462 | 0.6395 | Tue10:00 | 0.1953 | 0.0049 | 0.1021 | 0.0811 | Tue10:00 | 0.825 | 0.3591 | 0.0218 | 0.3953
Tue11:00 | 0 | 0.3829 | 0.0897 | 0.6009 | Tue11:00 | 0.4157 | 0.6397 | 0.8775 | 0.7216 | Tue11:00 | 0.1792 | 0.0194 | 0.1198 | 0.0794 | Tue11:00 | 0.8326 | 0.2346 | 0.0812 | 0.3418
Tue12:00 | 0.1016 | 0.3472 | 0.1475 | 0.6242 | Tue12:00 | 0.7638 | 0.7206 | 0.9586 | 0.855 | Tue12:00 | 0.1387 | 0.0186 | 0.1129 | 0.084 | Tue12:00 | 0.8664 | 0.1703 | 0.0383 | 0.2881
Tue13:00 | 0.2296 | 0.5664 | 0.0928 | 0.6319 | Tue13:00 | 0.606 | 0.8704 | 0.9151 | 0.8778 | Tue13:00 | 0.1173 | 0.0114 | 0.0953 | 0.0657 | Tue13:00 | 0.8088 | 0.1705 | 0.0158 | 0.3706
Tue14:00 | 0.2389 | 0.4321 | 0.0926 | 0.5528 | Tue14:00 | 0.5717 | 0.6975 | 0.9031 | 0.9393 | Tue14:00 | 0.1109 | 0.0237 | 0.0789 | 0.0481 | Tue14:00 | 0.7146 | 0.1172 | 0.183 | 0.4924
Tue15:00 | 0.1122 | 0.4874 | 0.0685 | 0.6768 | Tue15:00 | 0.4453 | 0.6825 | 0.6621 | 0.878 | Tue15:00 | 0.1501 | 0.0237 | 0.0743 | 0.0433 | Tue15:00 | 0.6735 | 0.2884 | 0.233 | 0.5403
Tue16:00 | 0.2649 | 0.3986 | 0.124 | 0.6859 | Tue16:00 | 0.4453 | 0.5611 | 0.4975 | 0.719 | Tue16:00 | 0.1721 | 0.0188 | 0.0564 | 0.0439 | Tue16:00 | 0.624 | 0.4578 | 0.4279 | 0.5241
Tue17:00 | 0.0874 | 0.3071 | 0 | 0.5538 | Tue17:00 | 0.268 | 0.3765 | 0.3112 | 0.4574 | Tue17:00 | 0.1724 | 0.0283 | 0.0508 | 0.0453 | Tue17:00 | 0.6162 | 0.4072 | 0.5369 | 0.3954
Tue18:00 | 0.0142 | 0.2247 | 0 | 0 | Tue18:00 | 0.1106 | 0.2013 | 0.0626 | 0.1305 | Tue18:00 | 0.1873 | 0.0335 | 0.0625 | 0.0601 | Tue18:00 | 0.7641 | 0.407 | 0.5631 | 0.2861
Tue19:00 | 0 | 0 | 0 | 0 | Tue19:00 | 0.0278 | 0.0487 | 0 | 0 | Tue19:00 | 0.2087 | 0.0292 | 0.0751 | 0.0701 | Tue19:00 | 0.8385 | 0.4691 | 0.3163 | 0.2376
Tue20:00 | 0 | 0 | 0 | 0 | Tue20:00 | 0 | 0 | 0 | 0 | Tue20:00 | 0.2068 | 0.0235 | 0.1133 | 0.062 | Tue20:00 | 0.7679 | 0.5292 | 0.213 | 0.1991
Tue21:00 | 0 | 0 | 0 | 0 | Tue21:00 | 0 | 0 | 0 | 0 | Tue21:00 | 0.1899 | 0.0188 | 0.1746 | 0.0595 | Tue21:00 | 0.6676 | 0.5647 | 0.1599 | 0.1643
Tue22:00 | 0 | 0 | 0 | 0 | Tue22:00 | 0 | 0 | 0 | 0 | Tue22:00 | 0.2083 | 0.045 | 0.1627 | 0.0466 | Tue22:00 | 0.5922 | 0.496 | 0.1934 | 0.1809
Tue23:00 | 0 | 0 | 0 | 0 | Tue23:00 | 0 | 0 | 0 | 0 | Tue23:00 | 0.2267 | 0.0411 | 0.1613 | 0.0516 | Tue23:00 | 0.5496 | 0.494 | 0.0978 | 0.2254
Tue24:00 | 0 | 0 | 0 | 0 | Tue24:00 | 0 | 0 | 0 | 0 | Tue24:00 | 0.2232 | 0.0414 | 0.188 | 0.0449 | Tue24:00 | 0.4757 | 0.392 | 0.0303 | 0.2261
South
| SOLAR CSP |  |  |  |  | SOLAR PVSAT |  |  |  |  | wind |  |  |  |  | new wind
| Spring | Summer | Fall | Winter |  | Spring | Summer | Fall | Winter |  | Spring | Summer | Fall | Winter |  | Spring | Summer | Fall | Winter
Sat1:00 | 0 | 0 | 0 | 0 | Sat1:00 | 0 | 0 | 0 | 0 | Sat1:00 | 0.5614 | 0.0961 | 0.4434 | 0.4736 | Sat1:00 | 0.3044 | 0.3621 | 0.0919 | 0.3121
Sat2:00 | 0 | 0 | 0 | 0 | Sat2:00 | 0 | 0 | 0 | 0 | Sat2:00 | 0.5371 | 0.0843 | 0.4394 | 0.584 | Sat2:00 | 0.2808 | 0.2757 | 0.1227 | 0.3025
Sat3:00 | 0 | 0 | 0 | 0 | Sat3:00 | 0 | 0 | 0 | 0 | Sat3:00 | 0.4759 | 0.0774 | 0.3696 | 0.5924 | Sat3:00 | 0.2346 | 0.2139 | 0.1174 | 0.2546
Sat4:00 | 0 | 0 | 0 | 0 | Sat4:00 | 0 | 0 | 0 | 0 | Sat4:00 | 0.5056 | 0.1035 | 0.3665 | 0.5563 | Sat4:00 | 0.1772 | 0.2024 | 0.0729 | 0.3632
Sat5:00 | 0 | 0 | 0 | 0 | Sat5:00 | 0 | 0 | 0 | 0 | Sat5:00 | 0.383 | 0.1137 | 0.4349 | 0.561 | Sat5:00 | 0.142 | 0.2521 | 0.1107 | 0.524
Sat6:00 | 0 | 0 | 0 | 0 | Sat6:00 | 0 | 0 | 0 | 0 | Sat6:00 | 0.3024 | 0.1019 | 0.4357 | 0.5397 | Sat6:00 | 0.1305 | 0.2633 | 0.0763 | 0.4436
Sat7:00 | 0 | 0 | 0 | 0 | Sat7:00 | 0.0449 | 0.032 | 0.0049 | 0 | Sat7:00 | 0.2693 | 0.0971 | 0.4297 | 0.4607 | Sat7:00 | 0.1271 | 0.2398 | 0.1108 | 0.4977
Sat8:00 | 0 | 0 | 0 | 0 | Sat8:00 | 0.1539 | 0.1903 | 0.1562 | 0.024 | Sat8:00 | 0.2469 | 0.0467 | 0.4018 | 0.4989 | Sat8:00 | 0.1094 | 0.3668 | 0.0868 | 0.5461
Sat9:00 | 0.0952 | 0.1776 | 0.0055 | 0 | Sat9:00 | 0.3736 | 0.3783 | 0.3914 | 0.32 | Sat9:00 | 0.2811 | 0.0215 | 0.3899 | 0.5339 | Sat9:00 | 0.1013 | 0.4646 | 0.0598 | 0.6049
Sat10:00 | 0.1847 | 0.3952 | 0.0394 | 0.2427 | Sat10:00 | 0.5705 | 0.56 | 0.6309 | 0.5051 | Sat10:00 | 0.3712 | 0.0139 | 0.4172 | 0.5482 | Sat10:00 | 0.1739 | 0.6045 | 0.0766 | 0.6088
Sat11:00 | 0.3258 | 0.6292 | 0.2206 | 0.556 | Sat11:00 | 0.6953 | 0.7234 | 0.7019 | 0.7584 | Sat11:00 | 0.4649 | 0.0194 | 0.5132 | 0.5662 | Sat11:00 | 0.1758 | 0.5838 | 0.0718 | 0.6513
Sat12:00 | 0.603 | 0.647 | 0.2491 | 0.5654 | Sat12:00 | 0.8008 | 0.8108 | 0.7631 | 0.8468 | Sat12:00 | 0.7069 | 0.0312 | 0.5232 | 0.6653 | Sat12:00 | 0.2657 | 0.5594 | 0.1694 | 0.5984
Sat13:00 | 0.6924 | 0.7059 | 0.1817 | 0.4703 | Sat13:00 | 0.8874 | 0.8127 | 0.7577 | 0.8538 | Sat13:00 | 0.7414 | 0.033 | 0.496 | 0.6363 | Sat13:00 | 0.3317 | 0.3436 | 0.2719 | 0.4157
Sat14:00 | 0.6665 | 0.6016 | 0.1446 | 0.4911 | Sat14:00 | 0.8845 | 0.825 | 0.7074 | 0.8145 | Sat14:00 | 0.6865 | 0.025 | 0.3902 | 0.6148 | Sat14:00 | 0.2817 | 0.2185 | 0.1605 | 0.3733
Sat15:00 | 0.6772 | 0.7718 | 0.1398 | 0.4872 | Sat15:00 | 0.7655 | 0.763 | 0.6499 | 0.7658 | Sat15:00 | 0.6515 | 0.0259 | 0.312 | 0.6312 | Sat15:00 | 0.3868 | 0.217 | 0.1777 | 0.382
Sat16:00 | 0.7238 | 0.6664 | 0.0762 | 0.5648 | Sat16:00 | 0.649 | 0.6248 | 0.5405 | 0.5441 | Sat16:00 | 0.6255 | 0.0258 | 0.2857 | 0.6731 | Sat16:00 | 0.3968 | 0.2696 | 0.1998 | 0.3831
Sat17:00 | 0.6146 | 0.6929 | 0.1296 | 0.5403 | Sat17:00 | 0.435 | 0.4802 | 0.2914 | 0.4247 | Sat17:00 | 0.6265 | 0.0237 | 0.2942 | 0.6053 | Sat17:00 | 0.4821 | 0.2477 | 0.2158 | 0.2839
Sat18:00 | 0.4625 | 0.5612 | 0.0086 | 0 | Sat18:00 | 0.2006 | 0.2496 | 0.0914 | 0.1623 | Sat18:00 | 0.4041 | 0.0284 | 0.3011 | 0.5525 | Sat18:00 | 0.5363 | 0.3471 | 0.1785 | 0.2287
Sat19:00 | 0 | 0 | 0 | 0 | Sat19:00 | 0.0379 | 0.0557 | 0 | 0.0014 | Sat19:00 | 0.3195 | 0.0802 | 0.3956 | 0.5852 | Sat19:00 | 0.5255 | 0.5032 | 0.189 | 0.2046
Sat20:00 | 0 | 0 | 0 | 0 | Sat20:00 | 0 | 0.0003 | 0 | 0 | Sat20:00 | 0.3233 | 0.1024 | 0.4906 | 0.6007 | Sat20:00 | 0.5037 | 0.5763 | 0.1964 | 0.279
Sat21:00 | 0 | 0 | 0 | 0 | Sat21:00 | 0 | 0 | 0 | 0 | Sat21:00 | 0.3639 | 0.1419 | 0.5631 | 0.568 | Sat21:00 | 0.5013 | 0.626 | 0.1883 | 0.3728
Sat22:00 | 0 | 0 | 0 | 0 | Sat22:00 | 0 | 0 | 0 | 0 | Sat22:00 | 0.3949 | 0.2116 | 0.6179 | 0.4553 | Sat22:00 | 0.449 | 0.6633 | 0.2255 | 0.3227
Sat23:00 | 0 | 0 | 0 | 0 | Sat23:00 | 0 | 0 | 0 | 0 | Sat23:00 | 0.5348 | 0.2099 | 0.712 | 0.2932 | Sat23:00 | 0.407 | 0.5214 | 0.1986 | 0.2921
Sat24:00 | 0 | 0 | 0 | 0 | Sat24:00 | 0 | 0 | 0 | 0 | Sat24:00 | 0.4756 | 0.2053 | 0.6628 | 0.2459 | Sat24:00 | 0.4286 | 0.4544 | 0.1371 | 0.212
Sun1:00 | 0 | 0 | 0 | 0 | Sun1:00 | 0 | 0 | 0 | 0 | Sun1:00 | 0.4305 | 0.1324 | 0.6833 | 0.2394 | Sun1:00 | 0.3769 | 0.44 | 0.1229 | 0.1698
Sun2:00 | 0 | 0 | 0 | 0 | Sun2:00 | 0 | 0 | 0 | 0 | Sun2:00 | 0.5159 | 0.1522 | 0.7023 | 0.1836 | Sun2:00 | 0.293 | 0.327 | 0.0882 | 0.1319
Sun3:00 | 0 | 0 | 0 | 0 | Sun3:00 | 0 | 0 | 0 | 0 | Sun3:00 | 0.6092 | 0.177 | 0.6442 | 0.1568 | Sun3:00 | 0.2555 | 0.2964 | 0.0661 | 0.1577
Sun4:00 | 0 | 0 | 0 | 0 | Sun4:00 | 0 | 0 | 0 | 0 | Sun4:00 | 0.6079 | 0.1474 | 0.663 | 0.15 | Sun4:00 | 0.3189 | 0.289 | 0.0586 | 0.1876
Sun5:00 | 0 | 0 | 0 | 0 | Sun5:00 | 0 | 0 | 0 | 0 | Sun5:00 | 0.5792 | 0.0855 | 0.7091 | 0.1883 | Sun5:00 | 0.2714 | 0.2589 | 0.0878 | 0.1794
Sun6:00 | 0 | 0 | 0 | 0 | Sun6:00 | 0 | 0 | 0 | 0 | Sun6:00 | 0.535 | 0.0715 | 0.7058 | 0.2497 | Sun6:00 | 0.2699 | 0.2245 | 0.1121 | 0.1818
Sun7:00 | 0 | 0 | 0 | 0 | Sun7:00 | 0.0456 | 0.0326 | 0.003 | 0 | Sun7:00 | 0.514 | 0.0443 | 0.6673 | 0.1796 | Sun7:00 | 0.3308 | 0.1796 | 0.1399 | 0.166
Sun8:00 | 0.0244 | 0.0011 | 0 | 0 | Sun8:00 | 0.1694 | 0.1791 | 0.1336 | 0.0199 | Sun8:00 | 0.5265 | 0.0286 | 0.6679 | 0.1208 | Sun8:00 | 0.3385 | 0.2502 | 0.1638 | 0.1852
Sun9:00 | 0.1535 | 0.2597 | 0 | 0 | Sun9:00 | 0.3912 | 0.3794 | 0.3201 | 0.2278 | Sun9:00 | 0.5541 | 0.018 | 0.6724 | 0.0971 | Sun9:00 | 0.3447 | 0.322 | 0.197 | 0.2183
Sun10:00 | 0.3672 | 0.529 | 0.0421 | 0.0642 | Sun10:00 | 0.5702 | 0.5768 | 0.4636 | 0.2293 | Sun10:00 | 0.5952 | 0.0554 | 0.723 | 0.0921 | Sun10:00 | 0.2652 | 0.2141 | 0.2263 | 0.1606
Sun11:00 | 0.5029 | 0.4522 | 0.2433 | 0.1777 | Sun11:00 | 0.7096 | 0.6205 | 0.5948 | 0.2684 | Sun11:00 | 0.5991 | 0.0776 | 0.7686 | 0.0736 | Sun11:00 | 0.2876 | 0.2469 | 0.4084 | 0.0682
Sun12:00 | 0.6162 | 0.6117 | 0.3035 | 0.2885 | Sun12:00 | 0.8621 | 0.7556 | 0.6172 | 0.2662 | Sun12:00 | 0.6335 | 0.1322 | 0.674 | 0.0519 | Sun12:00 | 0.3749 | 0.3215 | 0.3666 | 0.0687
Sun13:00 | 0.8238 | 0.4976 | 0.3482 | 0.382 | Sun13:00 | 0.9088 | 0.7834 | 0.715 | 0.4128 | Sun13:00 | 0.4883 | 0.2051 | 0.458 | 0.0555 | Sun13:00 | 0.3163 | 0.3172 | 0.3097 | 0.06
Sun14:00 | 0.777 | 0.6187 | 0.4334 | 0.6086 | Sun14:00 | 0.8573 | 0.8019 | 0.7647 | 0.5219 | Sun14:00 | 0.3259 | 0.1602 | 0.4362 | 0.0563 | Sun14:00 | 0.2181 | 0.2715 | 0.4051 | 0.0637
Sun15:00 | 0.7822 | 0.6258 | 0.4512 | 0.7724 | Sun15:00 | 0.7971 | 0.709 | 0.6788 | 0.5213 | Sun15:00 | 0.2165 | 0.1538 | 0.3812 | 0.0381 | Sun15:00 | 0.3572 | 0.2623 | 0.3266 | 0.1061
Sun16:00 | 0.8399 | 0.6438 | 0.3531 | 0.8202 | Sun16:00 | 0.6577 | 0.622 | 0.5083 | 0.3731 | Sun16:00 | 0.1722 | 0.1428 | 0.3324 | 0.067 | Sun16:00 | 0.3577 | 0.213 | 0.3501 | 0.1082
Sun17:00 | 0.6865 | 0.5723 | 0.3288 | 0.7616 | Sun17:00 | 0.4484 | 0.4337 | 0.2659 | 0.2904 | Sun17:00 | 0.1345 | 0.2801 | 0.2604 | 0.1026 | Sun17:00 | 0.3371 | 0.1983 | 0.295 | 0.1179
Sun18:00 | 0.6055 | 0.4643 | 0 | 0 | Sun18:00 | 0.2174 | 0.2238 | 0.0695 | 0.1285 | Sun18:00 | 0.156 | 0.3165 | 0.1849 | 0.2101 | Sun18:00 | 0.3685 | 0.2533 | 0.2195 | 0.1443
Sun19:00 | 0.0408 | 0.0312 | 0 | 0 | Sun19:00 | 0.0392 | 0.0537 | 0 | 0.0013 | Sun19:00 | 0.1655 | 0.3533 | 0.2393 | 0.3141 | Sun19:00 | 0.4933 | 0.4596 | 0.2661 | 0.173
Sun20:00 | 0 | 0 | 0 | 0 | Sun20:00 | 0 | 0.0001 | 0 | 0 | Sun20:00 | 0.3065 | 0.2501 | 0.4668 | 0.2512 | Sun20:00 | 0.5025 | 0.5728 | 0.2234 | 0.2448
Sun21:00 | 0 | 0 | 0 | 0 | Sun21:00 | 0 | 0 | 0 | 0 | Sun21:00 | 0.4565 | 0.1849 | 0.7021 | 0.2311 | Sun21:00 | 0.5201 | 0.6845 | 0.1796 | 0.3322
Sun22:00 | 0 | 0 | 0 | 0 | Sun22:00 | 0 | 0 | 0 | 0 | Sun22:00 | 0.7331 | 0.1557 | 0.6668 | 0.2283 | Sun22:00 | 0.4882 | 0.5954 | 0.1568 | 0.3544
Sun23:00 | 0 | 0 | 0 | 0 | Sun23:00 | 0 | 0 | 0 | 0 | Sun23:00 | 0.7463 | 0.0615 | 0.7207 | 0.1992 | Sun23:00 | 0.4664 | 0.4206 | 0.1659 | 0.3896
Sun24:00 | 0 | 0 | 0 | 0 | Sun24:00 | 0 | 0 | 0 | 0 | Sun24:00 | 0.8168 | 0.0321 | 0.7055 | 0.5669 | Sun24:00 | 0.481 | 0.3936 | 0.151 | 0.3474
Mon1:00 | 0 | 0 | 0 | 0 | Mon1:00 | 0 | 0 | 0 | 0 | Mon1:00 | 0.4806 | 0.4484 | 0.6261 | 0.0362 | Mon1:00 | 0.4182 | 0.5336 | 0.4234 | 0.1507
Mon2:00 | 0 | 0 | 0 | 0 | Mon2:00 | 0 | 0 | 0 | 0 | Mon2:00 | 0.5 | 0.5015 | 0.5789 | 0.0387 | Mon2:00 | 0.2793 | 0.4508 | 0.3487 | 0.2159
Mon3:00 | 0 | 0 | 0 | 0 | Mon3:00 | 0 | 0 | 0 | 0 | Mon3:00 | 0.4282 | 0.4509 | 0.4623 | 0.0604 | Mon3:00 | 0.2827 | 0.4037 | 0.2756 | 0.2396
Mon4:00 | 0 | 0 | 0 | 0 | Mon4:00 | 0 | 0 | 0 | 0 | Mon4:00 | 0.4421 | 0.3026 | 0.3492 | 0.1008 | Mon4:00 | 0.2698 | 0.3111 | 0.2508 | 0.3259
Mon5:00 | 0 | 0 | 0 | 0 | Mon5:00 | 0 | 0 | 0 | 0 | Mon5:00 | 0.4388 | 0.363 | 0.2227 | 0.1231 | Mon5:00 | 0.312 | 0.3456 | 0.197 | 0.3942
Mon6:00 | 0 | 0 | 0 | 0 | Mon6:00 | 0.0001 | 0 | 0 | 0 | Mon6:00 | 0.4183 | 0.2922 | 0.1327 | 0.1545 | Mon6:00 | 0.2623 | 0.258 | 0.1582 | 0.4347
Mon7:00 | 0 | 0 | 0 | 0 | Mon7:00 | 0.0454 | 0.0379 | 0.0059 | 0 | Mon7:00 | 0.3434 | 0.1639 | 0.0772 | 0.2589 | Mon7:00 | 0.3086 | 0.3241 | 0.1375 | 0.6003
Mon8:00 | 0 | 0.0161 | 0 | 0 | Mon8:00 | 0.1883 | 0.1888 | 0.1444 | 0.0235 | Mon8:00 | 0.3741 | 0.1658 | 0.1011 | 0.2732 | Mon8:00 | 0.3514 | 0.3699 | 0.1558 | 0.6524
Mon9:00 | 0.0714 | 0.2529 | 0.0246 | 0 | Mon9:00 | 0.4147 | 0.3711 | 0.3694 | 0.2974 | Mon9:00 | 0.404 | 0.2136 | 0.1391 | 0.3103 | Mon9:00 | 0.3575 | 0.3872 | 0.2017 | 0.6975
Mon10:00 | 0.3074 | 0.4369 | 0.1135 | 0 | Mon10:00 | 0.5846 | 0.5342 | 0.5493 | 0.57 | Mon10:00 | 0.5779 | 0.2383 | 0.1364 | 0.3424 | Mon10:00 | 0.4113 | 0.5298 | 0.1789 | 0.7971
Mon11:00 | 0.4913 | 0.618 | 0.2608 | 0.0279 | Mon11:00 | 0.692 | 0.7054 | 0.7072 | 0.7196 | Mon11:00 | 0.7598 | 0.1903 | 0.1928 | 0.3299 | Mon11:00 | 0.4453 | 0.5835 | 0.3158 | 0.7072
Mon12:00 | 0.4113 | 0.7476 | 0.2436 | 0.0649 | Mon12:00 | 0.7717 | 0.807 | 0.7685 | 0.818 | Mon12:00 | 0.6707 | 0.2282 | 0.2251 | 0.1763 | Mon12:00 | 0.6093 | 0.5152 | 0.3882 | 0.4278
Mon13:00 | 0.457 | 0.7187 | 0.3585 | 0.1663 | Mon13:00 | 0.7379 | 0.8575 | 0.7405 | 0.8157 | Mon13:00 | 0.4166 | 0.3343 | 0.2402 | 0.1476 | Mon13:00 | 0.5911 | 0.3633 | 0.4529 | 0.3453
Mon14:00 | 0.6278 | 0.7412 | 0.31 | 0.2094 | Mon14:00 | 0.8616 | 0.8138 | 0.6852 | 0.7968 | Mon14:00 | 0.4919 | 0.3135 | 0.1654 | 0.1903 | Mon14:00 | 0.4052 | 0.3332 | 0.4083 | 0.4668
Mon15:00 | 0.6475 | 0.5773 | 0.3459 | 0.2799 | Mon15:00 | 0.7734 | 0.7129 | 0.7104 | 0.7557 | Mon15:00 | 0.3119 | 0.3153 | 0.1322 | 0.1738 | Mon15:00 | 0.4229 | 0.2983 | 0.3432 | 0.4435
Mon16:00 | 0.603 | 0.6604 | 0.3206 | 0.2919 | Mon16:00 | 0.5976 | 0.6252 | 0.5276 | 0.6216 | Mon16:00 | 0.2255 | 0.4116 | 0.0963 | 0.1513 | Mon16:00 | 0.5028 | 0.3974 | 0.31 | 0.4742
Mon17:00 | 0.4449 | 0.5748 | 0.1735 | 0.2324 | Mon17:00 | 0.4054 | 0.4657 | 0.3361 | 0.4388 | Mon17:00 | 0.2602 | 0.4544 | 0.0396 | 0.1542 | Mon17:00 | 0.537 | 0.4438 | 0.2708 | 0.5112
Mon18:00 | 0.2248 | 0.4528 | 0 | 0 | Mon18:00 | 0.1854 | 0.2219 | 0.103 | 0.1636 | Mon18:00 | 0.2495 | 0.4197 | 0.0343 | 0.1717 | Mon18:00 | 0.4467 | 0.4917 | 0.2949 | 0.4931
Mon19:00 | 0 | 0.0704 | 0 | 0 | Mon19:00 | 0.0415 | 0.05 | 0 | 0.0013 | Mon19:00 | 0.3283 | 0.5199 | 0.0521 | 0.2645 | Mon19:00 | 0.4944 | 0.5791 | 0.3606 | 0.4832
Mon20:00 | 0 | 0 | 0 | 0 | Mon20:00 | 0 | 0.0004 | 0 | 0 | Mon20:00 | 0.5872 | 0.3446 | 0.2171 | 0.3237 | Mon20:00 | 0.5361 | 0.6794 | 0.4675 | 0.509
Mon21:00 | 0 | 0 | 0 | 0 | Mon21:00 | 0 | 0 | 0 | 0 | Mon21:00 | 0.7752 | 0.2146 | 0.5839 | 0.3769 | Mon21:00 | 0.603 | 0.6994 | 0.5756 | 0.469
Mon22:00 | 0 | 0 | 0 | 0 | Mon22:00 | 0 | 0 | 0 | 0 | Mon22:00 | 0.8025 | 0.1135 | 0.5693 | 0.6025 | Mon22:00 | 0.603 | 0.7353 | 0.4449 | 0.3595
Mon23:00 | 0 | 0 | 0 | 0 | Mon23:00 | 0 | 0 | 0 | 0 | Mon23:00 | 0.831 | 0.1107 | 0.4758 | 0.5826 | Mon23:00 | 0.592 | 0.6855 | 0.3465 | 0.3395
Mon24:00 | 0 | 0 | 0 | 0 | Mon24:00 | 0 | 0 | 0 | 0 | Mon24:00 | 0.8432 | 0.0697 | 0.6309 | 0.5103 | Mon24:00 | 0.6456 | 0.5334 | 0.3285 | 0.3395
Tue1:00 | 0 | 0 | 0 | 0 | Tue1:00 | 0 | 0 | 0 | 0 | Tue1:00 | 0.7873 | 0.0743 | 0.6995 | 0.4528 | Tue1:00 | 0.5513 | 0.4419 | 0.2861 | 0.3503
Tue2:00 | 0 | 0 | 0 | 0 | Tue2:00 | 0 | 0 | 0 | 0 | Tue2:00 | 0.775 | 0.0632 | 0.7109 | 0.4144 | Tue2:00 | 0.503 | 0.3625 | 0.2413 | 0.2469
Tue3:00 | 0 | 0 | 0 | 0 | Tue3:00 | 0 | 0 | 0 | 0 | Tue3:00 | 0.7742 | 0.0603 | 0.6613 | 0.3794 | Tue3:00 | 0.5371 | 0.3165 | 0.1783 | 0.3158
Tue4:00 | 0 | 0 | 0 | 0 | Tue4:00 | 0 | 0 | 0 | 0 | Tue4:00 | 0.7422 | 0.0284 | 0.6669 | 0.3946 | Tue4:00 | 0.5183 | 0.2974 | 0.201 | 0.2906
Tue5:00 | 0 | 0 | 0 | 0 | Tue5:00 | 0 | 0 | 0 | 0 | Tue5:00 | 0.6576 | 0.0338 | 0.5736 | 0.3998 | Tue5:00 | 0.522 | 0.2545 | 0.1049 | 0.2458
Tue6:00 | 0 | 0 | 0 | 0 | Tue6:00 | 0 | 0 | 0 | 0 | Tue6:00 | 0.6166 | 0.0476 | 0.4318 | 0.3927 | Tue6:00 | 0.5414 | 0.2678 | 0.0816 | 0.3151
Tue7:00 | 0 | 0 | 0 | 0 | Tue7:00 | 0.0468 | 0.0368 | 0.0065 | 0 | Tue7:00 | 0.5673 | 0.0677 | 0.405 | 0.3769 | Tue7:00 | 0.4821 | 0.3105 | 0.0603 | 0.351
Tue8:00 | 0 | 0.0149 | 0 | 0 | Tue8:00 | 0.1792 | 0.1799 | 0.1905 | 0.0272 | Tue8:00 | 0.6491 | 0.033 | 0.4137 | 0.3265 | Tue8:00 | 0.5986 | 0.3221 | 0.0569 | 0.3395
Tue9:00 | 0.0939 | 0.3501 | 0.0176 | 0 | Tue9:00 | 0.374 | 0.4255 | 0.4738 | 0.3442 | Tue9:00 | 0.6982 | 0.0112 | 0.4481 | 0.2917 | Tue9:00 | 0.6271 | 0.3297 | 0.0689 | 0.3319
Tue10:00 | 0.1224 | 0.676 | 0.0626 | 0.3092 | Tue10:00 | 0.4698 | 0.6179 | 0.6815 | 0.6368 | Tue10:00 | 0.6022 | 0.0315 | 0.4513 | 0.3792 | Tue10:00 | 0.6097 | 0.3634 | 0.0392 | 0.5245
Tue11:00 | 0.2698 | 0.7585 | 0.1069 | 0.7782 | Tue11:00 | 0.6095 | 0.7461 | 0.8211 | 0.8325 | Tue11:00 | 0.5275 | 0.0881 | 0.4834 | 0.3034 | Tue11:00 | 0.5476 | 0.2527 | 0.0714 | 0.5251
Tue12:00 | 0.3866 | 0.6125 | 0.1824 | 0.7446 | Tue12:00 | 0.7671 | 0.7856 | 0.889 | 0.9291 | Tue12:00 | 0.4265 | 0.0657 | 0.405 | 0.3393 | Tue12:00 | 0.6545 | 0.2104 | 0.0336 | 0.4903
Tue13:00 | 0.4086 | 0.7568 | 0.1455 | 0.734 | Tue13:00 | 0.766 | 0.8864 | 0.9249 | 0.9645 | Tue13:00 | 0.3644 | 0.0631 | 0.311 | 0.2108 | Tue13:00 | 0.5969 | 0.2363 | 0.0177 | 0.5541
Tue14:00 | 0.5445 | 0.7419 | 0.1644 | 0.7354 | Tue14:00 | 0.7778 | 0.8289 | 0.8968 | 0.9625 | Tue14:00 | 0.3929 | 0.0987 | 0.2539 | 0.1456 | Tue14:00 | 0.5069 | 0.1631 | 0.0519 | 0.4783
Tue15:00 | 0.5919 | 0.7519 | 0.1741 | 0.7651 | Tue15:00 | 0.7057 | 0.7366 | 0.806 | 0.8844 | Tue15:00 | 0.5046 | 0.1051 | 0.2043 | 0.104 | Tue15:00 | 0.4587 | 0.1792 | 0.0999 | 0.4952
Tue16:00 | 0.4895 | 0.6497 | 0.1255 | 0.8094 | Tue16:00 | 0.5581 | 0.6243 | 0.6256 | 0.7424 | Tue16:00 | 0.5845 | 0.0847 | 0.1705 | 0.1148 | Tue16:00 | 0.3888 | 0.1811 | 0.2204 | 0.4737
Tue17:00 | 0.4377 | 0.6554 | 0.1304 | 0.7543 | Tue17:00 | 0.3931 | 0.4731 | 0.378 | 0.511 | Tue17:00 | 0.6716 | 0.1071 | 0.1382 | 0.0913 | Tue17:00 | 0.3565 | 0.15 | 0.2718 | 0.3565
Tue18:00 | 0.2821 | 0.4814 | 0 | 0 | Tue18:00 | 0.1722 | 0.236 | 0.1063 | 0.1998 | Tue18:00 | 0.6857 | 0.1235 | 0.1287 | 0.0897 | Tue18:00 | 0.4066 | 0.2146 | 0.4904 | 0.2814
Tue19:00 | 0.0289 | 0 | 0 | 0 | Tue19:00 | 0.0364 | 0.0528 | 0 | 0.0017 | Tue19:00 | 0.6895 | 0.1136 | 0.1623 | 0.1009 | Tue19:00 | 0.6542 | 0.3546 | 0.5964 | 0.2382
Tue20:00 | 0 | 0 | 0 | 0 | Tue20:00 | 0 | 0.0004 | 0 | 0 | Tue20:00 | 0.7128 | 0.0967 | 0.2947 | 0.1125 | Tue20:00 | 0.6192 | 0.4832 | 0.4706 | 0.1774
Tue21:00 | 0 | 0 | 0 | 0 | Tue21:00 | 0 | 0 | 0 | 0 | Tue21:00 | 0.6816 | 0.078 | 0.4915 | 0.156 | Tue21:00 | 0.5926 | 0.6481 | 0.365 | 0.1344
Tue22:00 | 0 | 0 | 0 | 0 | Tue22:00 | 0 | 0 | 0 | 0 | Tue22:00 | 0.7156 | 0.1716 | 0.5015 | 0.2128 | Tue22:00 | 0.5771 | 0.6707 | 0.1864 | 0.1539
Tue23:00 | 0 | 0 | 0 | 0 | Tue23:00 | 0 | 0 | 0 | 0 | Tue23:00 | 0.8024 | 0.1863 | 0.5418 | 0.2015 | Tue23:00 | 0.6341 | 0.6187 | 0.1702 | 0.187
Tue24:00 | 0 | 0 | 0 | 0 | Tue24:00 | 0 | 0 | 0 | 0 | Tue24:00 | 0.7842 | 0.1842 | 0.6646 | 0.1531 | Tue24:00 | 0.4917 | 0.4851 | 0.0668 | 0.1626
Panhandle
| SOLAR CSP |  |  |  |  | SOLAR PVSAT |  |  |  |  | wind |  |  |  |  | newwind
| Spring | Summer | Fall | Winter |  | Spring | Summer | Fall | Winter |  | Spring | Summer | Fall | Winter |  | Spring | Summer | Fall | Winter
Sat1:00 | 0 | 0 | 0 | 0 | Sat1:00 | 0 | 0 | 0 | 0 | Sat1:00 | 0.5929 | 0.0657 | 0.5139 | 0.5374 | Sat1:00 | 0.7003 | 0.5129 | 0.0256 | 0.4849
Sat2:00 | 0 | 0 | 0 | 0 | Sat2:00 | 0 | 0 | 0 | 0 | Sat2:00 | 0.5678 | 0.0718 | 0.5313 | 0.6852 | Sat2:00 | 0.6663 | 0.5201 | 0.0503 | 0.4482
Sat3:00 | 0 | 0 | 0 | 0 | Sat3:00 | 0 | 0 | 0 | 0 | Sat3:00 | 0.5264 | 0.0766 | 0.4405 | 0.6621 | Sat3:00 | 0.6119 | 0.5708 | 0.0622 | 0.3751
Sat4:00 | 0 | 0 | 0 | 0 | Sat4:00 | 0 | 0 | 0 | 0 | Sat4:00 | 0.519 | 0.0983 | 0.4024 | 0.6684 | Sat4:00 | 0.5707 | 0.6062 | 0.1022 | 0.2931
Sat5:00 | 0 | 0 | 0 | 0 | Sat5:00 | 0 | 0 | 0 | 0 | Sat5:00 | 0.3986 | 0.1415 | 0.5498 | 0.7309 | Sat5:00 | 0.4886 | 0.6464 | 0.1564 | 0.2321
Sat6:00 | 0 | 0 | 0 | 0 | Sat6:00 | 0 | 0 | 0 | 0 | Sat6:00 | 0.3384 | 0.1055 | 0.5121 | 0.703 | Sat6:00 | 0.4121 | 0.6727 | 0.2938 | 0.1532
Sat7:00 | 0 | 0 | 0 | 0 | Sat7:00 | 0.0385 | 0.0308 | 0 | 0 | Sat7:00 | 0.2644 | 0.0688 | 0.4103 | 0.5857 | Sat7:00 | 0.3394 | 0.5916 | 0.3342 | 0.0917
Sat8:00 | 0 | 0 | 0 | 0 | Sat8:00 | 0.1197 | 0.1346 | 0.1138 | 0.0035 | Sat8:00 | 0.291 | 0.0235 | 0.4052 | 0.5661 | Sat8:00 | 0.2952 | 0.483 | 0.2268 | 0.0714
Sat9:00 | 0.0227 | 0.1538 | 0.0486 | 0 | Sat9:00 | 0.2701 | 0.4208 | 0.3275 | 0.1128 | Sat9:00 | 0.3209 | 0.0022 | 0.422 | 0.6113 | Sat9:00 | 0.2684 | 0.4029 | 0.1397 | 0.0615
Sat10:00 | 0.3327 | 0.557 | 0.534 | 0.0662 | Sat10:00 | 0.4147 | 0.5904 | 0.6435 | 0.3737 | Sat10:00 | 0.4111 | 0.0014 | 0.3667 | 0.6669 | Sat10:00 | 0.4304 | 0.3762 | 0.2277 | 0.064
Sat11:00 | 0.33 | 0.8002 | 0.7914 | 0.5246 | Sat11:00 | 0.4992 | 0.7657 | 0.7576 | 0.4263 | Sat11:00 | 0.5402 | 0.0012 | 0.4943 | 0.6391 | Sat11:00 | 0.5768 | 0.3591 | 0.3018 | 0.0249
Sat12:00 | 0.3309 | 0.7905 | 0.7695 | 0.459 | Sat12:00 | 0.54 | 0.8715 | 0.9435 | 0.5743 | Sat12:00 | 0.7457 | 0.0003 | 0.5333 | 0.7443 | Sat12:00 | 0.7314 | 0.2615 | 0.4276 | 0.0046
Sat13:00 | 0.3321 | 0.9177 | 0.7489 | 0.388 | Sat13:00 | 0.5602 | 0.9149 | 0.9528 | 0.9666 | Sat13:00 | 0.7899 | 0.002 | 0.5794 | 0.7386 | Sat13:00 | 0.7815 | 0.1433 | 0.3831 | 0.0141
Sat14:00 | 0.3338 | 0.6304 | 0.7631 | 0.3728 | Sat14:00 | 0.5452 | 0.8103 | 0.9294 | 0.7499 | Sat14:00 | 0.7345 | 0.003 | 0.4518 | 0.688 | Sat14:00 | 0.7212 | 0.1024 | 0.3835 | 0.035
Sat15:00 | 0.333 | 0.7171 | 0.7764 | 0.2586 | Sat15:00 | 0.5067 | 0.8571 | 0.8723 | 0.6705 | Sat15:00 | 0.5509 | 0.0014 | 0.3098 | 0.6971 | Sat15:00 | 0.6521 | 0.1026 | 0.356 | 0.0697
Sat16:00 | 0.334 | 0.6276 | 0.7712 | 0.4967 | Sat16:00 | 0.6011 | 0.6452 | 0.7024 | 0.5937 | Sat16:00 | 0.4399 | 0.0033 | 0.2689 | 0.7162 | Sat16:00 | 0.6068 | 0.0789 | 0.4311 | 0.1414
Sat17:00 | 0.3344 | 0.7421 | 0.6685 | 0.8312 | Sat17:00 | 0.377 | 0.5744 | 0.4239 | 0.3712 | Sat17:00 | 0.4192 | 0.0005 | 0.3053 | 0.6871 | Sat17:00 | 0.602 | 0.0497 | 0.4493 | 0.2762
Sat18:00 | 0.3359 | 0.7468 | 0.111 | 0 | Sat18:00 | 0.2398 | 0.3471 | 0.1452 | 0.1311 | Sat18:00 | 0.3245 | 0.0064 | 0.2862 | 0.7092 | Sat18:00 | 0.6822 | 0.0439 | 0.4573 | 0.4535
Sat19:00 | 0.3058 | 0.5123 | 0 | 0 | Sat19:00 | 0.0787 | 0.1152 | 0.0022 | 0.0019 | Sat19:00 | 0.2542 | 0.0151 | 0.3685 | 0.7297 | Sat19:00 | 0.7699 | 0.0422 | 0.482 | 0.6202
Sat20:00 | 0 | 0 | 0 | 0 | Sat20:00 | 0.0075 | 0.0136 | 0 | 0 | Sat20:00 | 0.2798 | 0.054 | 0.4935 | 0.7307 | Sat20:00 | 0.8873 | 0.0701 | 0.3411 | 0.745
Sat21:00 | 0 | 0 | 0 | 0 | Sat21:00 | 0 | 0 | 0 | 0 | Sat21:00 | 0.3598 | 0.1138 | 0.5771 | 0.6633 | Sat21:00 | 0.9077 | 0.114 | 0.2238 | 0.8254
Sat22:00 | 0 | 0 | 0 | 0 | Sat22:00 | 0 | 0 | 0 | 0 | Sat22:00 | 0.3286 | 0.1335 | 0.6765 | 0.5982 | Sat22:00 | 0.8648 | 0.1159 | 0.1309 | 0.7822
Sat23:00 | 0 | 0 | 0 | 0 | Sat23:00 | 0 | 0 | 0 | 0 | Sat23:00 | 0.4423 | 0.2294 | 0.7893 | 0.4073 | Sat23:00 | 0.7644 | 0.2167 | 0.1627 | 0.7543
Sat24:00 | 0 | 0 | 0 | 0 | Sat24:00 | 0 | 0 | 0 | 0 | Sat24:00 | 0.5058 | 0.2176 | 0.7363 | 0.2858 | Sat24:00 | 0.7299 | 0.2956 | 0.1301 | 0.7051
Sun1:00 | 0 | 0 | 0 | 0 | Sun1:00 | 0 | 0 | 0 | 0 | Sun1:00 | 0.3563 | 0.0885 | 0.6983 | 0.3011 | Sun1:00 | 0.7278 | 0.3051 | 0.0968 | 0.6693
Sun2:00 | 0 | 0 | 0 | 0 | Sun2:00 | 0 | 0 | 0 | 0 | Sun2:00 | 0.4459 | 0.1771 | 0.6709 | 0.2142 | Sun2:00 | 0.6348 | 0.3167 | 0.0568 | 0.6823
Sun3:00 | 0 | 0 | 0 | 0 | Sun3:00 | 0 | 0 | 0 | 0 | Sun3:00 | 0.5482 | 0.227 | 0.5967 | 0.2324 | Sun3:00 | 0.4998 | 0.2758 | 0.0443 | 0.6825
Sun4:00 | 0 | 0 | 0 | 0 | Sun4:00 | 0 | 0 | 0 | 0 | Sun4:00 | 0.5457 | 0.1297 | 0.6007 | 0.1141 | Sun4:00 | 0.4154 | 0.1814 | 0.029 | 0.6867
Sun5:00 | 0 | 0 | 0 | 0 | Sun5:00 | 0 | 0 | 0 | 0 | Sun5:00 | 0.5213 | 0.0859 | 0.6528 | 0.1301 | Sun5:00 | 0.4125 | 0.1115 | 0.0239 | 0.6791
Sun6:00 | 0 | 0 | 0 | 0 | Sun6:00 | 0.0002 | 0 | 0 | 0 | Sun6:00 | 0.5563 | 0.0725 | 0.6683 | 0.1448 | Sun6:00 | 0.3558 | 0.1271 | 0.0304 | 0.6967
Sun7:00 | 0 | 0 | 0 | 0 | Sun7:00 | 0.0429 | 0.0317 | 0 | 0 | Sun7:00 | 0.5527 | 0.0396 | 0.6083 | 0.1268 | Sun7:00 | 0.327 | 0.0894 | 0.0217 | 0.6214
Sun8:00 | 0 | 0 | 0 | 0 | Sun8:00 | 0.2058 | 0.1838 | 0.1228 | 0.0082 | Sun8:00 | 0.5262 | 0.0367 | 0.6379 | 0.0711 | Sun8:00 | 0.4385 | 0.0275 | 0.0193 | 0.6023
Sun9:00 | 0.2344 | 0.3129 | 0.0729 | 0 | Sun9:00 | 0.3802 | 0.4365 | 0.4123 | 0.2117 | Sun9:00 | 0.5308 | 0.0356 | 0.6366 | 0.0594 | Sun9:00 | 0.5774 | 0.0108 | 0.0202 | 0.5833
Sun10:00 | 0.6085 | 0.6261 | 0.5433 | 0.0805 | Sun10:00 | 0.5435 | 0.5477 | 0.6812 | 0.4466 | Sun10:00 | 0.652 | 0.1126 | 0.715 | 0.0275 | Sun10:00 | 0.4251 | 0.0099 | 0.025 | 0.5703
Sun11:00 | 0.6365 | 0.6505 | 0.8372 | 0.289 | Sun11:00 | 0.7751 | 0.7508 | 0.853 | 0.6962 | Sun11:00 | 0.6483 | 0.0905 | 0.7232 | 0.0626 | Sun11:00 | 0.3586 | 0.0191 | 0.0624 | 0.423
Sun12:00 | 0.6813 | 0.6397 | 0.807 | 0.2762 | Sun12:00 | 0.9555 | 0.7306 | 0.9648 | 0.7593 | Sun12:00 | 0.6884 | 0.0964 | 0.6033 | 0.0156 | Sun12:00 | 0.4759 | 0.0227 | 0.1077 | 0.3542
Sun13:00 | 0.8236 | 0.5433 | 0.7966 | 0.5111 | Sun13:00 | 0.9534 | 0.8116 | 0.979 | 0.8357 | Sun13:00 | 0.5721 | 0.0761 | 0.4412 | 0.068 | Sun13:00 | 0.5754 | 0.058 | 0.1769 | 0.2529
Sun14:00 | 0.8254 | 0.6845 | 0.8084 | 0.6224 | Sun14:00 | 0.9421 | 0.9151 | 0.9726 | 0.9392 | Sun14:00 | 0.3521 | 0.0925 | 0.4368 | 0.062 | Sun14:00 | 0.6173 | 0.0972 | 0.2559 | 0.1524
Sun15:00 | 0.7462 | 0.575 | 0.8342 | 0.7431 | Sun15:00 | 0.8449 | 0.7073 | 0.8762 | 0.5168 | Sun15:00 | 0.1927 | 0.1101 | 0.376 | 0.049 | Sun15:00 | 0.6405 | 0.1189 | 0.3441 | 0.1474
Sun16:00 | 0.9456 | 0.6187 | 0.8312 | 0.8339 | Sun16:00 | 0.7692 | 0.6446 | 0.683 | 0.5929 | Sun16:00 | 0.1565 | 0.1674 | 0.3369 | 0.0582 | Sun16:00 | 0.6368 | 0.0916 | 0.34 | 0.1861
Sun17:00 | 0.8778 | 0.452 | 0.754 | 0.8607 | Sun17:00 | 0.5605 | 0.496 | 0.4524 | 0.534 | Sun17:00 | 0.0911 | 0.2557 | 0.2776 | 0.0839 | Sun17:00 | 0.6267 | 0.0964 | 0.3249 | 0.2592
Sun18:00 | 0.7924 | 0.4504 | 0 | 0 | Sun18:00 | 0.3235 | 0.2899 | 0.1568 | 0.2596 | Sun18:00 | 0.1042 | 0.4158 | 0.1917 | 0.1534 | Sun18:00 | 0.6494 | 0.1754 | 0.2567 | 0.3481
Sun19:00 | 0.2116 | 0.1648 | 0 | 0 | Sun19:00 | 0.0949 | 0.1138 | 0.0025 | 0.0088 | Sun19:00 | 0.0756 | 0.4959 | 0.2267 | 0.2873 | Sun19:00 | 0.6814 | 0.1413 | 0.2226 | 0.49
Sun20:00 | 0 | 0 | 0 | 0 | Sun20:00 | 0.0081 | 0.0184 | 0 | 0 | Sun20:00 | 0.2291 | 0.3843 | 0.46 | 0.2524 | Sun20:00 | 0.7015 | 0.1182 | 0.1255 | 0.6506
Sun21:00 | 0 | 0 | 0 | 0 | Sun21:00 | 0 | 0 | 0 | 0 | Sun21:00 | 0.4505 | 0.3261 | 0.6933 | 0.1809 | Sun21:00 | 0.6934 | 0.1326 | 0.074 | 0.7462
Sun22:00 | 0 | 0 | 0 | 0 | Sun22:00 | 0 | 0 | 0 | 0 | Sun22:00 | 0.676 | 0.0357 | 0.6757 | 0.2413 | Sun22:00 | 0.7496 | 0.1583 | 0.0478 | 0.7208
Sun23:00 | 0 | 0 | 0 | 0 | Sun23:00 | 0 | 0 | 0 | 0 | Sun23:00 | 0.832 | 0.0289 | 0.7606 | 0.1534 | Sun23:00 | 0.7003 | 0.3259 | 0.0163 | 0.7233
Sun24:00 | 0 | 0 | 0 | 0 | Sun24:00 | 0 | 0 | 0 | 0 | Sun24:00 | 0.8313 | 0.0233 | 0.7032 | 0.4997 | Sun24:00 | 0.7031 | 0.3073 | 0.0069 | 0.6729
Mon1:00 | 0 | 0 | 0 | 0 | Mon1:00 | 0 | 0 | 0 | 0 | Mon1:00 | 0.5197 | 0.3774 | 0.683 | 0.0212 | Mon1:00 | 0.6843 | 0.1469 | 0.5565 | 0.7295
Mon2:00 | 0 | 0 | 0 | 0 | Mon2:00 | 0 | 0 | 0 | 0 | Mon2:00 | 0.4635 | 0.4877 | 0.666 | 0.0259 | Mon2:00 | 0.6027 | 0.2029 | 0.4989 | 0.7838
Mon3:00 | 0 | 0 | 0 | 0 | Mon3:00 | 0 | 0 | 0 | 0 | Mon3:00 | 0.3942 | 0.4723 | 0.5532 | 0.0569 | Mon3:00 | 0.5783 | 0.1449 | 0.5117 | 0.8127
Mon4:00 | 0 | 0 | 0 | 0 | Mon4:00 | 0 | 0 | 0 | 0 | Mon4:00 | 0.3811 | 0.3272 | 0.3552 | 0.1117 | Mon4:00 | 0.6094 | 0.0646 | 0.5098 | 0.8486
Mon5:00 | 0 | 0 | 0 | 0 | Mon5:00 | 0 | 0 | 0 | 0 | Mon5:00 | 0.3955 | 0.2901 | 0.2014 | 0.0927 | Mon5:00 | 0.6226 | 0.0804 | 0.455 | 0.8184
Mon6:00 | 0 | 0 | 0 | 0 | Mon6:00 | 0 | 0 | 0 | 0 | Mon6:00 | 0.3914 | 0.1573 | 0.1126 | 0.1226 | Mon6:00 | 0.5916 | 0.0897 | 0.3395 | 0.7879
Mon7:00 | 0 | 0 | 0 | 0 | Mon7:00 | 0.0261 | 0.0311 | 0.0003 | 0 | Mon7:00 | 0.3056 | 0.1852 | 0.0416 | 0.2254 | Mon7:00 | 0.5151 | 0.2062 | 0.2615 | 0.7092
Mon8:00 | 0 | 0 | 0 | 0 | Mon8:00 | 0.1141 | 0.1856 | 0.12 | 0.0014 | Mon8:00 | 0.3535 | 0.1475 | 0.0717 | 0.2737 | Mon8:00 | 0.4384 | 0.1676 | 0.232 | 0.6765
Mon9:00 | 0.1201 | 0.416 | 0.1445 | 0 | Mon9:00 | 0.243 | 0.4474 | 0.4113 | 0.1258 | Mon9:00 | 0.4154 | 0.1328 | 0.1249 | 0.3512 | Mon9:00 | 0.3768 | 0.1496 | 0.2233 | 0.6636
Mon10:00 | 0.3042 | 0.9423 | 0.7728 | 0 | Mon10:00 | 0.5557 | 0.6757 | 0.6784 | 0.3915 | Mon10:00 | 0.527 | 0.2359 | 0.1838 | 0.3794 | Mon10:00 | 0.4755 | 0.0786 | 0.198 | 0.5562
Mon11:00 | 0.4752 | 0.9794 | 0.8209 | 0.2708 | Mon11:00 | 0.6684 | 0.8545 | 0.8685 | 0.5842 | Mon11:00 | 0.6871 | 0.1781 | 0.2195 | 0.2724 | Mon11:00 | 0.563 | 0.0726 | 0.2068 | 0.3968
Mon12:00 | 0.6669 | 0.9314 | 0.8 | 0.5035 | Mon12:00 | 0.924 | 0.9231 | 0.9735 | 0.6934 | Mon12:00 | 0.7022 | 0.2142 | 0.2172 | 0.1557 | Mon12:00 | 0.5678 | 0.0784 | 0.1949 | 0.4123
Mon13:00 | 0.6636 | 1.0171 | 0.8303 | 0.5003 | Mon13:00 | 0.8293 | 0.979 | 0.979 | 0.6942 | Mon13:00 | 0.527 | 0.311 | 0.2127 | 0.1558 | Mon13:00 | 0.6184 | 0.1466 | 0.1531 | 0.5235
Mon14:00 | 0.7051 | 1.0169 | 0.8549 | 0.4789 | Mon14:00 | 0.863 | 0.9719 | 0.9665 | 0.7129 | Mon14:00 | 0.4061 | 0.2557 | 0.1712 | 0.2096 | Mon14:00 | 0.6423 | 0.2086 | 0.1816 | 0.5954
Mon15:00 | 0.5111 | 1.0015 | 0.8441 | 0.3818 | Mon15:00 | 0.6651 | 0.8997 | 0.8626 | 0.6853 | Mon15:00 | 0.339 | 0.2697 | 0.0925 | 0.1776 | Mon15:00 | 0.6168 | 0.1638 | 0.2283 | 0.7307
Mon16:00 | 0.5724 | 0.6764 | 0.861 | 0.3137 | Mon16:00 | 0.6469 | 0.6573 | 0.6896 | 0.4581 | Mon16:00 | 0.197 | 0.5868 | 0.0529 | 0.1779 | Mon16:00 | 0.6323 | 0.1517 | 0.2322 | 0.7734
Mon17:00 | 0.4834 | 0.6981 | 0.8216 | 0.309 | Mon17:00 | 0.4666 | 0.5319 | 0.4445 | 0.4054 | Mon17:00 | 0.1653 | 0.6005 | 0.0333 | 0.1651 | Mon17:00 | 0.6904 | 0.1433 | 0.228 | 0.799
Mon18:00 | 0.4286 | 0.5061 | 0.2403 | 0 | Mon18:00 | 0.2686 | 0.2867 | 0.1603 | 0.1112 | Mon18:00 | 0.1809 | 0.5883 | 0.0254 | 0.1725 | Mon18:00 | 0.6855 | 0.1611 | 0.249 | 0.7738
Mon19:00 | 0 | 0.3075 | 0 | 0 | Mon19:00 | 0.0784 | 0.0953 | 0.0052 | 0.0027 | Mon19:00 | 0.218 | 0.5383 | 0.0347 | 0.2766 | Mon19:00 | 0.7094 | 0.2378 | 0.264 | 0.8
Mon20:00 | 0 | 0 | 0 | 0 | Mon20:00 | 0.0044 | 0.0155 | 0 | 0 | Mon20:00 | 0.4808 | 0.3526 | 0.207 | 0.3276 | Mon20:00 | 0.7346 | 0.2077 | 0.431 | 0.8059
Mon21:00 | 0 | 0 | 0 | 0 | Mon21:00 | 0 | 0 | 0 | 0 | Mon21:00 | 0.7169 | 0.1853 | 0.5361 | 0.3659 | Mon21:00 | 0.6996 | 0.1903 | 0.5977 | 0.7708
Mon22:00 | 0 | 0 | 0 | 0 | Mon22:00 | 0 | 0 | 0 | 0 | Mon22:00 | 0.7813 | 0.0674 | 0.6719 | 0.524 | Mon22:00 | 0.7388 | 0.1412 | 0.722 | 0.7225
Mon23:00 | 0 | 0 | 0 | 0 | Mon23:00 | 0 | 0 | 0 | 0 | Mon23:00 | 0.7351 | 0.0542 | 0.575 | 0.5598 | Mon23:00 | 0.7511 | 0.1617 | 0.6051 | 0.578
Mon24:00 | 0 | 0 | 0 | 0 | Mon24:00 | 0 | 0 | 0 | 0 | Mon24:00 | 0.797 | 0.0375 | 0.6943 | 0.539 | Mon24:00 | 0.7057 | 0.165 | 0.6275 | 0.4318
Tue1:00 | 0 | 0 | 0 | 0 | Tue1:00 | 0 | 0 | 0 | 0 | Tue1:00 | 0.798 | 0.0391 | 0.7035 | 0.4799 | Tue1:00 | 0.7407 | 0.1484 | 0.7034 | 0.4127
Tue2:00 | 0 | 0 | 0 | 0 | Tue2:00 | 0 | 0 | 0 | 0 | Tue2:00 | 0.7904 | 0.0459 | 0.6938 | 0.4096 | Tue2:00 | 0.6655 | 0.115 | 0.6559 | 0.4706
Tue3:00 | 0 | 0 | 0 | 0 | Tue3:00 | 0 | 0 | 0 | 0 | Tue3:00 | 0.7415 | 0.0233 | 0.6892 | 0.3345 | Tue3:00 | 0.6014 | 0.0751 | 0.6624 | 0.4594
Tue4:00 | 0 | 0 | 0 | 0 | Tue4:00 | 0 | 0 | 0 | 0 | Tue4:00 | 0.6947 | 0.0077 | 0.6926 | 0.3223 | Tue4:00 | 0.5406 | 0.1055 | 0.6989 | 0.3541
Tue5:00 | 0 | 0 | 0 | 0 | Tue5:00 | 0 | 0 | 0 | 0 | Tue5:00 | 0.5532 | 0.0147 | 0.5194 | 0.2852 | Tue5:00 | 0.4962 | 0.147 | 0.6695 | 0.267
Tue6:00 | 0 | 0 | 0 | 0 | Tue6:00 | 0 | 0 | 0 | 0 | Tue6:00 | 0.5148 | 0.0266 | 0.4579 | 0.2807 | Tue6:00 | 0.504 | 0.0843 | 0.6471 | 0.2613
Tue7:00 | 0 | 0 | 0 | 0 | Tue7:00 | 0.0344 | 0.0286 | 0 | 0 | Tue7:00 | 0.5451 | 0.0472 | 0.4206 | 0.2769 | Tue7:00 | 0.525 | 0.0589 | 0.6594 | 0.2244
Tue8:00 | 0.0424 | 0 | 0 | 0 | Tue8:00 | 0.2339 | 0.1896 | 0.1177 | 0.0082 | Tue8:00 | 0.5797 | 0.0267 | 0.4329 | 0.2405 | Tue8:00 | 0.3345 | 0.0206 | 0.6214 | 0.3395
Tue9:00 | 0.5023 | 0.1371 | 0.039 | 0 | Tue9:00 | 0.4391 | 0.2915 | 0.3794 | 0.2595 | Tue9:00 | 0.5821 | 0.0113 | 0.4518 | 0.2168 | Tue9:00 | 0.1844 | 0.0054 | 0.6009 | 0.5074
Tue10:00 | 0.627 | 0.3425 | 0.5563 | 0 | Tue10:00 | 0.5358 | 0.4903 | 0.6543 | 0.5924 | Tue10:00 | 0.5755 | 0.039 | 0.4417 | 0.2966 | Tue10:00 | 0.0933 | 0.0007 | 0.7618 | 0.5931
Tue11:00 | 0.6707 | 0.3269 | 0.8443 | 0.0673 | Tue11:00 | 0.7805 | 0.5295 | 0.808 | 0.8266 | Tue11:00 | 0.4891 | 0.079 | 0.4864 | 0.2275 | Tue11:00 | 0.1376 | 0.0024 | 0.7059 | 0.2775
Tue12:00 | 0.7895 | 0.3252 | 0.8208 | 0.1452 | Tue12:00 | 0.8932 | 0.704 | 0.9081 | 0.9408 | Tue12:00 | 0.4013 | 0.0587 | 0.3812 | 0.2689 | Tue12:00 | 0.0741 | 0.0442 | 0.6749 | 0.1975
Tue13:00 | 0.9605 | 0.4867 | 0.8042 | 0.163 | Tue13:00 | 0.9688 | 0.8317 | 0.9498 | 0.979 | Tue13:00 | 0.3778 | 0.0675 | 0.3326 | 0.1974 | Tue13:00 | 0.1636 | 0.0847 | 0.6439 | 0.3076
Tue14:00 | 0.8004 | 0.3397 | 0.8148 | 0.1913 | Tue14:00 | 0.9114 | 0.7201 | 0.9608 | 0.979 | Tue14:00 | 0.4574 | 0.0942 | 0.2221 | 0.1174 | Tue14:00 | 0.4581 | 0.126 | 0.4548 | 0.2769
Tue15:00 | 0.7528 | 0.4471 | 0.8381 | 0.2195 | Tue15:00 | 0.7547 | 0.6569 | 0.8482 | 0.9309 | Tue15:00 | 0.5737 | 0.1067 | 0.1825 | 0.076 | Tue15:00 | 0.7557 | 0.1032 | 0.4189 | 0.2589
Tue16:00 | 0.5685 | 0.3414 | 0.8335 | 0.3568 | Tue16:00 | 0.5783 | 0.5009 | 0.665 | 0.8028 | Tue16:00 | 0.599 | 0.1017 | 0.1862 | 0.0979 | Tue16:00 | 0.8033 | 0.1632 | 0.3922 | 0.2761
Tue17:00 | 0.5556 | 0.4534 | 0.7458 | 0.4902 | Tue17:00 | 0.43 | 0.4384 | 0.4186 | 0.5805 | Tue17:00 | 0.6262 | 0.1178 | 0.1594 | 0.0701 | Tue17:00 | 0.8042 | 0.1711 | 0.354 | 0.1233
Tue18:00 | 0.4804 | 0.3277 | 0.1197 | 0 | Tue18:00 | 0.2432 | 0.2044 | 0.149 | 0.2569 | Tue18:00 | 0.7303 | 0.1463 | 0.1405 | 0.0484 | Tue18:00 | 0.8026 | 0.2022 | 0.2968 | 0.0523
Tue19:00 | 0.2074 | 0.155 | 0 | 0 | Tue19:00 | 0.0732 | 0.1122 | 0.0045 | 0.0122 | Tue19:00 | 0.8221 | 0.1574 | 0.194 | 0.0837 | Tue19:00 | 0.7992 | 0.2663 | 0.3208 | 0.0248
Tue20:00 | 0 | 0 | 0 | 0 | Tue20:00 | 0.006 | 0.0147 | 0 | 0 | Tue20:00 | 0.7618 | 0.146 | 0.3391 | 0.0999 | Tue20:00 | 0.7124 | 0.3058 | 0.4835 | 0.0423
Tue21:00 | 0 | 0 | 0 | 0 | Tue21:00 | 0 | 0 | 0 | 0 | Tue21:00 | 0.6551 | 0.1266 | 0.4807 | 0.1414 | Tue21:00 | 0.5412 | 0.3721 | 0.6275 | 0.0708
Tue22:00 | 0 | 0 | 0 | 0 | Tue22:00 | 0 | 0 | 0 | 0 | Tue22:00 | 0.6911 | 0.2725 | 0.6701 | 0.1593 | Tue22:00 | 0.7473 | 0.3879 | 0.7432 | 0.1346
Tue23:00 | 0 | 0 | 0 | 0 | Tue23:00 | 0 | 0 | 0 | 0 | Tue23:00 | 0.7945 | 0.2517 | 0.6093 | 0.1847 | Tue23:00 | 0.8276 | 0.3016 | 0.6536 | 0.3565
Tue24:00 | 0 | 0 | 0 | 0 | Tue24:00 | 0 | 0 | 0 | 0 | Tue24:00 | 0.6785 | 0.2182 | 0.7157 | 0.1383 | Tue24:00 | 0.7447 | 0.2447 | 0.6426 | 0.6223

## CapFactor_hour_5days
1 representative week
ERCOT total
| SOLAR CSP |  |  |  |  | SOLAR PVSAT |  |  |  |  | wind |  |  |  |  | wind-new
| Spring | Summer | Fall | Winter |  | Spring | Summer | Fall | Winter |  | Spring | Summer | Fall | Winter |  | Spring | Summer | Fall | Winter
Mon1:00 | 0 | 0 | 0 | 0 | Mon1:00 | 0 | 0 | 0 | 0 | Mon1:00 | 0.456 | 0.3183 | 0.4011 | 0.3196 | Mon1:00 | 0.6593 | 0.5212 | 0.4044 | 0.3864
Mon2:00 | 0 | 0 | 0 | 0 | Mon2:00 | 0 | 0 | 0 | 0 | Mon2:00 | 0.4475 | 0.2584 | 0.3881 | 0.29 | Mon2:00 | 0.6402 | 0.464 | 0.3664 | 0.4249
Mon3:00 | 0 | 0 | 0 | 0 | Mon3:00 | 0 | 0 | 0 | 0 | Mon3:00 | 0.4666 | 0.2446 | 0.3531 | 0.23 | Mon3:00 | 0.6353 | 0.4585 | 0.3587 | 0.4371
Mon4:00 | 0 | 0 | 0 | 0 | Mon4:00 | 0 | 0 | 0 | 0 | Mon4:00 | 0.4386 | 0.2694 | 0.3502 | 0.2092 | Mon4:00 | 0.6181 | 0.4249 | 0.3711 | 0.4267
Mon5:00 | 0 | 0 | 0 | 0 | Mon5:00 | 0 | 0 | 0 | 0 | Mon5:00 | 0.3995 | 0.2559 | 0.3263 | 0.2292 | Mon5:00 | 0.6218 | 0.4142 | 0.374 | 0.4531
Mon6:00 | 0 | 0 | 0 | 0 | Mon6:00 | 0.0007 | 0.0066 | 0 | 0 | Mon6:00 | 0.3679 | 0.2693 | 0.2879 | 0.2221 | Mon6:00 | 0.6604 | 0.3747 | 0.3691 | 0.4525
Mon7:00 | 0 | 0 | 0 | 0 | Mon7:00 | 0.0958 | 0.1847 | 0.0053 | 0 | Mon7:00 | 0.3345 | 0.2529 | 0.2757 | 0.2335 | Mon7:00 | 0.6425 | 0.3314 | 0.3716 | 0.3946
Mon8:00 | 0 | 0.0256 | 0 | 0 | Mon8:00 | 0.3954 | 0.5577 | 0.2447 | 0.0129 | Mon8:00 | 0.2531 | 0.1969 | 0.2739 | 0.2483 | Mon8:00 | 0.5487 | 0.263 | 0.3395 | 0.3818
Mon9:00 | 0.1063 | 0.2605 | 0.0124 | 0 | Mon9:00 | 0.5971 | 0.7871 | 0.5463 | 0.2634 | Mon9:00 | 0.1942 | 0.1483 | 0.2734 | 0.2717 | Mon9:00 | 0.4574 | 0.2138 | 0.3193 | 0.3888
Mon10:00 | 0.2426 | 0.6474 | 0.3743 | 0.0102 | Mon10:00 | 0.7258 | 0.8678 | 0.6572 | 0.5236 | Mon10:00 | 0.1881 | 0.1279 | 0.208 | 0.2258 | Mon10:00 | 0.3256 | 0.1674 | 0.2213 | 0.388
Mon11:00 | 0.3282 | 0.7217 | 0.6241 | 0.1356 | Mon11:00 | 0.7521 | 0.8733 | 0.6891 | 0.617 | Mon11:00 | 0.1917 | 0.1143 | 0.1874 | 0.2207 | Mon11:00 | 0.3857 | 0.1674 | 0.1462 | 0.2503
Mon12:00 | 0.4036 | 0.8087 | 0.5921 | 0.2921 | Mon12:00 | 0.8102 | 0.8498 | 0.655 | 0.6129 | Mon12:00 | 0.2841 | 0.0962 | 0.2272 | 0.2825 | Mon12:00 | 0.529 | 0.1374 | 0.2479 | 0.2089
Mon13:00 | 0.4861 | 0.7326 | 0.5629 | 0.2992 | Mon13:00 | 0.8016 | 0.8493 | 0.6973 | 0.6053 | Mon13:00 | 0.3406 | 0.1161 | 0.1929 | 0.2649 | Mon13:00 | 0.5802 | 0.1692 | 0.238 | 0.2004
Mon14:00 | 0.5183 | 0.7813 | 0.6172 | 0.2964 | Mon14:00 | 0.8069 | 0.8466 | 0.6645 | 0.5985 | Mon14:00 | 0.2997 | 0.1834 | 0.1645 | 0.213 | Mon14:00 | 0.5397 | 0.186 | 0.2824 | 0.1926
Mon15:00 | 0.543 | 0.7742 | 0.6497 | 0.3348 | Mon15:00 | 0.8102 | 0.8518 | 0.6945 | 0.6171 | Mon15:00 | 0.2589 | 0.1645 | 0.1581 | 0.2012 | Mon15:00 | 0.4448 | 0.2004 | 0.2468 | 0.1949
Mon16:00 | 0.5158 | 0.7623 | 0.667 | 0.341 | Mon16:00 | 0.7089 | 0.8531 | 0.6358 | 0.5705 | Mon16:00 | 0.2578 | 0.1475 | 0.1577 | 0.2237 | Mon16:00 | 0.4542 | 0.218 | 0.299 | 0.2033
Mon17:00 | 0.4714 | 0.6706 | 0.323 | 0.1901 | Mon17:00 | 0.7081 | 0.7916 | 0.4353 | 0.4027 | Mon17:00 | 0.2615 | 0.1508 | 0.1695 | 0.2405 | Mon17:00 | 0.5143 | 0.2165 | 0.3226 | 0.2286
Mon18:00 | 0.225 | 0.4966 | 0 | 0 | Mon18:00 | 0.4816 | 0.6451 | 0.0906 | 0.1088 | Mon18:00 | 0.3254 | 0.1979 | 0.1704 | 0.2557 | Mon18:00 | 0.561 | 0.2466 | 0.345 | 0.2725
Mon19:00 | 0 | 0.0905 | 0 | 0 | Mon19:00 | 0.1357 | 0.3408 | 0.0001 | 0.0002 | Mon19:00 | 0.4104 | 0.2265 | 0.1889 | 0.3158 | Mon19:00 | 0.6292 | 0.2769 | 0.419 | 0.3575
Mon20:00 | 0 | 0 | 0 | 0 | Mon20:00 | 0.0039 | 0.0411 | 0 | 0 | Mon20:00 | 0.431 | 0.2566 | 0.2666 | 0.3162 | Mon20:00 | 0.7398 | 0.3917 | 0.4129 | 0.4618
Mon21:00 | 0 | 0 | 0 | 0 | Mon21:00 | 0 | 0 | 0 | 0 | Mon21:00 | 0.4282 | 0.2818 | 0.3625 | 0.3112 | Mon21:00 | 0.8021 | 0.5139 | 0.4091 | 0.5624
Mon22:00 | 0 | 0 | 0 | 0 | Mon22:00 | 0 | 0 | 0 | 0 | Mon22:00 | 0.4818 | 0.265 | 0.3886 | 0.3144 | Mon22:00 | 0.7607 | 0.5082 | 0.4432 | 0.5121
Mon23:00 | 0 | 0 | 0 | 0 | Mon23:00 | 0 | 0 | 0 | 0 | Mon23:00 | 0.4783 | 0.2656 | 0.3574 | 0.3275 | Mon23:00 | 0.7406 | 0.4857 | 0.4605 | 0.4694
Mon24:00 | 0 | 0 | 0 | 0 | Mon24:00 | 0 | 0 | 0 | 0 | Mon24:00 | 0.489 | 0.3226 | 0.3593 | 0.2907 | Mon24:00 | 0.5846 | 0.4917 | 0.4745 | 0.4103
Tue1:00 | 0 | 0 | 0 | 0 | Tue1:00 | 0 | 0 | 0 | 0 | Tue1:00 | 0.456 | 0.3183 | 0.4011 | 0.3196 | Tue1:00 | 0.6593 | 0.5212 | 0.4044 | 0.3864
Tue2:00 | 0 | 0 | 0 | 0 | Tue2:00 | 0 | 0 | 0 | 0 | Tue2:00 | 0.4475 | 0.2584 | 0.3881 | 0.29 | Tue2:00 | 0.6402 | 0.464 | 0.3664 | 0.4249
Tue3:00 | 0 | 0 | 0 | 0 | Tue3:00 | 0 | 0 | 0 | 0 | Tue3:00 | 0.4666 | 0.2446 | 0.3531 | 0.23 | Tue3:00 | 0.6353 | 0.4585 | 0.3587 | 0.4371
Tue4:00 | 0 | 0 | 0 | 0 | Tue4:00 | 0 | 0 | 0 | 0 | Tue4:00 | 0.4386 | 0.2694 | 0.3502 | 0.2092 | Tue4:00 | 0.6181 | 0.4249 | 0.3711 | 0.4267
Tue5:00 | 0 | 0 | 0 | 0 | Tue5:00 | 0 | 0 | 0 | 0 | Tue5:00 | 0.3995 | 0.2559 | 0.3263 | 0.2292 | Tue5:00 | 0.6218 | 0.4142 | 0.374 | 0.4531
Tue6:00 | 0 | 0 | 0 | 0 | Tue6:00 | 0.0007 | 0.0066 | 0 | 0 | Tue6:00 | 0.3679 | 0.2693 | 0.2879 | 0.2221 | Tue6:00 | 0.6604 | 0.3747 | 0.3691 | 0.4525
Tue7:00 | 0 | 0 | 0 | 0 | Tue7:00 | 0.0958 | 0.1847 | 0.0053 | 0 | Tue7:00 | 0.3345 | 0.2529 | 0.2757 | 0.2335 | Tue7:00 | 0.6425 | 0.3314 | 0.3716 | 0.3946
Tue8:00 | 0 | 0.0256 | 0 | 0 | Tue8:00 | 0.3954 | 0.5577 | 0.2447 | 0.0129 | Tue8:00 | 0.2531 | 0.1969 | 0.2739 | 0.2483 | Tue8:00 | 0.5487 | 0.263 | 0.3395 | 0.3818
Tue9:00 | 0.1063 | 0.2605 | 0.0124 | 0 | Tue9:00 | 0.5971 | 0.7871 | 0.5463 | 0.2634 | Tue9:00 | 0.1942 | 0.1483 | 0.2734 | 0.2717 | Tue9:00 | 0.4574 | 0.2138 | 0.3193 | 0.3888
Tue10:00 | 0.2426 | 0.6474 | 0.3743 | 0.0102 | Tue10:00 | 0.7258 | 0.8678 | 0.6572 | 0.5236 | Tue10:00 | 0.1881 | 0.1279 | 0.208 | 0.2258 | Tue10:00 | 0.3256 | 0.1674 | 0.2213 | 0.388
Tue11:00 | 0.3282 | 0.7217 | 0.6241 | 0.1356 | Tue11:00 | 0.7521 | 0.8733 | 0.6891 | 0.617 | Tue11:00 | 0.1917 | 0.1143 | 0.1874 | 0.2207 | Tue11:00 | 0.3857 | 0.1674 | 0.1462 | 0.2503
Tue12:00 | 0.4036 | 0.8087 | 0.5921 | 0.2921 | Tue12:00 | 0.8102 | 0.8498 | 0.655 | 0.6129 | Tue12:00 | 0.2841 | 0.0962 | 0.2272 | 0.2825 | Tue12:00 | 0.529 | 0.1374 | 0.2479 | 0.2089
Tue13:00 | 0.4861 | 0.7326 | 0.5629 | 0.2992 | Tue13:00 | 0.8016 | 0.8493 | 0.6973 | 0.6053 | Tue13:00 | 0.3406 | 0.1161 | 0.1929 | 0.2649 | Tue13:00 | 0.5802 | 0.1692 | 0.238 | 0.2004
Tue14:00 | 0.5183 | 0.7813 | 0.6172 | 0.2964 | Tue14:00 | 0.8069 | 0.8466 | 0.6645 | 0.5985 | Tue14:00 | 0.2997 | 0.1834 | 0.1645 | 0.213 | Tue14:00 | 0.5397 | 0.186 | 0.2824 | 0.1926
Tue15:00 | 0.543 | 0.7742 | 0.6497 | 0.3348 | Tue15:00 | 0.8102 | 0.8518 | 0.6945 | 0.6171 | Tue15:00 | 0.2589 | 0.1645 | 0.1581 | 0.2012 | Tue15:00 | 0.4448 | 0.2004 | 0.2468 | 0.1949
Tue16:00 | 0.5158 | 0.7623 | 0.667 | 0.341 | Tue16:00 | 0.7089 | 0.8531 | 0.6358 | 0.5705 | Tue16:00 | 0.2578 | 0.1475 | 0.1577 | 0.2237 | Tue16:00 | 0.4542 | 0.218 | 0.299 | 0.2033
Tue17:00 | 0.4714 | 0.6706 | 0.323 | 0.1901 | Tue17:00 | 0.7081 | 0.7916 | 0.4353 | 0.4027 | Tue17:00 | 0.2615 | 0.1508 | 0.1695 | 0.2405 | Tue17:00 | 0.5143 | 0.2165 | 0.3226 | 0.2286
Tue18:00 | 0.225 | 0.4966 | 0 | 0 | Tue18:00 | 0.4816 | 0.6451 | 0.0906 | 0.1088 | Tue18:00 | 0.3254 | 0.1979 | 0.1704 | 0.2557 | Tue18:00 | 0.561 | 0.2466 | 0.345 | 0.2725
Tue19:00 | 0 | 0.0905 | 0 | 0 | Tue19:00 | 0.1357 | 0.3408 | 0.0001 | 0.0002 | Tue19:00 | 0.4104 | 0.2265 | 0.1889 | 0.3158 | Tue19:00 | 0.6292 | 0.2769 | 0.419 | 0.3575
Tue20:00 | 0 | 0 | 0 | 0 | Tue20:00 | 0.0039 | 0.0411 | 0 | 0 | Tue20:00 | 0.431 | 0.2566 | 0.2666 | 0.3162 | Tue20:00 | 0.7398 | 0.3917 | 0.4129 | 0.4618
Tue21:00 | 0 | 0 | 0 | 0 | Tue21:00 | 0 | 0 | 0 | 0 | Tue21:00 | 0.4282 | 0.2818 | 0.3625 | 0.3112 | Tue21:00 | 0.8021 | 0.5139 | 0.4091 | 0.5624
Tue22:00 | 0 | 0 | 0 | 0 | Tue22:00 | 0 | 0 | 0 | 0 | Tue22:00 | 0.4818 | 0.265 | 0.3886 | 0.3144 | Tue22:00 | 0.7607 | 0.5082 | 0.4432 | 0.5121
Tue23:00 | 0 | 0 | 0 | 0 | Tue23:00 | 0 | 0 | 0 | 0 | Tue23:00 | 0.4783 | 0.2656 | 0.3574 | 0.3275 | Tue23:00 | 0.7406 | 0.4857 | 0.4605 | 0.4694
Tue24:00 | 0 | 0 | 0 | 0 | Tue24:00 | 0 | 0 | 0 | 0 | Tue24:00 | 0.489 | 0.3226 | 0.3593 | 0.2907 | Tue24:00 | 0.5846 | 0.4917 | 0.4745 | 0.4103
Wed1:00 | 0 | 0 | 0 | 0 | Wed1:00 | 0 | 0 | 0 | 0 | Wed1:00 | 0.456 | 0.3183 | 0.4011 | 0.3196 | Wed1:00 | 0.6593 | 0.5212 | 0.4044 | 0.3864
Wed2:00 | 0 | 0 | 0 | 0 | Wed2:00 | 0 | 0 | 0 | 0 | Wed2:00 | 0.4475 | 0.2584 | 0.3881 | 0.29 | Wed2:00 | 0.6402 | 0.464 | 0.3664 | 0.4249
Wed3:00 | 0 | 0 | 0 | 0 | Wed3:00 | 0 | 0 | 0 | 0 | Wed3:00 | 0.4666 | 0.2446 | 0.3531 | 0.23 | Wed3:00 | 0.6353 | 0.4585 | 0.3587 | 0.4371
Wed4:00 | 0 | 0 | 0 | 0 | Wed4:00 | 0 | 0 | 0 | 0 | Wed4:00 | 0.4386 | 0.2694 | 0.3502 | 0.2092 | Wed4:00 | 0.6181 | 0.4249 | 0.3711 | 0.4267
Wed5:00 | 0 | 0 | 0 | 0 | Wed5:00 | 0 | 0 | 0 | 0 | Wed5:00 | 0.3995 | 0.2559 | 0.3263 | 0.2292 | Wed5:00 | 0.6218 | 0.4142 | 0.374 | 0.4531
Wed6:00 | 0 | 0 | 0 | 0 | Wed6:00 | 0.0007 | 0.0066 | 0 | 0 | Wed6:00 | 0.3679 | 0.2693 | 0.2879 | 0.2221 | Wed6:00 | 0.6604 | 0.3747 | 0.3691 | 0.4525
Wed7:00 | 0 | 0 | 0 | 0 | Wed7:00 | 0.0958 | 0.1847 | 0.0053 | 0 | Wed7:00 | 0.3345 | 0.2529 | 0.2757 | 0.2335 | Wed7:00 | 0.6425 | 0.3314 | 0.3716 | 0.3946
Wed8:00 | 0 | 0.0256 | 0 | 0 | Wed8:00 | 0.3954 | 0.5577 | 0.2447 | 0.0129 | Wed8:00 | 0.2531 | 0.1969 | 0.2739 | 0.2483 | Wed8:00 | 0.5487 | 0.263 | 0.3395 | 0.3818
Wed9:00 | 0.1063 | 0.2605 | 0.0124 | 0 | Wed9:00 | 0.5971 | 0.7871 | 0.5463 | 0.2634 | Wed9:00 | 0.1942 | 0.1483 | 0.2734 | 0.2717 | Wed9:00 | 0.4574 | 0.2138 | 0.3193 | 0.3888
Wed10:00 | 0.2426 | 0.6474 | 0.3743 | 0.0102 | Wed10:00 | 0.7258 | 0.8678 | 0.6572 | 0.5236 | Wed10:00 | 0.1881 | 0.1279 | 0.208 | 0.2258 | Wed10:00 | 0.3256 | 0.1674 | 0.2213 | 0.388
Wed11:00 | 0.3282 | 0.7217 | 0.6241 | 0.1356 | Wed11:00 | 0.7521 | 0.8733 | 0.6891 | 0.617 | Wed11:00 | 0.1917 | 0.1143 | 0.1874 | 0.2207 | Wed11:00 | 0.3857 | 0.1674 | 0.1462 | 0.2503
Wed12:00 | 0.4036 | 0.8087 | 0.5921 | 0.2921 | Wed12:00 | 0.8102 | 0.8498 | 0.655 | 0.6129 | Wed12:00 | 0.2841 | 0.0962 | 0.2272 | 0.2825 | Wed12:00 | 0.529 | 0.1374 | 0.2479 | 0.2089
Wed13:00 | 0.4861 | 0.7326 | 0.5629 | 0.2992 | Wed13:00 | 0.8016 | 0.8493 | 0.6973 | 0.6053 | Wed13:00 | 0.3406 | 0.1161 | 0.1929 | 0.2649 | Wed13:00 | 0.5802 | 0.1692 | 0.238 | 0.2004
Wed14:00 | 0.5183 | 0.7813 | 0.6172 | 0.2964 | Wed14:00 | 0.8069 | 0.8466 | 0.6645 | 0.5985 | Wed14:00 | 0.2997 | 0.1834 | 0.1645 | 0.213 | Wed14:00 | 0.5397 | 0.186 | 0.2824 | 0.1926
Wed15:00 | 0.543 | 0.7742 | 0.6497 | 0.3348 | Wed15:00 | 0.8102 | 0.8518 | 0.6945 | 0.6171 | Wed15:00 | 0.2589 | 0.1645 | 0.1581 | 0.2012 | Wed15:00 | 0.4448 | 0.2004 | 0.2468 | 0.1949
Wed16:00 | 0.5158 | 0.7623 | 0.667 | 0.341 | Wed16:00 | 0.7089 | 0.8531 | 0.6358 | 0.5705 | Wed16:00 | 0.2578 | 0.1475 | 0.1577 | 0.2237 | Wed16:00 | 0.4542 | 0.218 | 0.299 | 0.2033
Wed17:00 | 0.4714 | 0.6706 | 0.323 | 0.1901 | Wed17:00 | 0.7081 | 0.7916 | 0.4353 | 0.4027 | Wed17:00 | 0.2615 | 0.1508 | 0.1695 | 0.2405 | Wed17:00 | 0.5143 | 0.2165 | 0.3226 | 0.2286
Wed18:00 | 0.225 | 0.4966 | 0 | 0 | Wed18:00 | 0.4816 | 0.6451 | 0.0906 | 0.1088 | Wed18:00 | 0.3254 | 0.1979 | 0.1704 | 0.2557 | Wed18:00 | 0.561 | 0.2466 | 0.345 | 0.2725
Wed19:00 | 0 | 0.0905 | 0 | 0 | Wed19:00 | 0.1357 | 0.3408 | 0.0001 | 0.0002 | Wed19:00 | 0.4104 | 0.2265 | 0.1889 | 0.3158 | Wed19:00 | 0.6292 | 0.2769 | 0.419 | 0.3575
Wed20:00 | 0 | 0 | 0 | 0 | Wed20:00 | 0.0039 | 0.0411 | 0 | 0 | Wed20:00 | 0.431 | 0.2566 | 0.2666 | 0.3162 | Wed20:00 | 0.7398 | 0.3917 | 0.4129 | 0.4618
Wed21:00 | 0 | 0 | 0 | 0 | Wed21:00 | 0 | 0 | 0 | 0 | Wed21:00 | 0.4282 | 0.2818 | 0.3625 | 0.3112 | Wed21:00 | 0.8021 | 0.5139 | 0.4091 | 0.5624
Wed22:00 | 0 | 0 | 0 | 0 | Wed22:00 | 0 | 0 | 0 | 0 | Wed22:00 | 0.4818 | 0.265 | 0.3886 | 0.3144 | Wed22:00 | 0.7607 | 0.5082 | 0.4432 | 0.5121
Wed23:00 | 0 | 0 | 0 | 0 | Wed23:00 | 0 | 0 | 0 | 0 | Wed23:00 | 0.4783 | 0.2656 | 0.3574 | 0.3275 | Wed23:00 | 0.7406 | 0.4857 | 0.4605 | 0.4694
Wed24:00 | 0 | 0 | 0 | 0 | Wed24:00 | 0 | 0 | 0 | 0 | Wed24:00 | 0.489 | 0.3226 | 0.3593 | 0.2907 | Wed24:00 | 0.5846 | 0.4917 | 0.4745 | 0.4103
Thu1:00 | 0 | 0 | 0 | 0 | Thu1:00 | 0 | 0 | 0 | 0 | Thu1:00 | 0.456 | 0.3183 | 0.4011 | 0.3196 | Thu1:00 | 0.6593 | 0.5212 | 0.4044 | 0.3864
Thu2:00 | 0 | 0 | 0 | 0 | Thu2:00 | 0 | 0 | 0 | 0 | Thu2:00 | 0.4475 | 0.2584 | 0.3881 | 0.29 | Thu2:00 | 0.6402 | 0.464 | 0.3664 | 0.4249
Thu3:00 | 0 | 0 | 0 | 0 | Thu3:00 | 0 | 0 | 0 | 0 | Thu3:00 | 0.4666 | 0.2446 | 0.3531 | 0.23 | Thu3:00 | 0.6353 | 0.4585 | 0.3587 | 0.4371
Thu4:00 | 0 | 0 | 0 | 0 | Thu4:00 | 0 | 0 | 0 | 0 | Thu4:00 | 0.4386 | 0.2694 | 0.3502 | 0.2092 | Thu4:00 | 0.6181 | 0.4249 | 0.3711 | 0.4267
Thu5:00 | 0 | 0 | 0 | 0 | Thu5:00 | 0 | 0 | 0 | 0 | Thu5:00 | 0.3995 | 0.2559 | 0.3263 | 0.2292 | Thu5:00 | 0.6218 | 0.4142 | 0.374 | 0.4531
Thu6:00 | 0 | 0 | 0 | 0 | Thu6:00 | 0.0007 | 0.0066 | 0 | 0 | Thu6:00 | 0.3679 | 0.2693 | 0.2879 | 0.2221 | Thu6:00 | 0.6604 | 0.3747 | 0.3691 | 0.4525
Thu7:00 | 0 | 0 | 0 | 0 | Thu7:00 | 0.0958 | 0.1847 | 0.0053 | 0 | Thu7:00 | 0.3345 | 0.2529 | 0.2757 | 0.2335 | Thu7:00 | 0.6425 | 0.3314 | 0.3716 | 0.3946
Thu8:00 | 0 | 0.0256 | 0 | 0 | Thu8:00 | 0.3954 | 0.5577 | 0.2447 | 0.0129 | Thu8:00 | 0.2531 | 0.1969 | 0.2739 | 0.2483 | Thu8:00 | 0.5487 | 0.263 | 0.3395 | 0.3818
Thu9:00 | 0.1063 | 0.2605 | 0.0124 | 0 | Thu9:00 | 0.5971 | 0.7871 | 0.5463 | 0.2634 | Thu9:00 | 0.1942 | 0.1483 | 0.2734 | 0.2717 | Thu9:00 | 0.4574 | 0.2138 | 0.3193 | 0.3888
Thu10:00 | 0.2426 | 0.6474 | 0.3743 | 0.0102 | Thu10:00 | 0.7258 | 0.8678 | 0.6572 | 0.5236 | Thu10:00 | 0.1881 | 0.1279 | 0.208 | 0.2258 | Thu10:00 | 0.3256 | 0.1674 | 0.2213 | 0.388
Thu11:00 | 0.3282 | 0.7217 | 0.6241 | 0.1356 | Thu11:00 | 0.7521 | 0.8733 | 0.6891 | 0.617 | Thu11:00 | 0.1917 | 0.1143 | 0.1874 | 0.2207 | Thu11:00 | 0.3857 | 0.1674 | 0.1462 | 0.2503
Thu12:00 | 0.4036 | 0.8087 | 0.5921 | 0.2921 | Thu12:00 | 0.8102 | 0.8498 | 0.655 | 0.6129 | Thu12:00 | 0.2841 | 0.0962 | 0.2272 | 0.2825 | Thu12:00 | 0.529 | 0.1374 | 0.2479 | 0.2089
Thu13:00 | 0.4861 | 0.7326 | 0.5629 | 0.2992 | Thu13:00 | 0.8016 | 0.8493 | 0.6973 | 0.6053 | Thu13:00 | 0.3406 | 0.1161 | 0.1929 | 0.2649 | Thu13:00 | 0.5802 | 0.1692 | 0.238 | 0.2004
Thu14:00 | 0.5183 | 0.7813 | 0.6172 | 0.2964 | Thu14:00 | 0.8069 | 0.8466 | 0.6645 | 0.5985 | Thu14:00 | 0.2997 | 0.1834 | 0.1645 | 0.213 | Thu14:00 | 0.5397 | 0.186 | 0.2824 | 0.1926
Thu15:00 | 0.543 | 0.7742 | 0.6497 | 0.3348 | Thu15:00 | 0.8102 | 0.8518 | 0.6945 | 0.6171 | Thu15:00 | 0.2589 | 0.1645 | 0.1581 | 0.2012 | Thu15:00 | 0.4448 | 0.2004 | 0.2468 | 0.1949
Thu16:00 | 0.5158 | 0.7623 | 0.667 | 0.341 | Thu16:00 | 0.7089 | 0.8531 | 0.6358 | 0.5705 | Thu16:00 | 0.2578 | 0.1475 | 0.1577 | 0.2237 | Thu16:00 | 0.4542 | 0.218 | 0.299 | 0.2033
Thu17:00 | 0.4714 | 0.6706 | 0.323 | 0.1901 | Thu17:00 | 0.7081 | 0.7916 | 0.4353 | 0.4027 | Thu17:00 | 0.2615 | 0.1508 | 0.1695 | 0.2405 | Thu17:00 | 0.5143 | 0.2165 | 0.3226 | 0.2286
Thu18:00 | 0.225 | 0.4966 | 0 | 0 | Thu18:00 | 0.4816 | 0.6451 | 0.0906 | 0.1088 | Thu18:00 | 0.3254 | 0.1979 | 0.1704 | 0.2557 | Thu18:00 | 0.561 | 0.2466 | 0.345 | 0.2725
Thu19:00 | 0 | 0.0905 | 0 | 0 | Thu19:00 | 0.1357 | 0.3408 | 0.0001 | 0.0002 | Thu19:00 | 0.4104 | 0.2265 | 0.1889 | 0.3158 | Thu19:00 | 0.6292 | 0.2769 | 0.419 | 0.3575
Thu20:00 | 0 | 0 | 0 | 0 | Thu20:00 | 0.0039 | 0.0411 | 0 | 0 | Thu20:00 | 0.431 | 0.2566 | 0.2666 | 0.3162 | Thu20:00 | 0.7398 | 0.3917 | 0.4129 | 0.4618
Thu21:00 | 0 | 0 | 0 | 0 | Thu21:00 | 0 | 0 | 0 | 0 | Thu21:00 | 0.4282 | 0.2818 | 0.3625 | 0.3112 | Thu21:00 | 0.8021 | 0.5139 | 0.4091 | 0.5624
Thu22:00 | 0 | 0 | 0 | 0 | Thu22:00 | 0 | 0 | 0 | 0 | Thu22:00 | 0.4818 | 0.265 | 0.3886 | 0.3144 | Thu22:00 | 0.7607 | 0.5082 | 0.4432 | 0.5121
Thu23:00 | 0 | 0 | 0 | 0 | Thu23:00 | 0 | 0 | 0 | 0 | Thu23:00 | 0.4783 | 0.2656 | 0.3574 | 0.3275 | Thu23:00 | 0.7406 | 0.4857 | 0.4605 | 0.4694
Thu24:00 | 0 | 0 | 0 | 0 | Thu24:00 | 0 | 0 | 0 | 0 | Thu24:00 | 0.489 | 0.3226 | 0.3593 | 0.2907 | Thu24:00 | 0.5846 | 0.4917 | 0.4745 | 0.4103
Fri1:00 | 0 | 0 | 0 | 0 | Fri1:00 | 0 | 0 | 0 | 0 | Fri1:00 | 0.456 | 0.3183 | 0.4011 | 0.3196 | Fri1:00 | 0.6593 | 0.5212 | 0.4044 | 0.3864
Fri2:00 | 0 | 0 | 0 | 0 | Fri2:00 | 0 | 0 | 0 | 0 | Fri2:00 | 0.4475 | 0.2584 | 0.3881 | 0.29 | Fri2:00 | 0.6402 | 0.464 | 0.3664 | 0.4249
Fri3:00 | 0 | 0 | 0 | 0 | Fri3:00 | 0 | 0 | 0 | 0 | Fri3:00 | 0.4666 | 0.2446 | 0.3531 | 0.23 | Fri3:00 | 0.6353 | 0.4585 | 0.3587 | 0.4371
Fri4:00 | 0 | 0 | 0 | 0 | Fri4:00 | 0 | 0 | 0 | 0 | Fri4:00 | 0.4386 | 0.2694 | 0.3502 | 0.2092 | Fri4:00 | 0.6181 | 0.4249 | 0.3711 | 0.4267
Fri5:00 | 0 | 0 | 0 | 0 | Fri5:00 | 0 | 0 | 0 | 0 | Fri5:00 | 0.3995 | 0.2559 | 0.3263 | 0.2292 | Fri5:00 | 0.6218 | 0.4142 | 0.374 | 0.4531
Fri6:00 | 0 | 0 | 0 | 0 | Fri6:00 | 0.0007 | 0.0066 | 0 | 0 | Fri6:00 | 0.3679 | 0.2693 | 0.2879 | 0.2221 | Fri6:00 | 0.6604 | 0.3747 | 0.3691 | 0.4525
Fri7:00 | 0 | 0 | 0 | 0 | Fri7:00 | 0.0958 | 0.1847 | 0.0053 | 0 | Fri7:00 | 0.3345 | 0.2529 | 0.2757 | 0.2335 | Fri7:00 | 0.6425 | 0.3314 | 0.3716 | 0.3946
Fri8:00 | 0 | 0.0256 | 0 | 0 | Fri8:00 | 0.3954 | 0.5577 | 0.2447 | 0.0129 | Fri8:00 | 0.2531 | 0.1969 | 0.2739 | 0.2483 | Fri8:00 | 0.5487 | 0.263 | 0.3395 | 0.3818
Fri9:00 | 0.1063 | 0.2605 | 0.0124 | 0 | Fri9:00 | 0.5971 | 0.7871 | 0.5463 | 0.2634 | Fri9:00 | 0.1942 | 0.1483 | 0.2734 | 0.2717 | Fri9:00 | 0.4574 | 0.2138 | 0.3193 | 0.3888
Fri10:00 | 0.2426 | 0.6474 | 0.3743 | 0.0102 | Fri10:00 | 0.7258 | 0.8678 | 0.6572 | 0.5236 | Fri10:00 | 0.1881 | 0.1279 | 0.208 | 0.2258 | Fri10:00 | 0.3256 | 0.1674 | 0.2213 | 0.388
Fri11:00 | 0.3282 | 0.7217 | 0.6241 | 0.1356 | Fri11:00 | 0.7521 | 0.8733 | 0.6891 | 0.617 | Fri11:00 | 0.1917 | 0.1143 | 0.1874 | 0.2207 | Fri11:00 | 0.3857 | 0.1674 | 0.1462 | 0.2503
Fri12:00 | 0.4036 | 0.8087 | 0.5921 | 0.2921 | Fri12:00 | 0.8102 | 0.8498 | 0.655 | 0.6129 | Fri12:00 | 0.2841 | 0.0962 | 0.2272 | 0.2825 | Fri12:00 | 0.529 | 0.1374 | 0.2479 | 0.2089
Fri13:00 | 0.4861 | 0.7326 | 0.5629 | 0.2992 | Fri13:00 | 0.8016 | 0.8493 | 0.6973 | 0.6053 | Fri13:00 | 0.3406 | 0.1161 | 0.1929 | 0.2649 | Fri13:00 | 0.5802 | 0.1692 | 0.238 | 0.2004
Fri14:00 | 0.5183 | 0.7813 | 0.6172 | 0.2964 | Fri14:00 | 0.8069 | 0.8466 | 0.6645 | 0.5985 | Fri14:00 | 0.2997 | 0.1834 | 0.1645 | 0.213 | Fri14:00 | 0.5397 | 0.186 | 0.2824 | 0.1926
Fri15:00 | 0.543 | 0.7742 | 0.6497 | 0.3348 | Fri15:00 | 0.8102 | 0.8518 | 0.6945 | 0.6171 | Fri15:00 | 0.2589 | 0.1645 | 0.1581 | 0.2012 | Fri15:00 | 0.4448 | 0.2004 | 0.2468 | 0.1949
Fri16:00 | 0.5158 | 0.7623 | 0.667 | 0.341 | Fri16:00 | 0.7089 | 0.8531 | 0.6358 | 0.5705 | Fri16:00 | 0.2578 | 0.1475 | 0.1577 | 0.2237 | Fri16:00 | 0.4542 | 0.218 | 0.299 | 0.2033
Fri17:00 | 0.4714 | 0.6706 | 0.323 | 0.1901 | Fri17:00 | 0.7081 | 0.7916 | 0.4353 | 0.4027 | Fri17:00 | 0.2615 | 0.1508 | 0.1695 | 0.2405 | Fri17:00 | 0.5143 | 0.2165 | 0.3226 | 0.2286
Fri18:00 | 0.225 | 0.4966 | 0 | 0 | Fri18:00 | 0.4816 | 0.6451 | 0.0906 | 0.1088 | Fri18:00 | 0.3254 | 0.1979 | 0.1704 | 0.2557 | Fri18:00 | 0.561 | 0.2466 | 0.345 | 0.2725
Fri19:00 | 0 | 0.0905 | 0 | 0 | Fri19:00 | 0.1357 | 0.3408 | 0.0001 | 0.0002 | Fri19:00 | 0.4104 | 0.2265 | 0.1889 | 0.3158 | Fri19:00 | 0.6292 | 0.2769 | 0.419 | 0.3575
Fri20:00 | 0 | 0 | 0 | 0 | Fri20:00 | 0.0039 | 0.0411 | 0 | 0 | Fri20:00 | 0.431 | 0.2566 | 0.2666 | 0.3162 | Fri20:00 | 0.7398 | 0.3917 | 0.4129 | 0.4618
Fri21:00 | 0 | 0 | 0 | 0 | Fri21:00 | 0 | 0 | 0 | 0 | Fri21:00 | 0.4282 | 0.2818 | 0.3625 | 0.3112 | Fri21:00 | 0.8021 | 0.5139 | 0.4091 | 0.5624
Fri22:00 | 0 | 0 | 0 | 0 | Fri22:00 | 0 | 0 | 0 | 0 | Fri22:00 | 0.4818 | 0.265 | 0.3886 | 0.3144 | Fri22:00 | 0.7607 | 0.5082 | 0.4432 | 0.5121
Fri23:00 | 0 | 0 | 0 | 0 | Fri23:00 | 0 | 0 | 0 | 0 | Fri23:00 | 0.4783 | 0.2656 | 0.3574 | 0.3275 | Fri23:00 | 0.7406 | 0.4857 | 0.4605 | 0.4694
Fri24:00 | 0 | 0 | 0 | 0 | Fri24:00 | 0 | 0 | 0 | 0 | Fri24:00 | 0.489 | 0.3226 | 0.3593 | 0.2907 | Fri24:00 | 0.5846 | 0.4917 | 0.4745 | 0.4103
Sat1:00 | 0 | 0 | 0 | 0 | Sat1:00 | 0 | 0 | 0 | 0 | Sat1:00 | 0.456 | 0.3183 | 0.4011 | 0.3196 | Sat1:00 | 0.6593 | 0.5212 | 0.4044 | 0.3864
Sat2:00 | 0 | 0 | 0 | 0 | Sat2:00 | 0 | 0 | 0 | 0 | Sat2:00 | 0.4475 | 0.2584 | 0.3881 | 0.29 | Sat2:00 | 0.6402 | 0.464 | 0.3664 | 0.4249
Sat3:00 | 0 | 0 | 0 | 0 | Sat3:00 | 0 | 0 | 0 | 0 | Sat3:00 | 0.4666 | 0.2446 | 0.3531 | 0.23 | Sat3:00 | 0.6353 | 0.4585 | 0.3587 | 0.4371
Sat4:00 | 0 | 0 | 0 | 0 | Sat4:00 | 0 | 0 | 0 | 0 | Sat4:00 | 0.4386 | 0.2694 | 0.3502 | 0.2092 | Sat4:00 | 0.6181 | 0.4249 | 0.3711 | 0.4267
Sat5:00 | 0 | 0 | 0 | 0 | Sat5:00 | 0 | 0 | 0 | 0 | Sat5:00 | 0.3995 | 0.2559 | 0.3263 | 0.2292 | Sat5:00 | 0.6218 | 0.4142 | 0.374 | 0.4531
Sat6:00 | 0 | 0 | 0 | 0 | Sat6:00 | 0.0007 | 0.0066 | 0 | 0 | Sat6:00 | 0.3679 | 0.2693 | 0.2879 | 0.2221 | Sat6:00 | 0.6604 | 0.3747 | 0.3691 | 0.4525
Sat7:00 | 0 | 0 | 0 | 0 | Sat7:00 | 0.0958 | 0.1847 | 0.0053 | 0 | Sat7:00 | 0.3345 | 0.2529 | 0.2757 | 0.2335 | Sat7:00 | 0.6425 | 0.3314 | 0.3716 | 0.3946
Sat8:00 | 0 | 0.0256 | 0 | 0 | Sat8:00 | 0.3954 | 0.5577 | 0.2447 | 0.0129 | Sat8:00 | 0.2531 | 0.1969 | 0.2739 | 0.2483 | Sat8:00 | 0.5487 | 0.263 | 0.3395 | 0.3818
Sat9:00 | 0.1063 | 0.2605 | 0.0124 | 0 | Sat9:00 | 0.5971 | 0.7871 | 0.5463 | 0.2634 | Sat9:00 | 0.1942 | 0.1483 | 0.2734 | 0.2717 | Sat9:00 | 0.4574 | 0.2138 | 0.3193 | 0.3888
Sat10:00 | 0.2426 | 0.6474 | 0.3743 | 0.0102 | Sat10:00 | 0.7258 | 0.8678 | 0.6572 | 0.5236 | Sat10:00 | 0.1881 | 0.1279 | 0.208 | 0.2258 | Sat10:00 | 0.3256 | 0.1674 | 0.2213 | 0.388
Sat11:00 | 0.3282 | 0.7217 | 0.6241 | 0.1356 | Sat11:00 | 0.7521 | 0.8733 | 0.6891 | 0.617 | Sat11:00 | 0.1917 | 0.1143 | 0.1874 | 0.2207 | Sat11:00 | 0.3857 | 0.1674 | 0.1462 | 0.2503
Sat12:00 | 0.4036 | 0.8087 | 0.5921 | 0.2921 | Sat12:00 | 0.8102 | 0.8498 | 0.655 | 0.6129 | Sat12:00 | 0.2841 | 0.0962 | 0.2272 | 0.2825 | Sat12:00 | 0.529 | 0.1374 | 0.2479 | 0.2089
Sat13:00 | 0.4861 | 0.7326 | 0.5629 | 0.2992 | Sat13:00 | 0.8016 | 0.8493 | 0.6973 | 0.6053 | Sat13:00 | 0.3406 | 0.1161 | 0.1929 | 0.2649 | Sat13:00 | 0.5802 | 0.1692 | 0.238 | 0.2004
Sat14:00 | 0.5183 | 0.7813 | 0.6172 | 0.2964 | Sat14:00 | 0.8069 | 0.8466 | 0.6645 | 0.5985 | Sat14:00 | 0.2997 | 0.1834 | 0.1645 | 0.213 | Sat14:00 | 0.5397 | 0.186 | 0.2824 | 0.1926
Sat15:00 | 0.543 | 0.7742 | 0.6497 | 0.3348 | Sat15:00 | 0.8102 | 0.8518 | 0.6945 | 0.6171 | Sat15:00 | 0.2589 | 0.1645 | 0.1581 | 0.2012 | Sat15:00 | 0.4448 | 0.2004 | 0.2468 | 0.1949
Sat16:00 | 0.5158 | 0.7623 | 0.667 | 0.341 | Sat16:00 | 0.7089 | 0.8531 | 0.6358 | 0.5705 | Sat16:00 | 0.2578 | 0.1475 | 0.1577 | 0.2237 | Sat16:00 | 0.4542 | 0.218 | 0.299 | 0.2033
Sat17:00 | 0.4714 | 0.6706 | 0.323 | 0.1901 | Sat17:00 | 0.7081 | 0.7916 | 0.4353 | 0.4027 | Sat17:00 | 0.2615 | 0.1508 | 0.1695 | 0.2405 | Sat17:00 | 0.5143 | 0.2165 | 0.3226 | 0.2286
Sat18:00 | 0.225 | 0.4966 | 0 | 0 | Sat18:00 | 0.4816 | 0.6451 | 0.0906 | 0.1088 | Sat18:00 | 0.3254 | 0.1979 | 0.1704 | 0.2557 | Sat18:00 | 0.561 | 0.2466 | 0.345 | 0.2725
Sat19:00 | 0 | 0.0905 | 0 | 0 | Sat19:00 | 0.1357 | 0.3408 | 0.0001 | 0.0002 | Sat19:00 | 0.4104 | 0.2265 | 0.1889 | 0.3158 | Sat19:00 | 0.6292 | 0.2769 | 0.419 | 0.3575
Sat20:00 | 0 | 0 | 0 | 0 | Sat20:00 | 0.0039 | 0.0411 | 0 | 0 | Sat20:00 | 0.431 | 0.2566 | 0.2666 | 0.3162 | Sat20:00 | 0.7398 | 0.3917 | 0.4129 | 0.4618
Sat21:00 | 0 | 0 | 0 | 0 | Sat21:00 | 0 | 0 | 0 | 0 | Sat21:00 | 0.4282 | 0.2818 | 0.3625 | 0.3112 | Sat21:00 | 0.8021 | 0.5139 | 0.4091 | 0.5624
Sat22:00 | 0 | 0 | 0 | 0 | Sat22:00 | 0 | 0 | 0 | 0 | Sat22:00 | 0.4818 | 0.265 | 0.3886 | 0.3144 | Sat22:00 | 0.7607 | 0.5082 | 0.4432 | 0.5121
Sat23:00 | 0 | 0 | 0 | 0 | Sat23:00 | 0 | 0 | 0 | 0 | Sat23:00 | 0.4783 | 0.2656 | 0.3574 | 0.3275 | Sat23:00 | 0.7406 | 0.4857 | 0.4605 | 0.4694
Sat24:00 | 0 | 0 | 0 | 0 | Sat24:00 | 0 | 0 | 0 | 0 | Sat24:00 | 0.489 | 0.3226 | 0.3593 | 0.2907 | Sat24:00 | 0.5846 | 0.4917 | 0.4745 | 0.4103
Sun1:00 | 0 | 0 | 0 | 0 | Sun1:00 | 0 | 0 | 0 | 0 | Sun1:00 | 0.456 | 0.3183 | 0.4011 | 0.3196 | Sun1:00 | 0.6593 | 0.5212 | 0.4044 | 0.3864
Sun2:00 | 0 | 0 | 0 | 0 | Sun2:00 | 0 | 0 | 0 | 0 | Sun2:00 | 0.4475 | 0.2584 | 0.3881 | 0.29 | Sun2:00 | 0.6402 | 0.464 | 0.3664 | 0.4249
Sun3:00 | 0 | 0 | 0 | 0 | Sun3:00 | 0 | 0 | 0 | 0 | Sun3:00 | 0.4666 | 0.2446 | 0.3531 | 0.23 | Sun3:00 | 0.6353 | 0.4585 | 0.3587 | 0.4371
Sun4:00 | 0 | 0 | 0 | 0 | Sun4:00 | 0 | 0 | 0 | 0 | Sun4:00 | 0.4386 | 0.2694 | 0.3502 | 0.2092 | Sun4:00 | 0.6181 | 0.4249 | 0.3711 | 0.4267
Sun5:00 | 0 | 0 | 0 | 0 | Sun5:00 | 0 | 0 | 0 | 0 | Sun5:00 | 0.3995 | 0.2559 | 0.3263 | 0.2292 | Sun5:00 | 0.6218 | 0.4142 | 0.374 | 0.4531
Sun6:00 | 0 | 0 | 0 | 0 | Sun6:00 | 0.0007 | 0.0066 | 0 | 0 | Sun6:00 | 0.3679 | 0.2693 | 0.2879 | 0.2221 | Sun6:00 | 0.6604 | 0.3747 | 0.3691 | 0.4525
Sun7:00 | 0 | 0 | 0 | 0 | Sun7:00 | 0.0958 | 0.1847 | 0.0053 | 0 | Sun7:00 | 0.3345 | 0.2529 | 0.2757 | 0.2335 | Sun7:00 | 0.6425 | 0.3314 | 0.3716 | 0.3946
Sun8:00 | 0 | 0.0256 | 0 | 0 | Sun8:00 | 0.3954 | 0.5577 | 0.2447 | 0.0129 | Sun8:00 | 0.2531 | 0.1969 | 0.2739 | 0.2483 | Sun8:00 | 0.5487 | 0.263 | 0.3395 | 0.3818
Sun9:00 | 0.1063 | 0.2605 | 0.0124 | 0 | Sun9:00 | 0.5971 | 0.7871 | 0.5463 | 0.2634 | Sun9:00 | 0.1942 | 0.1483 | 0.2734 | 0.2717 | Sun9:00 | 0.4574 | 0.2138 | 0.3193 | 0.3888
Sun10:00 | 0.2426 | 0.6474 | 0.3743 | 0.0102 | Sun10:00 | 0.7258 | 0.8678 | 0.6572 | 0.5236 | Sun10:00 | 0.1881 | 0.1279 | 0.208 | 0.2258 | Sun10:00 | 0.3256 | 0.1674 | 0.2213 | 0.388
Sun11:00 | 0.3282 | 0.7217 | 0.6241 | 0.1356 | Sun11:00 | 0.7521 | 0.8733 | 0.6891 | 0.617 | Sun11:00 | 0.1917 | 0.1143 | 0.1874 | 0.2207 | Sun11:00 | 0.3857 | 0.1674 | 0.1462 | 0.2503
Sun12:00 | 0.4036 | 0.8087 | 0.5921 | 0.2921 | Sun12:00 | 0.8102 | 0.8498 | 0.655 | 0.6129 | Sun12:00 | 0.2841 | 0.0962 | 0.2272 | 0.2825 | Sun12:00 | 0.529 | 0.1374 | 0.2479 | 0.2089
Sun13:00 | 0.4861 | 0.7326 | 0.5629 | 0.2992 | Sun13:00 | 0.8016 | 0.8493 | 0.6973 | 0.6053 | Sun13:00 | 0.3406 | 0.1161 | 0.1929 | 0.2649 | Sun13:00 | 0.5802 | 0.1692 | 0.238 | 0.2004
Sun14:00 | 0.5183 | 0.7813 | 0.6172 | 0.2964 | Sun14:00 | 0.8069 | 0.8466 | 0.6645 | 0.5985 | Sun14:00 | 0.2997 | 0.1834 | 0.1645 | 0.213 | Sun14:00 | 0.5397 | 0.186 | 0.2824 | 0.1926
Sun15:00 | 0.543 | 0.7742 | 0.6497 | 0.3348 | Sun15:00 | 0.8102 | 0.8518 | 0.6945 | 0.6171 | Sun15:00 | 0.2589 | 0.1645 | 0.1581 | 0.2012 | Sun15:00 | 0.4448 | 0.2004 | 0.2468 | 0.1949
Sun16:00 | 0.5158 | 0.7623 | 0.667 | 0.341 | Sun16:00 | 0.7089 | 0.8531 | 0.6358 | 0.5705 | Sun16:00 | 0.2578 | 0.1475 | 0.1577 | 0.2237 | Sun16:00 | 0.4542 | 0.218 | 0.299 | 0.2033
Sun17:00 | 0.4714 | 0.6706 | 0.323 | 0.1901 | Sun17:00 | 0.7081 | 0.7916 | 0.4353 | 0.4027 | Sun17:00 | 0.2615 | 0.1508 | 0.1695 | 0.2405 | Sun17:00 | 0.5143 | 0.2165 | 0.3226 | 0.2286
Sun18:00 | 0.225 | 0.4966 | 0 | 0 | Sun18:00 | 0.4816 | 0.6451 | 0.0906 | 0.1088 | Sun18:00 | 0.3254 | 0.1979 | 0.1704 | 0.2557 | Sun18:00 | 0.561 | 0.2466 | 0.345 | 0.2725
Sun19:00 | 0 | 0.0905 | 0 | 0 | Sun19:00 | 0.1357 | 0.3408 | 0.0001 | 0.0002 | Sun19:00 | 0.4104 | 0.2265 | 0.1889 | 0.3158 | Sun19:00 | 0.6292 | 0.2769 | 0.419 | 0.3575
Sun20:00 | 0 | 0 | 0 | 0 | Sun20:00 | 0.0039 | 0.0411 | 0 | 0 | Sun20:00 | 0.431 | 0.2566 | 0.2666 | 0.3162 | Sun20:00 | 0.7398 | 0.3917 | 0.4129 | 0.4618
Sun21:00 | 0 | 0 | 0 | 0 | Sun21:00 | 0 | 0 | 0 | 0 | Sun21:00 | 0.4282 | 0.2818 | 0.3625 | 0.3112 | Sun21:00 | 0.8021 | 0.5139 | 0.4091 | 0.5624
Sun22:00 | 0 | 0 | 0 | 0 | Sun22:00 | 0 | 0 | 0 | 0 | Sun22:00 | 0.4818 | 0.265 | 0.3886 | 0.3144 | Sun22:00 | 0.7607 | 0.5082 | 0.4432 | 0.5121
Sun23:00 | 0 | 0 | 0 | 0 | Sun23:00 | 0 | 0 | 0 | 0 | Sun23:00 | 0.4783 | 0.2656 | 0.3574 | 0.3275 | Sun23:00 | 0.7406 | 0.4857 | 0.4605 | 0.4694
Sun24:00 | 0 | 0 | 0 | 0 | Sun24:00 | 0 | 0 | 0 | 0 | Sun24:00 | 0.489 | 0.3226 | 0.3593 | 0.2907 | Sun24:00 | 0.5846 | 0.4917 | 0.4745 | 0.4103
Northeast | [19 empty] | Spring | Summer | Fall | Winter
| SOLAR CSP |  |  |  |  | SOLAR PVSAT |  |  |  |  | wind |  |  |  |  | new-wind
| Spring | Summer | Fall | Winter |  | Spring | Summer | Fall | Winter |  | Spring | Summer | Fall | Winter |  | Spring | Summer | Fall | Winter
Sat1:00 | 0 | 0 | 0 | 0 | Sat1:00 | 0 | 0 | 0 | 0 | Sat1:00 | 0.3666 | 0.1121 | 0.3303 | 0.4731 | Sat1:00 | 0.4846 | 0.5412 | 0.0879 | 0.864
Sat2:00 | 0 | 0 | 0 | 0 | Sat2:00 | 0 | 0 | 0 | 0 | Sat2:00 | 0.3285 | 0.1092 | 0.3137 | 0.507 | Sat2:00 | 0.3967 | 0.5873 | 0.0782 | 0.8556
Sat3:00 | 0 | 0 | 0 | 0 | Sat3:00 | 0 | 0 | 0 | 0 | Sat3:00 | 0.3285 | 0.09 | 0.288 | 0.505 | Sat3:00 | 0.3567 | 0.5838 | 0.0739 | 0.8065
Sat4:00 | 0 | 0 | 0 | 0 | Sat4:00 | 0 | 0 | 0 | 0 | Sat4:00 | 0.3489 | 0.1093 | 0.2721 | 0.4756 | Sat4:00 | 0.3288 | 0.579 | 0.1002 | 0.7577
Sat5:00 | 0 | 0 | 0 | 0 | Sat5:00 | 0 | 0 | 0 | 0 | Sat5:00 | 0.2578 | 0.1197 | 0.3148 | 0.482 | Sat5:00 | 0.2753 | 0.6323 | 0.1172 | 0.7653
Sat6:00 | 0 | 0 | 0 | 0 | Sat6:00 | 0.0023 | 0.0005 | 0 | 0 | Sat6:00 | 0.1822 | 0.1017 | 0.3127 | 0.5104 | Sat6:00 | 0.2726 | 0.6013 | 0.0896 | 0.6843
Sat7:00 | 0 | 0 | 0 | 0 | Sat7:00 | 0.0701 | 0.0491 | 0.0083 | 0 | Sat7:00 | 0.1452 | 0.0967 | 0.2961 | 0.441 | Sat7:00 | 0.2482 | 0.553 | 0.0527 | 0.6186
Sat8:00 | 0 | 0.0666 | 0 | 0 | Sat8:00 | 0.2206 | 0.2372 | 0.1638 | 0.04 | Sat8:00 | 0.1434 | 0.0513 | 0.2483 | 0.5241 | Sat8:00 | 0.1989 | 0.5391 | 0.0305 | 0.5124
Sat9:00 | 0.1249 | 0.542 | 0.1068 | 0 | Sat9:00 | 0.4248 | 0.4742 | 0.382 | 0.3551 | Sat9:00 | 0.1485 | 0.0254 | 0.2139 | 0.608 | Sat9:00 | 0.1602 | 0.491 | 0.0285 | 0.4132
Sat10:00 | 0.3316 | 0.7763 | 0.4434 | 0.2828 | Sat10:00 | 0.6036 | 0.6538 | 0.5611 | 0.6532 | Sat10:00 | 0.2124 | 0.0362 | 0.2325 | 0.6211 | Sat10:00 | 0.251 | 0.4051 | 0.0406 | 0.4473
Sat11:00 | 0.5146 | 0.8248 | 0.6042 | 0.7389 | Sat11:00 | 0.7798 | 0.7917 | 0.5856 | 0.8498 | Sat11:00 | 0.3118 | 0.0474 | 0.3366 | 0.6992 | Sat11:00 | 0.2959 | 0.4924 | 0.0937 | 0.4674
Sat12:00 | 0.5984 | 0.8108 | 0.6227 | 0.7092 | Sat12:00 | 0.8292 | 0.8953 | 0.7112 | 0.953 | Sat12:00 | 0.4941 | 0.109 | 0.3593 | 0.747 | Sat12:00 | 0.5004 | 0.3529 | 0.1956 | 0.384
Sat13:00 | 0.6549 | 0.8252 | 0.6509 | 0.6662 | Sat13:00 | 0.8619 | 0.8948 | 0.7866 | 0.976 | Sat13:00 | 0.5264 | 0.1481 | 0.3713 | 0.7065 | Sat13:00 | 0.5703 | 0.2747 | 0.2093 | 0.2912
Sat14:00 | 0.4742 | 0.5687 | 0.686 | 0.6636 | Sat14:00 | 0.7644 | 0.7726 | 0.7702 | 0.943 | Sat14:00 | 0.4635 | 0.1955 | 0.3161 | 0.7155 | Sat14:00 | 0.5215 | 0.2237 | 0.2156 | 0.2219
Sat15:00 | 0.583 | 0.6884 | 0.6386 | 0.6593 | Sat15:00 | 0.736 | 0.7418 | 0.483 | 0.8694 | Sat15:00 | 0.4677 | 0.2432 | 0.2429 | 0.7674 | Sat15:00 | 0.5948 | 0.2844 | 0.26 | 0.133
Sat16:00 | 0.5665 | 0.66 | 0.6361 | 0.7447 | Sat16:00 | 0.6053 | 0.6183 | 0.4786 | 0.6948 | Sat16:00 | 0.4271 | 0.2647 | 0.2859 | 0.7912 | Sat16:00 | 0.6529 | 0.3479 | 0.3512 | 0.1057
Sat17:00 | 0.5519 | 0.6276 | 0.5492 | 0.7585 | Sat17:00 | 0.4147 | 0.4394 | 0.2466 | 0.3954 | Sat17:00 | 0.4036 | 0.2261 | 0.3179 | 0.7534 | Sat17:00 | 0.6596 | 0.2828 | 0.3482 | 0.0605
Sat18:00 | 0.2665 | 0.5303 | 0 | 0 | Sat18:00 | 0.196 | 0.2368 | 0.0604 | 0.1128 | Sat18:00 | 0.3514 | 0.2343 | 0.334 | 0.7722 | Sat18:00 | 0.7429 | 0.2806 | 0.3453 | 0.0192
Sat19:00 | 0.005 | 0.0853 | 0 | 0 | Sat19:00 | 0.05 | 0.063 | 0 | 0.0005 | Sat19:00 | 0.3238 | 0.2466 | 0.3997 | 0.7706 | Sat19:00 | 0.8505 | 0.3448 | 0.4907 | 0.0157
Sat20:00 | 0 | 0 | 0 | 0 | Sat20:00 | 0.0009 | 0.0021 | 0 | 0 | Sat20:00 | 0.3047 | 0.2776 | 0.4898 | 0.7582 | Sat20:00 | 0.7683 | 0.2414 | 0.3815 | 0.0575
Sat21:00 | 0 | 0 | 0 | 0 | Sat21:00 | 0 | 0 | 0 | 0 | Sat21:00 | 0.2948 | 0.303 | 0.5531 | 0.7235 | Sat21:00 | 0.6088 | 0.1787 | 0.2435 | 0.1223
Sat22:00 | 0 | 0 | 0 | 0 | Sat22:00 | 0 | 0 | 0 | 0 | Sat22:00 | 0.2832 | 0.2818 | 0.5657 | 0.6502 | Sat22:00 | 0.6391 | 0.3176 | 0.2567 | 0.1161
Sat23:00 | 0 | 0 | 0 | 0 | Sat23:00 | 0 | 0 | 0 | 0 | Sat23:00 | 0.3416 | 0.3367 | 0.5797 | 0.5235 | Sat23:00 | 0.6404 | 0.2912 | 0.2176 | 0.1157
Sat24:00 | 0 | 0 | 0 | 0 | Sat24:00 | 0 | 0 | 0 | 0 | Sat24:00 | 0.3355 | 0.3063 | 0.5536 | 0.4861 | Sat24:00 | 0.5872 | 0.3289 | 0.1957 | 0.1112
Sun1:00 | 0 | 0 | 0 | 0 | Sun1:00 | 0 | 0 | 0 | 0 | Sun1:00 | 0.3514 | 0.2232 | 0.5383 | 0.4894 | Sun1:00 | 0.6001 | 0.4081 | 0.162 | 0.1294
Sun2:00 | 0 | 0 | 0 | 0 | Sun2:00 | 0 | 0 | 0 | 0 | Sun2:00 | 0.371 | 0.214 | 0.5083 | 0.4571 | Sun2:00 | 0.5135 | 0.3638 | 0.2239 | 0.1306
Sun3:00 | 0 | 0 | 0 | 0 | Sun3:00 | 0 | 0 | 0 | 0 | Sun3:00 | 0.4071 | 0.2288 | 0.4608 | 0.4496 | Sun3:00 | 0.4901 | 0.3053 | 0.2964 | 0.162
Sun4:00 | 0 | 0 | 0 | 0 | Sun4:00 | 0 | 0 | 0 | 0 | Sun4:00 | 0.433 | 0.2105 | 0.4607 | 0.4382 | Sun4:00 | 0.41 | 0.2675 | 0.3566 | 0.2013
Sun5:00 | 0 | 0 | 0 | 0 | Sun5:00 | 0 | 0 | 0 | 0 | Sun5:00 | 0.4154 | 0.1559 | 0.4714 | 0.4728 | Sun5:00 | 0.3282 | 0.2219 | 0.3692 | 0.1816
Sun6:00 | 0 | 0 | 0 | 0 | Sun6:00 | 0.0017 | 0.0004 | 0 | 0 | Sun6:00 | 0.3802 | 0.1288 | 0.4896 | 0.4151 | Sun6:00 | 0.3154 | 0.1878 | 0.3588 | 0.2309
Sun7:00 | 0 | 0 | 0 | 0 | Sun7:00 | 0.0699 | 0.0477 | 0.0034 | 0 | Sun7:00 | 0.3646 | 0.115 | 0.4554 | 0.3853 | Sun7:00 | 0.32 | 0.2629 | 0.3672 | 0.2689
Sun8:00 | 0.0388 | 0.0848 | 0 | 0 | Sun8:00 | 0.2327 | 0.2348 | 0.0849 | 0.0402 | Sun8:00 | 0.3526 | 0.1138 | 0.4504 | 0.3941 | Sun8:00 | 0.3307 | 0.2438 | 0.3693 | 0.256
Sun9:00 | 0.2489 | 0.4856 | 0.1737 | 0 | Sun9:00 | 0.4191 | 0.4658 | 0.232 | 0.3217 | Sun9:00 | 0.3389 | 0.1264 | 0.4556 | 0.4136 | Sun9:00 | 0.363 | 0.2458 | 0.3727 | 0.2585
Sun10:00 | 0.4698 | 0.8127 | 0.6788 | 0.1891 | Sun10:00 | 0.6233 | 0.672 | 0.4015 | 0.5538 | Sun10:00 | 0.3949 | 0.0654 | 0.4949 | 0.3755 | Sun10:00 | 0.4723 | 0.2902 | 0.4792 | 0.3448
Sun11:00 | 0.5726 | 0.8822 | 0.6875 | 0.4782 | Sun11:00 | 0.7036 | 0.8139 | 0.4871 | 0.7884 | Sun11:00 | 0.3885 | 0.0988 | 0.4956 | 0.367 | Sun11:00 | 0.5361 | 0.2903 | 0.5844 | 0.2203
Sun12:00 | 0.5925 | 0.8269 | 0.5743 | 0.4384 | Sun12:00 | 0.8061 | 0.8715 | 0.4891 | 0.7666 | Sun12:00 | 0.4488 | 0.2063 | 0.4454 | 0.351 | Sun12:00 | 0.5392 | 0.2138 | 0.5871 | 0.1864
Sun13:00 | 0.4999 | 0.8703 | 0.5935 | 0.3861 | Sun13:00 | 0.7878 | 0.906 | 0.5737 | 0.6878 | Sun13:00 | 0.4446 | 0.2228 | 0.3719 | 0.3535 | Sun13:00 | 0.5989 | 0.1771 | 0.6132 | 0.1166
Sun14:00 | 0.6057 | 0.8246 | 0.5292 | 0.3893 | Sun14:00 | 0.802 | 0.8526 | 0.5368 | 0.6644 | Sun14:00 | 0.3849 | 0.2448 | 0.3468 | 0.3223 | Sun14:00 | 0.4993 | 0.1237 | 0.6468 | 0.1379
Sun15:00 | 0.6044 | 0.7475 | 0.5496 | 0.423 | Sun15:00 | 0.7122 | 0.7754 | 0.4971 | 0.5328 | Sun15:00 | 0.3435 | 0.2448 | 0.3312 | 0.3239 | Sun15:00 | 0.4422 | 0.0961 | 0.6643 | 0.0904
Sun16:00 | 0.7032 | 0.7156 | 0.4929 | 0.4992 | Sun16:00 | 0.6357 | 0.6468 | 0.3507 | 0.3565 | Sun16:00 | 0.2962 | 0.2487 | 0.3429 | 0.3447 | Sun16:00 | 0.3847 | 0.1247 | 0.5901 | 0.0866
Sun17:00 | 0.696 | 0.6721 | 0.4235 | 0.5026 | Sun17:00 | 0.4543 | 0.4786 | 0.2437 | 0.3135 | Sun17:00 | 0.2557 | 0.282 | 0.3151 | 0.4118 | Sun17:00 | 0.3042 | 0.2714 | 0.6116 | 0.117
Sun18:00 | 0.4151 | 0.5447 | 0 | 0 | Sun18:00 | 0.2032 | 0.2535 | 0.0565 | 0.102 | Sun18:00 | 0.2843 | 0.3442 | 0.2846 | 0.4952 | Sun18:00 | 0.2652 | 0.5453 | 0.5802 | 0.1353
Sun19:00 | 0 | 0.0535 | 0 | 0 | Sun19:00 | 0.0516 | 0.0616 | 0 | 0.0006 | Sun19:00 | 0.3347 | 0.4973 | 0.3001 | 0.6037 | Sun19:00 | 0.4225 | 0.4958 | 0.5045 | 0.2615
Sun20:00 | 0 | 0 | 0 | 0 | Sun20:00 | 0.0008 | 0.0022 | 0 | 0 | Sun20:00 | 0.407 | 0.4043 | 0.4267 | 0.5197 | Sun20:00 | 0.6753 | 0.4323 | 0.4627 | 0.5125
Sun21:00 | 0 | 0 | 0 | 0 | Sun21:00 | 0 | 0 | 0 | 0 | Sun21:00 | 0.4633 | 0.3049 | 0.5333 | 0.4451 | Sun21:00 | 0.8088 | 0.2982 | 0.3983 | 0.7474
Sun22:00 | 0 | 0 | 0 | 0 | Sun22:00 | 0 | 0 | 0 | 0 | Sun22:00 | 0.5966 | 0.2186 | 0.5098 | 0.367 | Sun22:00 | 0.8849 | 0.1287 | 0.3914 | 0.7037
Sun23:00 | 0 | 0 | 0 | 0 | Sun23:00 | 0 | 0 | 0 | 0 | Sun23:00 | 0.6094 | 0.1855 | 0.5686 | 0.3729 | Sun23:00 | 0.8488 | 0.0711 | 0.3666 | 0.6092
Sun24:00 | 0 | 0 | 0 | 0 | Sun24:00 | 0 | 0 | 0 | 0 | Sun24:00 | 0.6263 | 0.1581 | 0.5434 | 0.5786 | Sun24:00 | 0.8192 | 0.0725 | 0.3333 | 0.5239
Mon1:00 | 0 | 0 | 0 | 0 | Mon1:00 | 0 | 0 | 0 | 0 | Mon1:00 | 0.4584 | 0.4735 | 0.4522 | 0.1427 | Mon1:00 | 0.4924 | 0.3333 | 0.3962 | 0.8411
Mon2:00 | 0 | 0 | 0 | 0 | Mon2:00 | 0 | 0 | 0 | 0 | Mon2:00 | 0.4382 | 0.4323 | 0.4117 | 0.174 | Mon2:00 | 0.4061 | 0.2973 | 0.3521 | 0.8349
Mon3:00 | 0 | 0 | 0 | 0 | Mon3:00 | 0 | 0 | 0 | 0 | Mon3:00 | 0.3873 | 0.3965 | 0.3737 | 0.1899 | Mon3:00 | 0.3231 | 0.2728 | 0.321 | 0.8062
Mon4:00 | 0 | 0 | 0 | 0 | Mon4:00 | 0 | 0 | 0 | 0 | Mon4:00 | 0.3861 | 0.2909 | 0.3328 | 0.192 | Mon4:00 | 0.3496 | 0.2314 | 0.2946 | 0.7992
Mon5:00 | 0 | 0 | 0 | 0 | Mon5:00 | 0 | 0 | 0 | 0 | Mon5:00 | 0.351 | 0.3461 | 0.2472 | 0.2101 | Mon5:00 | 0.4097 | 0.1817 | 0.2767 | 0.8169
Mon6:00 | 0 | 0 | 0 | 0 | Mon6:00 | 0.0008 | 0.0008 | 0 | 0 | Mon6:00 | 0.3316 | 0.3508 | 0.1931 | 0.2531 | Mon6:00 | 0.3524 | 0.1357 | 0.2291 | 0.8101
Mon7:00 | 0 | 0 | 0 | 0 | Mon7:00 | 0.0677 | 0.0532 | 0.0126 | 0 | Mon7:00 | 0.2803 | 0.2627 | 0.1238 | 0.3308 | Mon7:00 | 0.3117 | 0.1033 | 0.1485 | 0.7514
Mon8:00 | 0.0351 | 0.0713 | 0 | 0 | Mon8:00 | 0.2128 | 0.2324 | 0.214 | 0.0117 | Mon8:00 | 0.3163 | 0.2543 | 0.1034 | 0.2995 | Mon8:00 | 0.3508 | 0.1025 | 0.0995 | 0.7082
Mon9:00 | 0.357 | 0.438 | 0.025 | 0 | Mon9:00 | 0.4075 | 0.4647 | 0.5125 | 0.1476 | Mon9:00 | 0.3786 | 0.2689 | 0.1205 | 0.2815 | Mon9:00 | 0.3991 | 0.0907 | 0.0891 | 0.6826
Mon10:00 | 0.4734 | 0.6237 | 0.2039 | 0.0279 | Mon10:00 | 0.6248 | 0.6372 | 0.7427 | 0.2967 | Mon10:00 | 0.5424 | 0.2328 | 0.1151 | 0.2604 | Mon10:00 | 0.4116 | 0.0747 | 0.0735 | 0.613
Mon11:00 | 0.5202 | 0.6066 | 0.2434 | 0.1939 | Mon11:00 | 0.7255 | 0.7552 | 0.9021 | 0.3916 | Mon11:00 | 0.6198 | 0.2993 | 0.1267 | 0.2364 | Mon11:00 | 0.5961 | 0.1308 | 0.1026 | 0.5136
Mon12:00 | 0.6345 | 0.7166 | 0.2992 | 0.2563 | Mon12:00 | 0.9025 | 0.8431 | 0.9677 | 0.5073 | Mon12:00 | 0.622 | 0.4138 | 0.1494 | 0.1482 | Mon12:00 | 0.751 | 0.1603 | 0.1038 | 0.6168
Mon13:00 | 0.7061 | 0.6155 | 0.3193 | 0.2626 | Mon13:00 | 0.9142 | 0.7829 | 0.9773 | 0.5401 | Mon13:00 | 0.4561 | 0.4215 | 0.1572 | 0.1295 | Mon13:00 | 0.8559 | 0.1373 | 0.1238 | 0.7121
Mon14:00 | 0.7305 | 0.6989 | 0.3389 | 0.3122 | Mon14:00 | 0.8554 | 0.8254 | 0.9534 | 0.6217 | Mon14:00 | 0.4891 | 0.4584 | 0.1671 | 0.1218 | Mon14:00 | 0.7413 | 0.2331 | 0.127 | 0.6575
Mon15:00 | 0.7672 | 0.5604 | 0.4058 | 0.3401 | Mon15:00 | 0.8044 | 0.7165 | 0.8395 | 0.5511 | Mon15:00 | 0.4184 | 0.4879 | 0.1629 | 0.1124 | Mon15:00 | 0.607 | 0.2051 | 0.1179 | 0.6437
Mon16:00 | 0.6955 | 0.5785 | 0.3873 | 0.3902 | Mon16:00 | 0.6369 | 0.5908 | 0.6448 | 0.4381 | Mon16:00 | 0.366 | 0.5275 | 0.1256 | 0.1104 | Mon16:00 | 0.5399 | 0.209 | 0.1267 | 0.6363
Mon17:00 | 0.6592 | 0.5616 | 0.3385 | 0.3764 | Mon17:00 | 0.4608 | 0.4448 | 0.3798 | 0.2984 | Mon17:00 | 0.4031 | 0.5252 | 0.1122 | 0.1108 | Mon17:00 | 0.4828 | 0.2008 | 0.1554 | 0.5367
Mon18:00 | 0.5529 | 0.4437 | 0.0252 | 0 | Mon18:00 | 0.2071 | 0.2379 | 0.1037 | 0.102 | Mon18:00 | 0.432 | 0.5337 | 0.1369 | 0.1509 | Mon18:00 | 0.4105 | 0.2635 | 0.2086 | 0.4935
Mon19:00 | 0.0391 | 0.0819 | 0 | 0 | Mon19:00 | 0.0382 | 0.0593 | 0.0003 | 0.0004 | Mon19:00 | 0.4981 | 0.5549 | 0.1703 | 0.2257 | Mon19:00 | 0.4686 | 0.3084 | 0.2435 | 0.3428
Mon20:00 | 0 | 0 | 0 | 0 | Mon20:00 | 0.0004 | 0.0029 | 0 | 0 | Mon20:00 | 0.6337 | 0.4185 | 0.2335 | 0.261 | Mon20:00 | 0.7008 | 0.3039 | 0.3717 | 0.2368
Mon21:00 | 0 | 0 | 0 | 0 | Mon21:00 | 0 | 0 | 0 | 0 | Mon21:00 | 0.7384 | 0.279 | 0.4347 | 0.2907 | Mon21:00 | 0.813 | 0.3228 | 0.5082 | 0.1611
Mon22:00 | 0 | 0 | 0 | 0 | Mon22:00 | 0 | 0 | 0 | 0 | Mon22:00 | 0.7624 | 0.1459 | 0.4538 | 0.3796 | Mon22:00 | 0.7588 | 0.4831 | 0.6077 | 0.1385
Mon23:00 | 0 | 0 | 0 | 0 | Mon23:00 | 0 | 0 | 0 | 0 | Mon23:00 | 0.7219 | 0.1422 | 0.4256 | 0.3765 | Mon23:00 | 0.7053 | 0.4902 | 0.6071 | 0.1361
Mon24:00 | 0 | 0 | 0 | 0 | Mon24:00 | 0 | 0 | 0 | 0 | Mon24:00 | 0.7653 | 0.1133 | 0.4767 | 0.3506 | Mon24:00 | 0.778 | 0.448 | 0.6245 | 0.2236
Tue1:00 | 0 | 0 | 0 | 0 | Tue1:00 | 0 | 0 | 0 | 0 | Tue1:00 | 0.7559 | 0.0851 | 0.4644 | 0.3843 | Tue1:00 | 0.7738 | 0.4314 | 0.6527 | 0.3697
Tue2:00 | 0 | 0 | 0 | 0 | Tue2:00 | 0 | 0 | 0 | 0 | Tue2:00 | 0.6598 | 0.0865 | 0.4629 | 0.3752 | Tue2:00 | 0.6597 | 0.407 | 0.6053 | 0.4866
Tue3:00 | 0 | 0 | 0 | 0 | Tue3:00 | 0 | 0 | 0 | 0 | Tue3:00 | 0.6141 | 0.1123 | 0.4178 | 0.3747 | Tue3:00 | 0.5983 | 0.3059 | 0.4786 | 0.6787
Tue4:00 | 0 | 0 | 0 | 0 | Tue4:00 | 0 | 0 | 0 | 0 | Tue4:00 | 0.619 | 0.0947 | 0.4096 | 0.3725 | Tue4:00 | 0.5918 | 0.2256 | 0.5175 | 0.6032
Tue5:00 | 0 | 0 | 0 | 0 | Tue5:00 | 0 | 0 | 0 | 0 | Tue5:00 | 0.5376 | 0.0676 | 0.387 | 0.3631 | Tue5:00 | 0.4811 | 0.1985 | 0.4239 | 0.4361
Tue6:00 | 0 | 0 | 0 | 0 | Tue6:00 | 0.0014 | 0.0003 | 0 | 0 | Tue6:00 | 0.4888 | 0.0837 | 0.3088 | 0.3348 | Tue6:00 | 0.4005 | 0.2148 | 0.4609 | 0.4173
Tue7:00 | 0 | 0 | 0 | 0 | Tue7:00 | 0.0743 | 0.0491 | 0.0119 | 0 | Tue7:00 | 0.517 | 0.1103 | 0.2845 | 0.326 | Tue7:00 | 0.3794 | 0.1943 | 0.5055 | 0.3871
Tue8:00 | 0.0266 | 0.0431 | 0 | 0 | Tue8:00 | 0.242 | 0.2104 | 0.2056 | 0.0296 | Tue8:00 | 0.5903 | 0.0616 | 0.318 | 0.2865 | Tue8:00 | 0.5032 | 0.1317 | 0.3643 | 0.4703
Tue9:00 | 0.2188 | 0.3781 | 0.2121 | 0 | Tue9:00 | 0.4474 | 0.4282 | 0.5013 | 0.3267 | Tue9:00 | 0.6551 | 0.0626 | 0.3587 | 0.259 | Tue9:00 | 0.6067 | 0.0825 | 0.2454 | 0.6016
Tue10:00 | 0.5001 | 0.6912 | 0.7678 | 0.2558 | Tue10:00 | 0.6094 | 0.6162 | 0.7289 | 0.6234 | Tue10:00 | 0.562 | 0.0541 | 0.3291 | 0.2726 | Tue10:00 | 0.5442 | 0.0276 | 0.2336 | 0.4056
Tue11:00 | 0.6663 | 0.7479 | 0.7936 | 0.5511 | Tue11:00 | 0.8366 | 0.7585 | 0.8827 | 0.8188 | Tue11:00 | 0.5477 | 0.0714 | 0.3485 | 0.2359 | Tue11:00 | 0.5805 | 0.0501 | 0.1908 | 0.3643
Tue12:00 | 0.7878 | 0.7206 | 0.7805 | 0.4798 | Tue12:00 | 0.893 | 0.8323 | 0.8883 | 0.9411 | Tue12:00 | 0.492 | 0.0638 | 0.3277 | 0.2381 | Tue12:00 | 0.5079 | 0.0718 | 0.2092 | 0.3842
Tue13:00 | 0.7846 | 0.6743 | 0.7301 | 0.3762 | Tue13:00 | 0.9351 | 0.7771 | 0.9676 | 0.9674 | Tue13:00 | 0.4314 | 0.066 | 0.3176 | 0.1913 | Tue13:00 | 0.4854 | 0.0986 | 0.2073 | 0.4186
Tue14:00 | 0.793 | 0.6205 | 0.7973 | 0.4141 | Tue14:00 | 0.9111 | 0.8157 | 0.9071 | 0.9666 | Tue14:00 | 0.3924 | 0.0846 | 0.3044 | 0.1435 | Tue14:00 | 0.5206 | 0.0703 | 0.1263 | 0.3814
Tue15:00 | 0.7999 | 0.6515 | 0.7866 | 0.5252 | Tue15:00 | 0.844 | 0.7449 | 0.8114 | 0.8981 | Tue15:00 | 0.4186 | 0.0785 | 0.327 | 0.1224 | Tue15:00 | 0.6844 | 0.0952 | 0.1558 | 0.3897
Tue16:00 | 0.7143 | 0.6678 | 0.7479 | 0.5488 | Tue16:00 | 0.6271 | 0.6297 | 0.6142 | 0.711 | Tue16:00 | 0.5633 | 0.0546 | 0.3571 | 0.1325 | Tue16:00 | 0.6397 | 0.1706 | 0.1403 | 0.4209
Tue17:00 | 0.7309 | 0.5718 | 0.5611 | 0.5065 | Tue17:00 | 0.4703 | 0.4322 | 0.3639 | 0.4614 | Tue17:00 | 0.5739 | 0.0589 | 0.3515 | 0.1341 | Tue17:00 | 0.6117 | 0.1694 | 0.1138 | 0.2977
Tue18:00 | 0.4701 | 0.4027 | 0.0261 | 0 | Tue18:00 | 0.2022 | 0.2552 | 0.0947 | 0.156 | Tue18:00 | 0.5968 | 0.0818 | 0.3661 | 0.1517 | Tue18:00 | 0.6518 | 0.2268 | 0.1327 | 0.2077
Tue19:00 | 0.0376 | 0 | 0 | 0 | Tue19:00 | 0.0404 | 0.0576 | 0.0002 | 0.0007 | Tue19:00 | 0.6424 | 0.097 | 0.407 | 0.1729 | Tue19:00 | 0.6751 | 0.3233 | 0.1658 | 0.1322
Tue20:00 | 0 | 0 | 0 | 0 | Tue20:00 | 0.0004 | 0.0037 | 0 | 0 | Tue20:00 | 0.6337 | 0.092 | 0.4867 | 0.1667 | Tue20:00 | 0.7659 | 0.4035 | 0.3838 | 0.0591
Tue21:00 | 0 | 0 | 0 | 0 | Tue21:00 | 0 | 0 | 0 | 0 | Tue21:00 | 0.5887 | 0.0851 | 0.5883 | 0.1784 | Tue21:00 | 0.7986 | 0.4879 | 0.6316 | 0.0254
Tue22:00 | 0 | 0 | 0 | 0 | Tue22:00 | 0 | 0 | 0 | 0 | Tue22:00 | 0.6472 | 0.1268 | 0.5075 | 0.1969 | Tue22:00 | 0.7941 | 0.8107 | 0.5312 | 0.0305
Tue23:00 | 0 | 0 | 0 | 0 | Tue23:00 | 0 | 0 | 0 | 0 | Tue23:00 | 0.684 | 0.1344 | 0.4498 | 0.1971 | Tue23:00 | 0.8169 | 0.7725 | 0.4176 | 0.0853
Tue24:00 | 0 | 0 | 0 | 0 | Tue24:00 | 0 | 0 | 0 | 0 | Tue24:00 | 0.6465 | 0.1182 | 0.5298 | 0.1709 | Tue24:00 | 0.7426 | 0.6957 | 0.4825 | 0.337
Wed1:00 | 0 | 0 | 0 | 0 | Wed1:00 | 0 | 0 | 0 | 0 | Wed1:00 | 0.6323 | 0.0952 | 0.5323 | 0.1001 | Wed1:00 | 0.6947 | 0.6175 | 0.4516 | 0.4924
Wed2:00 | 0 | 0 | 0 | 0 | Wed2:00 | 0 | 0 | 0 | 0 | Wed2:00 | 0.6407 | 0.1405 | 0.5029 | 0.0817 | Wed2:00 | 0.7122 | 0.469 | 0.3505 | 0.5956
Wed3:00 | 0 | 0 | 0 | 0 | Wed3:00 | 0 | 0 | 0 | 0 | Wed3:00 | 0.6006 | 0.1478 | 0.5065 | 0.0728 | Wed3:00 | 0.7112 | 0.4334 | 0.2974 | 0.6654
Wed4:00 | 0 | 0 | 0 | 0 | Wed4:00 | 0 | 0 | 0 | 0 | Wed4:00 | 0.6086 | 0.1468 | 0.4622 | 0.0692 | Wed4:00 | 0.6442 | 0.5139 | 0.1985 | 0.7467
Wed5:00 | 0 | 0 | 0 | 0 | Wed5:00 | 0 | 0 | 0 | 0 | Wed5:00 | 0.6584 | 0.1491 | 0.4043 | 0.0662 | Wed5:00 | 0.5341 | 0.5115 | 0.1415 | 0.8279
Wed6:00 | 0 | 0 | 0 | 0 | Wed6:00 | 0.0016 | 0.0007 | 0 | 0 | Wed6:00 | 0.5677 | 0.1422 | 0.3749 | 0.0624 | Wed6:00 | 0.3585 | 0.4143 | 0.0748 | 0.8376
Wed7:00 | 0 | 0 | 0 | 0 | Wed7:00 | 0.071 | 0.0535 | 0.0122 | 0 | Wed7:00 | 0.4627 | 0.1186 | 0.3442 | 0.0663 | Wed7:00 | 0.2972 | 0.2452 | 0.0232 | 0.7763
Wed8:00 | 0.0748 | 0.0879 | 0 | 0 | Wed8:00 | 0.2222 | 0.2293 | 0.1961 | 0.0267 | Wed8:00 | 0.4266 | 0.0556 | 0.3338 | 0.0799 | Wed8:00 | 0.2879 | 0.119 | 0.0214 | 0.7449
Wed9:00 | 0.3753 | 0.5567 | 0.1213 | 0 | Wed9:00 | 0.4456 | 0.4712 | 0.4771 | 0.2942 | Wed9:00 | 0.394 | 0.0191 | 0.3413 | 0.1068 | Wed9:00 | 0.3025 | 0.0671 | 0.0255 | 0.7446
Wed10:00 | 0.5488 | 0.739 | 0.4494 | 0.1498 | Wed10:00 | 0.6622 | 0.6398 | 0.695 | 0.5866 | Wed10:00 | 0.3577 | 0.008 | 0.3867 | 0.0819 | Wed10:00 | 0.3308 | 0.0632 | 0 | 0.6437
Wed11:00 | 0.6302 | 0.6791 | 0.5743 | 0.3482 | Wed11:00 | 0.8005 | 0.7554 | 0.8307 | 0.837 | Wed11:00 | 0.44 | 0.0177 | 0.406 | 0.0702 | Wed11:00 | 0.3657 | 0.0628 | 0.0011 | 0.4671
Wed12:00 | 0.8498 | 0.6226 | 0.5459 | 0.3324 | Wed12:00 | 0.9071 | 0.7891 | 0.8695 | 0.8985 | Wed12:00 | 0.4791 | 0.0006 | 0.3822 | 0.0182 | Wed12:00 | 0.2617 | 0.0781 | 0.0223 | 0.3163
Wed13:00 | 0.8929 | 0.7015 | 0.4855 | 0.3249 | Wed13:00 | 0.9747 | 0.8616 | 0.9151 | 0.9202 | Wed13:00 | 0.3955 | 0.0018 | 0.3257 | 0.0205 | Wed13:00 | 0.3218 | 0.0632 | 0.1438 | 0.236
Wed14:00 | 0.9262 | 0.6431 | 0.417 | 0.3904 | Wed14:00 | 0.9445 | 0.7943 | 0.8894 | 0.9512 | Wed14:00 | 0.4271 | 0.005 | 0.334 | 0.0106 | Wed14:00 | 0.2864 | 0.087 | 0.0073 | 0.1701
Wed15:00 | 0.9117 | 0.6169 | 0.515 | 0.4618 | Wed15:00 | 0.8444 | 0.7361 | 0.7869 | 0.8187 | Wed15:00 | 0.4378 | 0.0779 | 0.3694 | 0.034 | Wed15:00 | 0.2993 | 0.0912 | 0.0137 | 0.1143
Wed16:00 | 0.9397 | 0.5773 | 0.4608 | 0.5228 | Wed16:00 | 0.701 | 0.5771 | 0.5878 | 0.6562 | Wed16:00 | 0.3723 | 0.115 | 0.3885 | 0.0675 | Wed16:00 | 0.4803 | 0.1271 | 0.1197 | 0.0819
Wed17:00 | 0.9275 | 0.4865 | 0.3705 | 0.3751 | Wed17:00 | 0.4825 | 0.4369 | 0.3464 | 0.3981 | Wed17:00 | 0.3439 | 0.0939 | 0.4068 | 0.0989 | Wed17:00 | 0.3951 | 0.1502 | 0.1775 | 0.0793
Wed18:00 | 0.8462 | 0.5322 | 0.0273 | 0 | Wed18:00 | 0.2308 | 0.2535 | 0.0896 | 0.1337 | Wed18:00 | 0.397 | 0.1118 | 0.3864 | 0.106 | Wed18:00 | 0.3293 | 0.1489 | 0.2124 | 0.0879
Wed19:00 | 0.1189 | 0.0232 | 0 | 0 | Wed19:00 | 0.0394 | 0.0684 | 0.0002 | 0.0004 | Wed19:00 | 0.3633 | 0.1143 | 0.3954 | 0.1536 | Wed19:00 | 0.466 | 0.1921 | 0.2399 | 0.0827
Wed20:00 | 0 | 0 | 0 | 0 | Wed20:00 | 0.0003 | 0.0031 | 0 | 0 | Wed20:00 | 0.4637 | 0.2168 | 0.4461 | 0.1801 | Wed20:00 | 0.5127 | 0.2853 | 0.2865 | 0.0838
Wed21:00 | 0 | 0 | 0 | 0 | Wed21:00 | 0 | 0 | 0 | 0 | Wed21:00 | 0.5396 | 0.3479 | 0.5084 | 0.2358 | Wed21:00 | 0.5644 | 0.3973 | 0.3681 | 0.115
Wed22:00 | 0 | 0 | 0 | 0 | Wed22:00 | 0 | 0 | 0 | 0 | Wed22:00 | 0.4254 | 0.4329 | 0.4837 | 0.2457 | Wed22:00 | 0.8105 | 0.4431 | 0.2088 | 0.211
Wed23:00 | 0 | 0 | 0 | 0 | Wed23:00 | 0 | 0 | 0 | 0 | Wed23:00 | 0.5763 | 0.4048 | 0.4597 | 0.2455 | Wed23:00 | 0.6787 | 0.5329 | 0.18 | 0.3612
Wed24:00 | 0 | 0 | 0 | 0 | Wed24:00 | 0 | 0 | 0 | 0 | Wed24:00 | 0.6063 | 0.3449 | 0.5017 | 0.1806 | Wed24:00 | 0.5398 | 0.4869 | 0.1347 | 0.4892
West
| SOLAR CSP |  |  |  |  | SOLAR PVSAT |  |  |  |  | wind |  |  |  |  | new wind
| Spring | Summer | Fall | Winter |  | Spring | Summer | Fall | Winter |  | Spring | Summer | Fall | Winter |  | Spring | Summer | Fall | Winter
Sat1:00 | 0 | 0 | 0 | 0 | Sat1:00 | 0 | 0 | 0 | 0 | Sat1:00 | 0.5929 | 0.0657 | 0.5139 | 0.5374 | Sat1:00 | 0.6246 | 0.595 | 0.0521 | 0.66
Sat2:00 | 0 | 0 | 0 | 0 | Sat2:00 | 0 | 0 | 0 | 0 | Sat2:00 | 0.5678 | 0.0718 | 0.5313 | 0.6852 | Sat2:00 | 0.6087 | 0.6289 | 0.0355 | 0.7003
Sat3:00 | 0 | 0 | 0 | 0 | Sat3:00 | 0 | 0 | 0 | 0 | Sat3:00 | 0.5264 | 0.0766 | 0.4405 | 0.6621 | Sat3:00 | 0.5897 | 0.656 | 0.0599 | 0.701
Sat4:00 | 0 | 0 | 0 | 0 | Sat4:00 | 0 | 0 | 0 | 0 | Sat4:00 | 0.519 | 0.0983 | 0.4024 | 0.6684 | Sat4:00 | 0.524 | 0.6802 | 0.0653 | 0.7402
Sat5:00 | 0 | 0 | 0 | 0 | Sat5:00 | 0 | 0 | 0 | 0 | Sat5:00 | 0.3986 | 0.1415 | 0.5498 | 0.7309 | Sat5:00 | 0.4395 | 0.6684 | 0.1161 | 0.7228
Sat6:00 | 0 | 0 | 0 | 0 | Sat6:00 | 0.0023 | 0.001 | 0 | 0 | Sat6:00 | 0.3384 | 0.1055 | 0.5121 | 0.703 | Sat6:00 | 0.3069 | 0.6706 | 0.1463 | 0.6591
Sat7:00 | 0 | 0 | 0 | 0 | Sat7:00 | 0.0533 | 0.0384 | 0.0085 | 0 | Sat7:00 | 0.2644 | 0.0688 | 0.4103 | 0.5857 | Sat7:00 | 0.2613 | 0.6117 | 0.1485 | 0.5727
Sat8:00 | 0.0969 | 0.0533 | 0 | 0 | Sat8:00 | 0.2078 | 0.1837 | 0.119 | 0.0135 | Sat8:00 | 0.291 | 0.0235 | 0.4052 | 0.5661 | Sat8:00 | 0.2758 | 0.5613 | 0.131 | 0.5156
Sat9:00 | 0.4017 | 0.3269 | 0.0516 | 0 | Sat9:00 | 0.3686 | 0.3841 | 0.2951 | 0.2021 | Sat9:00 | 0.3209 | 0.0022 | 0.422 | 0.6113 | Sat9:00 | 0.2923 | 0.5095 | 0.1231 | 0.4145
Sat10:00 | 0.4929 | 0.4919 | 0.3717 | 0.1384 | Sat10:00 | 0.5905 | 0.5878 | 0.4303 | 0.4708 | Sat10:00 | 0.4111 | 0.0014 | 0.3667 | 0.6669 | Sat10:00 | 0.4043 | 0.4676 | 0.1473 | 0.4465
Sat11:00 | 0.6024 | 0.5836 | 0.6521 | 0.4525 | Sat11:00 | 0.74 | 0.6704 | 0.5943 | 0.6837 | Sat11:00 | 0.5402 | 0.0012 | 0.4943 | 0.6391 | Sat11:00 | 0.475 | 0.3889 | 0.1651 | 0.4259
Sat12:00 | 0.5964 | 0.5762 | 0.73 | 0.5023 | Sat12:00 | 0.7667 | 0.7894 | 0.8252 | 0.7586 | Sat12:00 | 0.7457 | 0.0003 | 0.5333 | 0.7443 | Sat12:00 | 0.7473 | 0.3732 | 0.2898 | 0.2975
Sat13:00 | 0.7009 | 0.6441 | 0.7713 | 0.4444 | Sat13:00 | 0.8396 | 0.7973 | 0.8877 | 0.8654 | Sat13:00 | 0.7899 | 0.002 | 0.5794 | 0.7386 | Sat13:00 | 0.8108 | 0.2755 | 0.4056 | 0.2254
Sat14:00 | 0.6088 | 0.7064 | 0.6511 | 0.5319 | Sat14:00 | 0.7868 | 0.8151 | 0.8775 | 0.7632 | Sat14:00 | 0.7345 | 0.003 | 0.4518 | 0.688 | Sat14:00 | 0.7666 | 0.2162 | 0.4214 | 0.1197
Sat15:00 | 0.6989 | 0.6151 | 0.6744 | 0.7768 | Sat15:00 | 0.7445 | 0.6844 | 0.7466 | 0.7853 | Sat15:00 | 0.5509 | 0.0014 | 0.3098 | 0.6971 | Sat15:00 | 0.7487 | 0.1983 | 0.5063 | 0.0783
Sat16:00 | 0.7181 | 0.4919 | 0.7143 | 0.8226 | Sat16:00 | 0.6141 | 0.5934 | 0.6106 | 0.6023 | Sat16:00 | 0.4399 | 0.0033 | 0.2689 | 0.7162 | Sat16:00 | 0.7461 | 0.2224 | 0.5389 | 0.0518
Sat17:00 | 0.7542 | 0.5592 | 0.5716 | 0.7085 | Sat17:00 | 0.4498 | 0.4193 | 0.3718 | 0.3479 | Sat17:00 | 0.4192 | 0.0005 | 0.3053 | 0.6871 | Sat17:00 | 0.6477 | 0.1874 | 0.467 | 0.0299
Sat18:00 | 0.5799 | 0.5787 | 0 | 0.0539 | Sat18:00 | 0.2218 | 0.2473 | 0.112 | 0.1617 | Sat18:00 | 0.3245 | 0.0064 | 0.2862 | 0.7092 | Sat18:00 | 0.6657 | 0.2035 | 0.489 | 0.0179
Sat19:00 | 0.0621 | 0.2021 | 0 | 0 | Sat19:00 | 0.0476 | 0.0897 | 0.0019 | 0.0051 | Sat19:00 | 0.2542 | 0.0151 | 0.3685 | 0.7297 | Sat19:00 | 0.6437 | 0.2201 | 0.508 | 0.0285
Sat20:00 | 0 | 0 | 0 | 0 | Sat20:00 | 0.0013 | 0.006 | 0 | 0 | Sat20:00 | 0.2798 | 0.054 | 0.4935 | 0.7307 | Sat20:00 | 0.624 | 0.2074 | 0.3908 | 0.1005
Sat21:00 | 0 | 0 | 0 | 0 | Sat21:00 | 0 | 0 | 0 | 0 | Sat21:00 | 0.3598 | 0.1138 | 0.5771 | 0.6633 | Sat21:00 | 0.5992 | 0.1932 | 0.2791 | 0.2295
Sat22:00 | 0 | 0 | 0 | 0 | Sat22:00 | 0 | 0 | 0 | 0 | Sat22:00 | 0.3286 | 0.1335 | 0.6765 | 0.5982 | Sat22:00 | 0.6098 | 0.3269 | 0.1687 | 0.2634
Sat23:00 | 0 | 0 | 0 | 0 | Sat23:00 | 0 | 0 | 0 | 0 | Sat23:00 | 0.4423 | 0.2294 | 0.7893 | 0.4073 | Sat23:00 | 0.5164 | 0.4313 | 0.1632 | 0.3322
Sat24:00 | 0 | 0 | 0 | 0 | Sat24:00 | 0 | 0 | 0 | 0 | Sat24:00 | 0.5058 | 0.2176 | 0.7363 | 0.2858 | Sat24:00 | 0.5958 | 0.5749 | 0.1231 | 0.3614
Sun1:00 | 0 | 0 | 0 | 0 | Sun1:00 | 0 | 0 | 0 | 0 | Sun1:00 | 0.3563 | 0.0885 | 0.6983 | 0.3011 | Sun1:00 | 0.6656 | 0.6506 | 0.141 | 0.3414
Sun2:00 | 0 | 0 | 0 | 0 | Sun2:00 | 0 | 0 | 0 | 0 | Sun2:00 | 0.4459 | 0.1771 | 0.6709 | 0.2142 | Sun2:00 | 0.684 | 0.555 | 0.1786 | 0.3869
Sun3:00 | 0 | 0 | 0 | 0 | Sun3:00 | 0 | 0 | 0 | 0 | Sun3:00 | 0.5482 | 0.227 | 0.5967 | 0.2324 | Sun3:00 | 0.6587 | 0.514 | 0.1906 | 0.4799
Sun4:00 | 0 | 0 | 0 | 0 | Sun4:00 | 0 | 0 | 0 | 0 | Sun4:00 | 0.5457 | 0.1297 | 0.6007 | 0.1141 | Sun4:00 | 0.6506 | 0.5405 | 0.1848 | 0.531
Sun5:00 | 0 | 0 | 0 | 0 | Sun5:00 | 0 | 0 | 0 | 0 | Sun5:00 | 0.5213 | 0.0859 | 0.6528 | 0.1301 | Sun5:00 | 0.6212 | 0.529 | 0.1903 | 0.5098
Sun6:00 | 0 | 0 | 0 | 0 | Sun6:00 | 0.0015 | 0.0014 | 0 | 0 | Sun6:00 | 0.5563 | 0.0725 | 0.6683 | 0.1448 | Sun6:00 | 0.557 | 0.4931 | 0.2035 | 0.5064
Sun7:00 | 0 | 0 | 0 | 0 | Sun7:00 | 0.0519 | 0.0358 | 0.0093 | 0 | Sun7:00 | 0.5527 | 0.0396 | 0.6083 | 0.1268 | Sun7:00 | 0.5077 | 0.4053 | 0.2237 | 0.5683
Sun8:00 | 0.0958 | 0.055 | 0 | 0 | Sun8:00 | 0.2231 | 0.1958 | 0.0919 | 0.029 | Sun8:00 | 0.5262 | 0.0367 | 0.6379 | 0.0711 | Sun8:00 | 0.4993 | 0.3154 | 0.2335 | 0.5833
Sun9:00 | 0.4876 | 0.425 | 0.1022 | 0 | Sun9:00 | 0.4679 | 0.4188 | 0.2298 | 0.2357 | Sun9:00 | 0.5308 | 0.0356 | 0.6366 | 0.0594 | Sun9:00 | 0.4981 | 0.2435 | 0.2716 | 0.5984
Sun10:00 | 0.7086 | 0.8013 | 0.4292 | 0.2216 | Sun10:00 | 0.642 | 0.6038 | 0.3523 | 0.5058 | Sun10:00 | 0.652 | 0.1126 | 0.715 | 0.0275 | Sun10:00 | 0.5368 | 0.235 | 0.259 | 0.6047
Sun11:00 | 0.6528 | 0.8034 | 0.6141 | 0.8265 | Sun11:00 | 0.8321 | 0.7419 | 0.4458 | 0.7105 | Sun11:00 | 0.6483 | 0.0905 | 0.7232 | 0.0626 | Sun11:00 | 0.5109 | 0.1711 | 0.3238 | 0.4831
Sun12:00 | 0.8854 | 0.7894 | 0.6945 | 0.7768 | Sun12:00 | 0.9292 | 0.8 | 0.5502 | 0.7064 | Sun12:00 | 0.6884 | 0.0964 | 0.6033 | 0.0156 | Sun12:00 | 0.4834 | 0.1222 | 0.3575 | 0.3449
Sun13:00 | 0.7447 | 0.8016 | 0.686 | 0.7196 | Sun13:00 | 0.8194 | 0.8388 | 0.6171 | 0.4732 | Sun13:00 | 0.5721 | 0.0761 | 0.4412 | 0.068 | Sun13:00 | 0.4382 | 0.0666 | 0.4352 | 0.2752
Sun14:00 | 0.7966 | 0.6469 | 0.6938 | 0.7337 | Sun14:00 | 0.8449 | 0.7293 | 0.602 | 0.572 | Sun14:00 | 0.3521 | 0.0925 | 0.4368 | 0.062 | Sun14:00 | 0.3248 | 0.0447 | 0.5184 | 0.2041
Sun15:00 | 0.775 | 0.6192 | 0.7724 | 0.7906 | Sun15:00 | 0.7943 | 0.7342 | 0.4894 | 0.5573 | Sun15:00 | 0.1927 | 0.1101 | 0.376 | 0.049 | Sun15:00 | 0.2502 | 0.0689 | 0.5575 | 0.1207
Sun16:00 | 0.8231 | 0.6672 | 0.7791 | 0.8203 | Sun16:00 | 0.6907 | 0.6173 | 0.4414 | 0.2794 | Sun16:00 | 0.1565 | 0.1674 | 0.3369 | 0.0582 | Sun16:00 | 0.1982 | 0.0984 | 0.5913 | 0.0932
Sun17:00 | 0.8464 | 0.5631 | 0.661 | 0.7008 | Sun17:00 | 0.4852 | 0.4666 | 0.3259 | 0.0967 | Sun17:00 | 0.0911 | 0.2557 | 0.2776 | 0.0839 | Sun17:00 | 0.1674 | 0.165 | 0.6002 | 0.0869
Sun18:00 | 0.719 | 0.5664 | 0.0544 | 0.0562 | Sun18:00 | 0.2395 | 0.2534 | 0.1097 | 0.107 | Sun18:00 | 0.1042 | 0.4158 | 0.1917 | 0.1534 | Sun18:00 | 0.1915 | 0.2964 | 0.6076 | 0.1272
Sun19:00 | 0.209 | 0.2884 | 0 | 0 | Sun19:00 | 0.0523 | 0.0779 | 0.0013 | 0.0031 | Sun19:00 | 0.0756 | 0.4959 | 0.2267 | 0.2873 | Sun19:00 | 0.2659 | 0.3816 | 0.5489 | 0.2902
Sun20:00 | 0 | 0 | 0 | 0 | Sun20:00 | 0.0014 | 0.0052 | 0 | 0 | Sun20:00 | 0.2291 | 0.3843 | 0.46 | 0.2524 | Sun20:00 | 0.4517 | 0.3674 | 0.4124 | 0.5763
Sun21:00 | 0 | 0 | 0 | 0 | Sun21:00 | 0 | 0 | 0 | 0 | Sun21:00 | 0.4505 | 0.3261 | 0.6933 | 0.1809 | Sun21:00 | 0.6071 | 0.3439 | 0.3024 | 0.8064
Sun22:00 | 0 | 0 | 0 | 0 | Sun22:00 | 0 | 0 | 0 | 0 | Sun22:00 | 0.676 | 0.0357 | 0.6757 | 0.2413 | Sun22:00 | 0.7583 | 0.2113 | 0.249 | 0.8209
Sun23:00 | 0 | 0 | 0 | 0 | Sun23:00 | 0 | 0 | 0 | 0 | Sun23:00 | 0.832 | 0.0289 | 0.7606 | 0.1534 | Sun23:00 | 0.8299 | 0.2501 | 0.2241 | 0.7873
Sun24:00 | 0 | 0 | 0 | 0 | Sun24:00 | 0 | 0 | 0 | 0 | Sun24:00 | 0.8313 | 0.0233 | 0.7032 | 0.4997 | Sun24:00 | 0.862 | 0.2535 | 0.1826 | 0.7162
Mon1:00 | 0 | 0 | 0 | 0 | Mon1:00 | 0 | 0 | 0 | 0 | Mon1:00 | 0.5197 | 0.3774 | 0.683 | 0.0212 | Mon1:00 | 0.5329 | 0.4981 | 0.5302 | 0.5689
Mon2:00 | 0 | 0 | 0 | 0 | Mon2:00 | 0 | 0 | 0 | 0 | Mon2:00 | 0.4635 | 0.4877 | 0.666 | 0.0259 | Mon2:00 | 0.5189 | 0.5334 | 0.5308 | 0.607
Mon3:00 | 0 | 0 | 0 | 0 | Mon3:00 | 0 | 0 | 0 | 0 | Mon3:00 | 0.3942 | 0.4723 | 0.5532 | 0.0569 | Mon3:00 | 0.4499 | 0.5257 | 0.5118 | 0.5983
Mon4:00 | 0 | 0 | 0 | 0 | Mon4:00 | 0 | 0 | 0 | 0 | Mon4:00 | 0.3811 | 0.3272 | 0.3552 | 0.1117 | Mon4:00 | 0.4409 | 0.4735 | 0.5133 | 0.6071
Mon5:00 | 0 | 0 | 0 | 0 | Mon5:00 | 0 | 0 | 0 | 0 | Mon5:00 | 0.3955 | 0.2901 | 0.2014 | 0.0927 | Mon5:00 | 0.4284 | 0.3185 | 0.4865 | 0.6682
Mon6:00 | 0 | 0 | 0 | 0 | Mon6:00 | 0.0014 | 0.0015 | 0 | 0 | Mon6:00 | 0.3914 | 0.1573 | 0.1126 | 0.1226 | Mon6:00 | 0.3645 | 0.3162 | 0.4307 | 0.6936
Mon7:00 | 0 | 0 | 0 | 0 | Mon7:00 | 0.0498 | 0.0341 | 0.0109 | 0 | Mon7:00 | 0.3056 | 0.1852 | 0.0416 | 0.2254 | Mon7:00 | 0.2737 | 0.229 | 0.4067 | 0.6897
Mon8:00 | 0.0745 | 0.0402 | 0 | 0 | Mon8:00 | 0.2246 | 0.1946 | 0.1873 | 0.0359 | Mon8:00 | 0.3535 | 0.1475 | 0.0717 | 0.2737 | Mon8:00 | 0.2981 | 0.1646 | 0.3707 | 0.6771
Mon9:00 | 0.4007 | 0.4047 | 0.0788 | 0 | Mon9:00 | 0.4416 | 0.4311 | 0.4839 | 0.2855 | Mon9:00 | 0.4154 | 0.1328 | 0.1249 | 0.3512 | Mon9:00 | 0.3609 | 0.1323 | 0.3727 | 0.6578
Mon10:00 | 0.6609 | 0.7583 | 0.2712 | 0.0556 | Mon10:00 | 0.6201 | 0.6486 | 0.7149 | 0.6253 | Mon10:00 | 0.527 | 0.2359 | 0.1838 | 0.3794 | Mon10:00 | 0.5619 | 0.1513 | 0.2871 | 0.5878
Mon11:00 | 0.6685 | 0.6588 | 0.4512 | 0.5162 | Mon11:00 | 0.7945 | 0.7222 | 0.8531 | 0.8361 | Mon11:00 | 0.6871 | 0.1781 | 0.2195 | 0.2724 | Mon11:00 | 0.6683 | 0.1318 | 0.3429 | 0.3401
Mon12:00 | 0.72 | 0.7264 | 0.3914 | 0.7327 | Mon12:00 | 0.8263 | 0.8212 | 0.915 | 0.9433 | Mon12:00 | 0.7022 | 0.2142 | 0.2172 | 0.1557 | Mon12:00 | 0.6106 | 0.1014 | 0.4244 | 0.3198
Mon13:00 | 0.6356 | 0.8555 | 0.4293 | 0.6832 | Mon13:00 | 0.828 | 0.8709 | 0.9629 | 0.9645 | Mon13:00 | 0.527 | 0.311 | 0.2127 | 0.1558 | Mon13:00 | 0.456 | 0.1562 | 0.3954 | 0.426
Mon14:00 | 0.6347 | 0.82 | 0.4777 | 0.6969 | Mon14:00 | 0.8394 | 0.8511 | 0.9429 | 0.9553 | Mon14:00 | 0.4061 | 0.2557 | 0.1712 | 0.2096 | Mon14:00 | 0.3279 | 0.2103 | 0.3125 | 0.4809
Mon15:00 | 0.648 | 0.75 | 0.4996 | 0.7605 | Mon15:00 | 0.775 | 0.7549 | 0.8349 | 0.8088 | Mon15:00 | 0.339 | 0.2697 | 0.0925 | 0.1776 | Mon15:00 | 0.2515 | 0.2471 | 0.309 | 0.5136
Mon16:00 | 0.6073 | 0.7938 | 0.5301 | 0.8195 | Mon16:00 | 0.609 | 0.657 | 0.6607 | 0.7464 | Mon16:00 | 0.197 | 0.5868 | 0.0529 | 0.1779 | Mon16:00 | 0.2318 | 0.3121 | 0.263 | 0.5573
Mon17:00 | 0.7174 | 0.8234 | 0.4465 | 0.7611 | Mon17:00 | 0.4721 | 0.4879 | 0.4308 | 0.528 | Mon17:00 | 0.1653 | 0.6005 | 0.0333 | 0.1651 | Mon17:00 | 0.2694 | 0.3524 | 0.2859 | 0.551
Mon18:00 | 0.6841 | 0.7343 | 0.0975 | 0.0399 | Mon18:00 | 0.2385 | 0.2797 | 0.1514 | 0.2166 | Mon18:00 | 0.1809 | 0.5883 | 0.0254 | 0.1725 | Mon18:00 | 0.2944 | 0.4111 | 0.3033 | 0.4924
Mon19:00 | 0.1475 | 0.4403 | 0 | 0 | Mon19:00 | 0.0505 | 0.0768 | 0.0042 | 0.006 | Mon19:00 | 0.218 | 0.5383 | 0.0347 | 0.2766 | Mon19:00 | 0.3782 | 0.4341 | 0.3733 | 0.4472
Mon20:00 | 0 | 0 | 0 | 0 | Mon20:00 | 0.001 | 0.0041 | 0 | 0 | Mon20:00 | 0.4808 | 0.3526 | 0.207 | 0.3276 | Mon20:00 | 0.6172 | 0.3725 | 0.5728 | 0.3777
Mon21:00 | 0 | 0 | 0 | 0 | Mon21:00 | 0 | 0 | 0 | 0 | Mon21:00 | 0.7169 | 0.1853 | 0.5361 | 0.3659 | Mon21:00 | 0.7808 | 0.3504 | 0.7426 | 0.3213
Mon22:00 | 0 | 0 | 0 | 0 | Mon22:00 | 0 | 0 | 0 | 0 | Mon22:00 | 0.7813 | 0.0674 | 0.6719 | 0.524 | Mon22:00 | 0.792 | 0.427 | 0.813 | 0.2303
Mon23:00 | 0 | 0 | 0 | 0 | Mon23:00 | 0 | 0 | 0 | 0 | Mon23:00 | 0.7351 | 0.0542 | 0.575 | 0.5598 | Mon23:00 | 0.8031 | 0.4254 | 0.723 | 0.2358
Mon24:00 | 0 | 0 | 0 | 0 | Mon24:00 | 0 | 0 | 0 | 0 | Mon24:00 | 0.797 | 0.0375 | 0.6943 | 0.539 | Mon24:00 | 0.8139 | 0.4308 | 0.7301 | 0.3148
Tue1:00 | 0 | 0 | 0 | 0 | Tue1:00 | 0 | 0 | 0 | 0 | Tue1:00 | 0.798 | 0.0391 | 0.7035 | 0.4799 | Tue1:00 | 0.7896 | 0.3751 | 0.7431 | 0.3504
Tue2:00 | 0 | 0 | 0 | 0 | Tue2:00 | 0 | 0 | 0 | 0 | Tue2:00 | 0.7904 | 0.0459 | 0.6938 | 0.4096 | Tue2:00 | 0.7738 | 0.3411 | 0.6798 | 0.39
Tue3:00 | 0 | 0 | 0 | 0 | Tue3:00 | 0 | 0 | 0 | 0 | Tue3:00 | 0.7415 | 0.0233 | 0.6892 | 0.3345 | Tue3:00 | 0.7093 | 0.3326 | 0.6447 | 0.4823
Tue4:00 | 0 | 0 | 0 | 0 | Tue4:00 | 0 | 0 | 0 | 0 | Tue4:00 | 0.6947 | 0.0077 | 0.6926 | 0.3223 | Tue4:00 | 0.6718 | 0.2898 | 0.6648 | 0.5167
Tue5:00 | 0 | 0 | 0 | 0 | Tue5:00 | 0 | 0 | 0 | 0 | Tue5:00 | 0.5532 | 0.0147 | 0.5194 | 0.2852 | Tue5:00 | 0.5521 | 0.2921 | 0.6206 | 0.5348
Tue6:00 | 0 | 0 | 0 | 0 | Tue6:00 | 0.0011 | 0.0014 | 0 | 0 | Tue6:00 | 0.5148 | 0.0266 | 0.4579 | 0.2807 | Tue6:00 | 0.4763 | 0.2839 | 0.5931 | 0.5324
Tue7:00 | 0 | 0 | 0 | 0 | Tue7:00 | 0.051 | 0.0406 | 0.0099 | 0 | Tue7:00 | 0.5451 | 0.0472 | 0.4206 | 0.2769 | Tue7:00 | 0.4233 | 0.2856 | 0.5556 | 0.4422
Tue8:00 | 0.0782 | 0.0698 | 0 | 0 | Tue8:00 | 0.2454 | 0.1888 | 0.1759 | 0.0413 | Tue8:00 | 0.5797 | 0.0267 | 0.4329 | 0.2405 | Tue8:00 | 0.4533 | 0.136 | 0.4369 | 0.4665
Tue9:00 | 0.4506 | 0.3381 | 0.1787 | 0 | Tue9:00 | 0.5127 | 0.4385 | 0.4688 | 0.3194 | Tue9:00 | 0.5821 | 0.0113 | 0.4518 | 0.2168 | Tue9:00 | 0.4762 | 0.038 | 0.3606 | 0.4987
Tue10:00 | 0.9228 | 0.7594 | 0.6113 | 0.132 | Tue10:00 | 0.7309 | 0.6501 | 0.7086 | 0.6352 | Tue10:00 | 0.5755 | 0.039 | 0.4417 | 0.2966 | Tue10:00 | 0.4169 | 0.0279 | 0.2933 | 0.4078
Tue11:00 | 0.9743 | 0.8373 | 0.6188 | 0.6389 | Tue11:00 | 0.8784 | 0.7974 | 0.8629 | 0.8254 | Tue11:00 | 0.4891 | 0.079 | 0.4864 | 0.2275 | Tue11:00 | 0.3777 | 0.0628 | 0.3024 | 0.1649
Tue12:00 | 0.9818 | 0.7489 | 0.6312 | 0.7314 | Tue12:00 | 0.9569 | 0.8164 | 0.9378 | 0.954 | Tue12:00 | 0.4013 | 0.0587 | 0.3812 | 0.2689 | Tue12:00 | 0.2665 | 0.1233 | 0.2854 | 0.1795
Tue13:00 | 0.9828 | 0.7688 | 0.7068 | 0.6935 | Tue13:00 | 0.9736 | 0.8508 | 0.9599 | 0.9782 | Tue13:00 | 0.3778 | 0.0675 | 0.3326 | 0.1974 | Tue13:00 | 0.2708 | 0.1048 | 0.1965 | 0.2788
Tue14:00 | 0.9819 | 0.6757 | 0.7349 | 0.7007 | Tue14:00 | 0.975 | 0.8349 | 0.9447 | 0.944 | Tue14:00 | 0.4574 | 0.0942 | 0.2221 | 0.1174 | Tue14:00 | 0.3305 | 0.1106 | 0.1093 | 0.2808
Tue15:00 | 0.9796 | 0.86 | 0.7286 | 0.7586 | Tue15:00 | 0.8957 | 0.8321 | 0.8438 | 0.8869 | Tue15:00 | 0.5737 | 0.1067 | 0.1825 | 0.076 | Tue15:00 | 0.3886 | 0.1303 | 0.063 | 0.2883
Tue16:00 | 0.9737 | 0.7801 | 0.7461 | 0.8175 | Tue16:00 | 0.7347 | 0.6875 | 0.6649 | 0.7506 | Tue16:00 | 0.599 | 0.1017 | 0.1862 | 0.0979 | Tue16:00 | 0.4985 | 0.2081 | 0.0571 | 0.3262
Tue17:00 | 0.9372 | 0.7797 | 0.6148 | 0.7505 | Tue17:00 | 0.5054 | 0.5145 | 0.4159 | 0.4967 | Tue17:00 | 0.6262 | 0.1178 | 0.1594 | 0.0701 | Tue17:00 | 0.5438 | 0.2052 | 0.0607 | 0.2285
Tue18:00 | 0.8919 | 0.6133 | 0.1096 | 0.0423 | Tue18:00 | 0.2558 | 0.2997 | 0.139 | 0.2159 | Tue18:00 | 0.7303 | 0.1463 | 0.1405 | 0.0484 | Tue18:00 | 0.5946 | 0.2545 | 0.0689 | 0.1807
Tue19:00 | 0.2007 | 0.251 | 0 | 0 | Tue19:00 | 0.0514 | 0.0853 | 0.0034 | 0.0048 | Tue19:00 | 0.8221 | 0.1574 | 0.194 | 0.0837 | Tue19:00 | 0.623 | 0.3349 | 0.1204 | 0.1434
Tue20:00 | 0 | 0 | 0 | 0 | Tue20:00 | 0.0014 | 0.0061 | 0 | 0 | Tue20:00 | 0.7618 | 0.146 | 0.3391 | 0.0999 | Tue20:00 | 0.6069 | 0.3302 | 0.2837 | 0.074
Tue21:00 | 0 | 0 | 0 | 0 | Tue21:00 | 0 | 0 | 0 | 0 | Tue21:00 | 0.6551 | 0.1266 | 0.4807 | 0.1414 | Tue21:00 | 0.5416 | 0.3334 | 0.5048 | 0.0438
Tue22:00 | 0 | 0 | 0 | 0 | Tue22:00 | 0 | 0 | 0 | 0 | Tue22:00 | 0.6911 | 0.2725 | 0.6701 | 0.1593 | Tue22:00 | 0.755 | 0.5829 | 0.4313 | 0.0198
Tue23:00 | 0 | 0 | 0 | 0 | Tue23:00 | 0 | 0 | 0 | 0 | Tue23:00 | 0.7945 | 0.2517 | 0.6093 | 0.1847 | Tue23:00 | 0.8025 | 0.7191 | 0.2793 | 0.0531
Tue24:00 | 0 | 0 | 0 | 0 | Tue24:00 | 0 | 0 | 0 | 0 | Tue24:00 | 0.6785 | 0.2182 | 0.7157 | 0.1383 | Tue24:00 | 0.7681 | 0.6908 | 0.326 | 0.1613
Wed1:00 | 0 | 0 | 0 | 0 | Wed1:00 | 0 | 0 | 0 | 0 | Wed1:00 | 0.7385 | 0.1992 | 0.7536 | 0.1255 | Wed1:00 | 0.7746 | 0.6458 | 0.3213 | 0.2966
Wed2:00 | 0 | 0 | 0 | 0 | Wed2:00 | 0 | 0 | 0 | 0 | Wed2:00 | 0.7147 | 0.2288 | 0.6376 | 0.1116 | Wed2:00 | 0.7594 | 0.6386 | 0.3014 | 0.3956
Wed3:00 | 0 | 0 | 0 | 0 | Wed3:00 | 0 | 0 | 0 | 0 | Wed3:00 | 0.6608 | 0.2366 | 0.6103 | 0.1236 | Wed3:00 | 0.6753 | 0.6203 | 0.2377 | 0.4168
Wed4:00 | 0 | 0 | 0 | 0 | Wed4:00 | 0 | 0 | 0 | 0 | Wed4:00 | 0.5962 | 0.2052 | 0.5655 | 0.1064 | Wed4:00 | 0.6031 | 0.6372 | 0.2117 | 0.4012
Wed5:00 | 0 | 0 | 0 | 0 | Wed5:00 | 0 | 0 | 0 | 0 | Wed5:00 | 0.6502 | 0.1808 | 0.4825 | 0.0512 | Wed5:00 | 0.57 | 0.6422 | 0.1822 | 0.4154
Wed6:00 | 0 | 0 | 0 | 0 | Wed6:00 | 0.0015 | 0.0014 | 0 | 0 | Wed6:00 | 0.4836 | 0.1574 | 0.4772 | 0.0218 | Wed6:00 | 0.3677 | 0.5958 | 0.1443 | 0.4647
Wed7:00 | 0 | 0 | 0 | 0 | Wed7:00 | 0.045 | 0.0402 | 0.0092 | 0 | Wed7:00 | 0.2904 | 0.1129 | 0.4601 | 0.024 | Wed7:00 | 0.2605 | 0.4851 | 0.114 | 0.484
Wed8:00 | 0.1611 | 0.0911 | 0 | 0 | Wed8:00 | 0.2355 | 0.2033 | 0.1675 | 0.0423 | Wed8:00 | 0.2139 | 0.0397 | 0.4196 | 0.0343 | Wed8:00 | 0.2092 | 0.3096 | 0.0941 | 0.5185
Wed9:00 | 0.7383 | 0.4923 | 0.0636 | 0 | Wed9:00 | 0.4892 | 0.4409 | 0.4591 | 0.3173 | Wed9:00 | 0.1417 | 0.0097 | 0.4143 | 0.0584 | Wed9:00 | 0.1833 | 0.1685 | 0.0845 | 0.578
Wed10:00 | 0.8199 | 0.8163 | 0.2737 | 0.0386 | Wed10:00 | 0.7121 | 0.643 | 0.701 | 0.6547 | Wed10:00 | 0.0379 | 0.0124 | 0.4999 | 0.0509 | Wed10:00 | 0.142 | 0.2018 | 0.0266 | 0.6228
Wed11:00 | 0.8484 | 0.8846 | 0.4796 | 0.1874 | Wed11:00 | 0.8876 | 0.8013 | 0.8664 | 0.8572 | Wed11:00 | 0.0627 | 0.0026 | 0.4851 | 0.0297 | Wed11:00 | 0.1929 | 0.2542 | 0.0086 | 0.5061
Wed12:00 | 0.9808 | 0.8 | 0.285 | 0.2239 | Wed12:00 | 0.9623 | 0.8731 | 0.9612 | 0.9398 | Wed12:00 | 0.1399 | 0.007 | 0.3987 | 0.0012 | Wed12:00 | 0.213 | 0.2655 | 0.0001 | 0.2869
Wed13:00 | 0.9819 | 0.7661 | 0.4069 | 0.1786 | Wed13:00 | 0.9764 | 0.8538 | 0.9685 | 0.979 | Wed13:00 | 0.1708 | 0.0027 | 0.2583 | 0.0001 | Wed13:00 | 0.2308 | 0.2061 | 0.0033 | 0.2513
Wed14:00 | 0.9823 | 0.7702 | 0.4376 | 0.1154 | Wed14:00 | 0.9711 | 0.826 | 0.943 | 0.9732 | Wed14:00 | 0.2405 | 0.0001 | 0.2328 | 0.0116 | Wed14:00 | 0.1906 | 0.2543 | 0.0124 | 0.1803
Wed15:00 | 0.9831 | 0.7827 | 0.6098 | 0.2013 | Wed15:00 | 0.8894 | 0.8001 | 0.8365 | 0.8983 | Wed15:00 | 0.174 | 0.0035 | 0.1969 | 0.0383 | Wed15:00 | 0.1835 | 0.2967 | 0.0255 | 0.1254
Wed16:00 | 0.9867 | 0.7635 | 0.4854 | 0.1144 | Wed16:00 | 0.7363 | 0.6232 | 0.657 | 0.7648 | Wed16:00 | 0.1103 | 0.0072 | 0.1804 | 0.0908 | Wed16:00 | 0.1703 | 0.3283 | 0.1063 | 0.1184
Wed17:00 | 0.9918 | 0.7129 | 0.42 | 0.072 | Wed17:00 | 0.5256 | 0.4867 | 0.4067 | 0.4383 | Wed17:00 | 0.1563 | 0.0199 | 0.1367 | 0.1708 | Wed17:00 | 0.1604 | 0.3335 | 0.1551 | 0.1195
Wed18:00 | 0.9743 | 0.6888 | 0.0523 | 0.0062 | Wed18:00 | 0.2652 | 0.2965 | 0.1318 | 0.2126 | Wed18:00 | 0.0772 | 0.0366 | 0.1313 | 0.1871 | Wed18:00 | 0.1837 | 0.3206 | 0.1884 | 0.1028
Wed19:00 | 0.3876 | 0.2407 | 0 | 0 | Wed19:00 | 0.0509 | 0.0852 | 0.0027 | 0.006 | Wed19:00 | 0.1235 | 0.092 | 0.1717 | 0.2838 | Wed19:00 | 0.2264 | 0.3695 | 0.2483 | 0.1117
Wed20:00 | 0 | 0 | 0 | 0 | Wed20:00 | 0.0005 | 0.0061 | 0 | 0 | Wed20:00 | 0.4422 | 0.1953 | 0.2743 | 0.3017 | Wed20:00 | 0.2994 | 0.4432 | 0.2258 | 0.1596
Wed21:00 | 0 | 0 | 0 | 0 | Wed21:00 | 0 | 0 | 0 | 0 | Wed21:00 | 0.6976 | 0.3212 | 0.4226 | 0.3112 | Wed21:00 | 0.3643 | 0.5156 | 0.224 | 0.2294
Wed22:00 | 0 | 0 | 0 | 0 | Wed22:00 | 0 | 0 | 0 | 0 | Wed22:00 | 0.6747 | 0.2779 | 0.5289 | 0.2569 | Wed22:00 | 0.4718 | 0.4861 | 0.2068 | 0.2983
Wed23:00 | 0 | 0 | 0 | 0 | Wed23:00 | 0 | 0 | 0 | 0 | Wed23:00 | 0.8367 | 0.3531 | 0.5869 | 0.2185 | Wed23:00 | 0.5131 | 0.5371 | 0.1897 | 0.4753
Wed24:00 | 0 | 0 | 0 | 0 | Wed24:00 | 0 | 0 | 0 | 0 | Wed24:00 | 0.7542 | 0.432 | 0.6247 | 0.137 | Wed24:00 | 0.523 | 0.58 | 0.1602 | 0.6717
Coastal
| SOLAR CSP |  |  |  |  | SOLAR PVSAT |  |  |  |  | wind |  |  |  |  | new wind
| Spring | Summer | Fall | Winter |  | Spring | Summer | Fall | Winter |  | Spring | Summer | Fall | Winter |  | Spring | Summer | Fall | Winter
Sat1:00 | 0 | 0 | 0 | 0 | Sat1:00 | 0 | 0 | 0 | 0 | Sat1:00 | 0.122 | 0.0349 | 0.1167 | 0.1347 | Sat1:00 | 0.06 | 0.1678 | 0.0026 | 0.4152
Sat2:00 | 0 | 0 | 0 | 0 | Sat2:00 | 0 | 0 | 0 | 0 | Sat2:00 | 0.1253 | 0.0325 | 0.1184 | 0.1537 | Sat2:00 | 0.0421 | 0.1439 | 0.0067 | 0.3975
Sat3:00 | 0 | 0 | 0 | 0 | Sat3:00 | 0 | 0 | 0 | 0 | Sat3:00 | 0.1268 | 0.0335 | 0.0986 | 0.1681 | Sat3:00 | 0.0588 | 0.1111 | 0.0119 | 0.4136
Sat4:00 | 0 | 0 | 0 | 0 | Sat4:00 | 0 | 0 | 0 | 0 | Sat4:00 | 0.1301 | 0.0294 | 0.099 | 0.1481 | Sat4:00 | 0.0365 | 0.1189 | 0.0273 | 0.3505
Sat5:00 | 0 | 0 | 0 | 0 | Sat5:00 | 0 | 0 | 0 | 0 | Sat5:00 | 0.0956 | 0.0355 | 0.1077 | 0.1444 | Sat5:00 | 0.0217 | 0.2113 | 0.0329 | 0.303
Sat6:00 | 0 | 0 | 0 | 0 | Sat6:00 | 0.0011 | 0 | 0 | 0 | Sat6:00 | 0.0657 | 0.0289 | 0.099 | 0.1415 | Sat6:00 | 0.0108 | 0.2063 | 0.0248 | 0.1694
Sat7:00 | 0 | 0 | 0 | 0 | Sat7:00 | 0.0673 | 0.0548 | 0.0163 | 0 | Sat7:00 | 0.0677 | 0.0269 | 0.09 | 0.1336 | Sat7:00 | 0.0033 | 0.1722 | 0.0432 | 0.121
Sat8:00 | 0 | 0.0424 | 0 | 0 | Sat8:00 | 0.2222 | 0.2425 | 0.2101 | 0.0726 | Sat8:00 | 0.061 | 0.0149 | 0.083 | 0.1428 | Sat8:00 | 0.0019 | 0.2774 | 0.0129 | 0.1699
Sat9:00 | 0.088 | 0.3979 | 0.0453 | 0 | Sat9:00 | 0.4051 | 0.437 | 0.4856 | 0.4161 | Sat9:00 | 0.0593 | 0.0109 | 0.0832 | 0.1671 | Sat9:00 | 0.0015 | 0.3781 | 0.0061 | 0.2963
Sat10:00 | 0.0654 | 0.4928 | 0.2141 | 0.4106 | Sat10:00 | 0.5443 | 0.5544 | 0.6413 | 0.6971 | Sat10:00 | 0.085 | 0.0245 | 0.1029 | 0.1785 | Sat10:00 | 0.0123 | 0.6003 | 0.0041 | 0.2163
Sat11:00 | 0.2792 | 0.6769 | 0.2199 | 0.8126 | Sat11:00 | 0.6243 | 0.7447 | 0.7139 | 0.8349 | Sat11:00 | 0.1082 | 0.0075 | 0.1272 | 0.1838 | Sat11:00 | 0.019 | 0.4935 | 0.0217 | 0.2394
Sat12:00 | 0.3957 | 0.6112 | 0.291 | 0.7593 | Sat12:00 | 0.6955 | 0.7861 | 0.8314 | 0.9783 | Sat12:00 | 0.1763 | 0.0024 | 0.1376 | 0.208 | Sat12:00 | 0.0402 | 0.43 | 0.0724 | 0.2493
Sat13:00 | 0.5934 | 0.5661 | 0.4007 | 0.7401 | Sat13:00 | 0.7736 | 0.7714 | 0.8385 | 0.9641 | Sat13:00 | 0.1962 | 0.003 | 0.1292 | 0.2125 | Sat13:00 | 0.0678 | 0.2365 | 0.115 | 0.2967
Sat14:00 | 0.5116 | 0.5885 | 0.4007 | 0.7523 | Sat14:00 | 0.7697 | 0.7447 | 0.7205 | 0.967 | Sat14:00 | 0.1764 | 0.0088 | 0.1065 | 0.2122 | Sat14:00 | 0.0813 | 0.2476 | 0.082 | 0.3895
Sat15:00 | 0.6192 | 0.6302 | 0.3935 | 0.7945 | Sat15:00 | 0.7073 | 0.7302 | 0.7149 | 0.8878 | Sat15:00 | 0.166 | 0.0315 | 0.084 | 0.2043 | Sat15:00 | 0.1963 | 0.3119 | 0.0638 | 0.6213
Sat16:00 | 0.478 | 0.6802 | 0.4212 | 0.8228 | Sat16:00 | 0.541 | 0.6353 | 0.5087 | 0.695 | Sat16:00 | 0.1907 | 0.0454 | 0.0707 | 0.2198 | Sat16:00 | 0.2186 | 0.541 | 0.082 | 0.5574
Sat17:00 | 0.4307 | 0.6433 | 0.2641 | 0.7617 | Sat17:00 | 0.3859 | 0.4392 | 0.2844 | 0.4524 | Sat17:00 | 0.1527 | 0.0448 | 0.0821 | 0.1887 | Sat17:00 | 0.2777 | 0.6209 | 0.0927 | 0.5244
Sat18:00 | 0.298 | 0.3345 | 0 | 0 | Sat18:00 | 0.1645 | 0.2049 | 0.051 | 0.1322 | Sat18:00 | 0.1388 | 0.0425 | 0.1007 | 0.1955 | Sat18:00 | 0.238 | 0.6202 | 0.1148 | 0.4573
Sat19:00 | 0 | 0 | 0 | 0 | Sat19:00 | 0.031 | 0.0409 | 0 | 0 | Sat19:00 | 0.141 | 0.0598 | 0.1242 | 0.2172 | Sat19:00 | 0.2503 | 0.759 | 0.061 | 0.4144
Sat20:00 | 0 | 0 | 0 | 0 | Sat20:00 | 0 | 0 | 0 | 0 | Sat20:00 | 0.1352 | 0.0629 | 0.1568 | 0.2178 | Sat20:00 | 0.2951 | 0.8016 | 0.0761 | 0.3805
Sat21:00 | 0 | 0 | 0 | 0 | Sat21:00 | 0 | 0 | 0 | 0 | Sat21:00 | 0.1313 | 0.0722 | 0.1731 | 0.1981 | Sat21:00 | 0.3505 | 0.7982 | 0.0951 | 0.3621
Sat22:00 | 0 | 0 | 0 | 0 | Sat22:00 | 0 | 0 | 0 | 0 | Sat22:00 | 0.1152 | 0.0674 | 0.1805 | 0.1479 | Sat22:00 | 0.1874 | 0.6911 | 0.1587 | 0.3513
Sat23:00 | 0 | 0 | 0 | 0 | Sat23:00 | 0 | 0 | 0 | 0 | Sat23:00 | 0.1129 | 0.1035 | 0.2002 | 0.1244 | Sat23:00 | 0.1344 | 0.5303 | 0.1218 | 0.2666
Sat24:00 | 0 | 0 | 0 | 0 | Sat24:00 | 0 | 0 | 0 | 0 | Sat24:00 | 0.1081 | 0.09 | 0.1963 | 0.1195 | Sat24:00 | 0.2209 | 0.3437 | 0.0849 | 0.1902
Sun1:00 | 0 | 0 | 0 | 0 | Sun1:00 | 0 | 0 | 0 | 0 | Sun1:00 | 0.1389 | 0.0584 | 0.1944 | 0.1202 | Sun1:00 | 0.2502 | 0.2579 | 0.0521 | 0.1512
Sun2:00 | 0 | 0 | 0 | 0 | Sun2:00 | 0 | 0 | 0 | 0 | Sun2:00 | 0.1635 | 0.057 | 0.1898 | 0.1051 | Sun2:00 | 0.1886 | 0.1828 | 0.0284 | 0.1215
Sun3:00 | 0 | 0 | 0 | 0 | Sun3:00 | 0 | 0 | 0 | 0 | Sun3:00 | 0.1671 | 0.0617 | 0.1725 | 0.1059 | Sun3:00 | 0.1584 | 0.2034 | 0.0194 | 0.0979
Sun4:00 | 0 | 0 | 0 | 0 | Sun4:00 | 0 | 0 | 0 | 0 | Sun4:00 | 0.1632 | 0.0526 | 0.166 | 0.1136 | Sun4:00 | 0.1806 | 0.1989 | 0.0198 | 0.1377
Sun5:00 | 0 | 0 | 0 | 0 | Sun5:00 | 0 | 0 | 0 | 0 | Sun5:00 | 0.1594 | 0.0444 | 0.1657 | 0.099 | Sun5:00 | 0.175 | 0.2214 | 0.0566 | 0.168
Sun6:00 | 0 | 0 | 0 | 0 | Sun6:00 | 0.0012 | 0.0001 | 0 | 0 | Sun6:00 | 0.1288 | 0.0443 | 0.16 | 0.1046 | Sun6:00 | 0.2325 | 0.2032 | 0.1003 | 0.1397
Sun7:00 | 0 | 0 | 0 | 0 | Sun7:00 | 0.057 | 0.0555 | 0.0131 | 0 | Sun7:00 | 0.1293 | 0.0237 | 0.1533 | 0.0801 | Sun7:00 | 0.3504 | 0.1576 | 0.1549 | 0.0979
Sun8:00 | 0 | 0.0628 | 0 | 0 | Sun8:00 | 0.2353 | 0.2257 | 0.1543 | 0.0497 | Sun8:00 | 0.1343 | 0.0161 | 0.1548 | 0.0823 | Sun8:00 | 0.2565 | 0.2073 | 0.156 | 0.1318
Sun9:00 | 0.1639 | 0.371 | 0 | 0 | Sun9:00 | 0.4226 | 0.3783 | 0.3856 | 0.2609 | Sun9:00 | 0.1466 | 0.0132 | 0.1585 | 0.083 | Sun9:00 | 0.1746 | 0.2765 | 0.1607 | 0.1776
Sun10:00 | 0.5522 | 0.467 | 0.0784 | 0.0426 | Sun10:00 | 0.6066 | 0.5012 | 0.5671 | 0.4514 | Sun10:00 | 0.1558 | 0.0163 | 0.18 | 0.0785 | Sun10:00 | 0.1383 | 0.1337 | 0.1986 | 0.0971
Sun11:00 | 0.5501 | 0.5439 | 0.2476 | 0 | Sun11:00 | 0.759 | 0.6727 | 0.6282 | 0.5898 | Sun11:00 | 0.1426 | 0.0225 | 0.187 | 0.0694 | Sun11:00 | 0.2655 | 0.1364 | 0.2766 | 0.0736
Sun12:00 | 0.6304 | 0.6402 | 0.334 | 0.0508 | Sun12:00 | 0.8484 | 0.7408 | 0.6275 | 0.7238 | Sun12:00 | 0.1453 | 0.0439 | 0.1737 | 0.0672 | Sun12:00 | 0.332 | 0.2198 | 0.1978 | 0.0521
Sun13:00 | 0.4671 | 0.5843 | 0.2828 | 0.1084 | Sun13:00 | 0.7819 | 0.745 | 0.7174 | 0.532 | Sun13:00 | 0.1299 | 0.0773 | 0.1254 | 0.0741 | Sun13:00 | 0.4131 | 0.2925 | 0.208 | 0.0388
Sun14:00 | 0.6265 | 0.5779 | 0.3204 | 0.1214 | Sun14:00 | 0.8449 | 0.7294 | 0.5538 | 0.4305 | Sun14:00 | 0.0901 | 0.0532 | 0.1215 | 0.0787 | Sun14:00 | 0.5182 | 0.2943 | 0.207 | 0.0421
Sun15:00 | 0.4685 | 0.4701 | 0.4512 | 0.1413 | Sun15:00 | 0.6723 | 0.6271 | 0.6829 | 0.4266 | Sun15:00 | 0.09 | 0.067 | 0.1294 | 0.0717 | Sun15:00 | 0.7267 | 0.3721 | 0.2209 | 0.0598
Sun16:00 | 0.3773 | 0.3497 | 0.2973 | 0.355 | Sun16:00 | 0.5349 | 0.4768 | 0.4578 | 0.2934 | Sun16:00 | 0.0901 | 0.0644 | 0.1202 | 0.0728 | Sun16:00 | 0.722 | 0.3962 | 0.1852 | 0.0835
Sun17:00 | 0.4395 | 0.3269 | 0.1038 | 0.4407 | Sun17:00 | 0.3994 | 0.3748 | 0.2061 | 0.1391 | Sun17:00 | 0.0687 | 0.1005 | 0.1051 | 0.0811 | Sun17:00 | 0.6486 | 0.463 | 0.1423 | 0.0823
Sun18:00 | 0.1953 | 0.1739 | 0 | 0 | Sun18:00 | 0.1575 | 0.1676 | 0.0366 | 0.0471 | Sun18:00 | 0.0697 | 0.1157 | 0.0913 | 0.1243 | Sun18:00 | 0.6225 | 0.5983 | 0.0975 | 0.0878
Sun19:00 | 0 | 0 | 0 | 0 | Sun19:00 | 0.0342 | 0.0428 | 0 | 0 | Sun19:00 | 0.0842 | 0.1278 | 0.0959 | 0.1417 | Sun19:00 | 0.6724 | 0.6975 | 0.1021 | 0.1078
Sun20:00 | 0 | 0 | 0 | 0 | Sun20:00 | 0 | 0 | 0 | 0 | Sun20:00 | 0.1159 | 0.0928 | 0.1456 | 0.1075 | Sun20:00 | 0.5996 | 0.7156 | 0.0695 | 0.1691
Sun21:00 | 0 | 0 | 0 | 0 | Sun21:00 | 0 | 0 | 0 | 0 | Sun21:00 | 0.1553 | 0.0694 | 0.1907 | 0.0935 | Sun21:00 | 0.5005 | 0.7114 | 0.0545 | 0.2569
Sun22:00 | 0 | 0 | 0 | 0 | Sun22:00 | 0 | 0 | 0 | 0 | Sun22:00 | 0.2094 | 0.0599 | 0.1742 | 0.0863 | Sun22:00 | 0.4148 | 0.5572 | 0.0776 | 0.2914
Sun23:00 | 0 | 0 | 0 | 0 | Sun23:00 | 0 | 0 | 0 | 0 | Sun23:00 | 0.201 | 0.0415 | 0.1876 | 0.0745 | Sun23:00 | 0.3898 | 0.4194 | 0.0742 | 0.3322
Sun24:00 | 0 | 0 | 0 | 0 | Sun24:00 | 0 | 0 | 0 | 0 | Sun24:00 | 0.2221 | 0.019 | 0.1751 | 0.1559 | Sun24:00 | 0.288 | 0.3647 | 0.124 | 0.2414
Mon1:00 | 0 | 0 | 0 | 0 | Mon1:00 | 0 | 0 | 0 | 0 | Mon1:00 | 0.1384 | 0.1551 | 0.1612 | 0.0174 | Mon1:00 | 0.4105 | 0.3613 | 0.2894 | 0.0851
Mon2:00 | 0 | 0 | 0 | 0 | Mon2:00 | 0 | 0 | 0 | 0 | Mon2:00 | 0.1476 | 0.1324 | 0.141 | 0.0245 | Mon2:00 | 0.3698 | 0.3259 | 0.2259 | 0.1374
Mon3:00 | 0 | 0 | 0 | 0 | Mon3:00 | 0 | 0 | 0 | 0 | Mon3:00 | 0.123 | 0.1107 | 0.1204 | 0.0299 | Mon3:00 | 0.3126 | 0.3393 | 0.1879 | 0.1633
Mon4:00 | 0 | 0 | 0 | 0 | Mon4:00 | 0 | 0 | 0 | 0 | Mon4:00 | 0.1232 | 0.0893 | 0.0869 | 0.0525 | Mon4:00 | 0.3373 | 0.2688 | 0.1541 | 0.3063
Mon5:00 | 0 | 0 | 0 | 0 | Mon5:00 | 0 | 0 | 0 | 0 | Mon5:00 | 0.1236 | 0.102 | 0.0516 | 0.0639 | Mon5:00 | 0.4357 | 0.2802 | 0.1348 | 0.5298
Mon6:00 | 0 | 0 | 0 | 0 | Mon6:00 | 0.0008 | 0.0002 | 0 | 0 | Mon6:00 | 0.1031 | 0.1001 | 0.0401 | 0.0681 | Mon6:00 | 0.3144 | 0.2615 | 0.1174 | 0.5942
Mon7:00 | 0 | 0 | 0 | 0 | Mon7:00 | 0.0592 | 0.0567 | 0.0232 | 0 | Mon7:00 | 0.0812 | 0.0839 | 0.0196 | 0.0908 | Mon7:00 | 0.2884 | 0.1814 | 0.1287 | 0.6209
Mon8:00 | 0 | 0.0141 | 0 | 0 | Mon8:00 | 0.2005 | 0.2262 | 0.2443 | 0.0373 | Mon8:00 | 0.0964 | 0.0758 | 0.0268 | 0.0998 | Mon8:00 | 0.3345 | 0.2803 | 0.1324 | 0.5817
Mon9:00 | 0.1992 | 0.1949 | 0 | 0 | Mon9:00 | 0.4106 | 0.3427 | 0.5309 | 0.3374 | Mon9:00 | 0.1221 | 0.0766 | 0.0354 | 0.1121 | Mon9:00 | 0.3494 | 0.381 | 0.1339 | 0.5123
Mon10:00 | 0.5656 | 0.1833 | 0.0833 | 0 | Mon10:00 | 0.632 | 0.44 | 0.7687 | 0.5656 | Mon10:00 | 0.1873 | 0.0711 | 0.0444 | 0.0913 | Mon10:00 | 0.5328 | 0.4646 | 0.1403 | 0.6476
Mon11:00 | 0.4738 | 0.1924 | 0.147 | 0 | Mon11:00 | 0.7541 | 0.5166 | 0.9175 | 0.7503 | Mon11:00 | 0.2134 | 0.0548 | 0.0488 | 0.098 | Mon11:00 | 0.4304 | 0.5301 | 0.2443 | 0.7303
Mon12:00 | 0.4943 | 0.2214 | 0.3013 | 0 | Mon12:00 | 0.7082 | 0.5576 | 0.979 | 0.8056 | Mon12:00 | 0.201 | 0.0905 | 0.0535 | 0.0543 | Mon12:00 | 0.6791 | 0.5177 | 0.3135 | 0.407
Mon13:00 | 0.5118 | 0.3023 | 0.3184 | 0 | Mon13:00 | 0.8089 | 0.5923 | 0.9782 | 0.881 | Mon13:00 | 0.1124 | 0.1389 | 0.0481 | 0.0512 | Mon13:00 | 0.561 | 0.4467 | 0.3427 | 0.2997
Mon14:00 | 0.4479 | 0.3708 | 0.3194 | 0 | Mon14:00 | 0.7546 | 0.6142 | 0.9094 | 0.8205 | Mon14:00 | 0.1504 | 0.1434 | 0.0379 | 0.0509 | Mon14:00 | 0.6709 | 0.3716 | 0.3462 | 0.2882
Mon15:00 | 0.3689 | 0.2201 | 0.3637 | 0 | Mon15:00 | 0.6356 | 0.4693 | 0.8235 | 0.7948 | Mon15:00 | 0.1218 | 0.1296 | 0.026 | 0.0424 | Mon15:00 | 0.8235 | 0.4948 | 0.3169 | 0.2678
Mon16:00 | 0.5374 | 0.205 | 0.2519 | 0 | Mon16:00 | 0.5828 | 0.4443 | 0.6144 | 0.6142 | Mon16:00 | 0.1083 | 0.136 | 0.0225 | 0.0431 | Mon16:00 | 0.7909 | 0.6416 | 0.3505 | 0.3178
Mon17:00 | 0.3926 | 0.2553 | 0.0766 | 0 | Mon17:00 | 0.3087 | 0.3431 | 0.3354 | 0.3932 | Mon17:00 | 0.1109 | 0.1424 | 0.0298 | 0.0448 | Mon17:00 | 0.7404 | 0.7107 | 0.3861 | 0.2888
Mon18:00 | 0.3302 | 0.1125 | 0 | 0 | Mon18:00 | 0.1715 | 0.1721 | 0.0737 | 0.1258 | Mon18:00 | 0.123 | 0.1402 | 0.0503 | 0.061 | Mon18:00 | 0.8071 | 0.7428 | 0.4615 | 0.2885
Mon19:00 | 0 | 0 | 0 | 0 | Mon19:00 | 0.0284 | 0.0451 | 0 | 0 | Mon19:00 | 0.1322 | 0.203 | 0.0592 | 0.0893 | Mon19:00 | 0.8668 | 0.7526 | 0.5816 | 0.2677
Mon20:00 | 0 | 0 | 0 | 0 | Mon20:00 | 0 | 0 | 0 | 0 | Mon20:00 | 0.2031 | 0.1456 | 0.0986 | 0.0984 | Mon20:00 | 0.8427 | 0.7539 | 0.6088 | 0.2889
Mon21:00 | 0 | 0 | 0 | 0 | Mon21:00 | 0 | 0 | 0 | 0 | Mon21:00 | 0.2467 | 0.0948 | 0.1821 | 0.1042 | Mon21:00 | 0.775 | 0.7122 | 0.5837 | 0.3157
Mon22:00 | 0 | 0 | 0 | 0 | Mon22:00 | 0 | 0 | 0 | 0 | Mon22:00 | 0.2381 | 0.0455 | 0.1665 | 0.1467 | Mon22:00 | 0.6172 | 0.6402 | 0.3597 | 0.2471
Mon23:00 | 0 | 0 | 0 | 0 | Mon23:00 | 0 | 0 | 0 | 0 | Mon23:00 | 0.2444 | 0.0388 | 0.1527 | 0.1402 | Mon23:00 | 0.6298 | 0.5968 | 0.2091 | 0.2704
Mon24:00 | 0 | 0 | 0 | 0 | Mon24:00 | 0 | 0 | 0 | 0 | Mon24:00 | 0.2379 | 0.0317 | 0.1765 | 0.1259 | Mon24:00 | 0.6027 | 0.4858 | 0.1373 | 0.2654
Tue1:00 | 0 | 0 | 0 | 0 | Tue1:00 | 0 | 0 | 0 | 0 | Tue1:00 | 0.2263 | 0.0196 | 0.1844 | 0.1211 | Tue1:00 | 0.6064 | 0.3744 | 0.1413 | 0.1954
Tue2:00 | 0 | 0 | 0 | 0 | Tue2:00 | 0 | 0 | 0 | 0 | Tue2:00 | 0.2195 | 0.0204 | 0.1736 | 0.1138 | Tue2:00 | 0.4858 | 0.298 | 0.089 | 0.3095
Tue3:00 | 0 | 0 | 0 | 0 | Tue3:00 | 0 | 0 | 0 | 0 | Tue3:00 | 0.2194 | 0.0252 | 0.1673 | 0.0937 | Tue3:00 | 0.4341 | 0.2802 | 0.0723 | 0.5258
Tue4:00 | 0 | 0 | 0 | 0 | Tue4:00 | 0 | 0 | 0 | 0 | Tue4:00 | 0.2085 | 0.0266 | 0.1679 | 0.0871 | Tue4:00 | 0.4973 | 0.2307 | 0.0744 | 0.3315
Tue5:00 | 0 | 0 | 0 | 0 | Tue5:00 | 0 | 0 | 0 | 0 | Tue5:00 | 0.1794 | 0.0153 | 0.1317 | 0.0894 | Tue5:00 | 0.602 | 0.2554 | 0.0803 | 0.229
Tue6:00 | 0 | 0 | 0 | 0 | Tue6:00 | 0.0008 | 0.0003 | 0 | 0 | Tue6:00 | 0.1585 | 0.0228 | 0.0917 | 0.0892 | Tue6:00 | 0.6059 | 0.2621 | 0.0659 | 0.1962
Tue7:00 | 0 | 0 | 0 | 0 | Tue7:00 | 0.0604 | 0.0594 | 0.0205 | 0 | Tue7:00 | 0.1481 | 0.0145 | 0.0878 | 0.092 | Tue7:00 | 0.5911 | 0.2312 | 0.0407 | 0.1031
Tue8:00 | 0 | 0 | 0 | 0 | Tue8:00 | 0.2108 | 0.2261 | 0.2309 | 0.0286 | Tue8:00 | 0.1968 | 0.0105 | 0.0959 | 0.0769 | Tue8:00 | 0.775 | 0.2471 | 0.0232 | 0.1198
Tue9:00 | 0 | 0.1791 | 0 | 0 | Tue9:00 | 0.3152 | 0.4217 | 0.5212 | 0.24 | Tue9:00 | 0.2305 | 0.0092 | 0.1088 | 0.0632 | Tue9:00 | 0.8796 | 0.2593 | 0.0093 | 0.1424
Tue10:00 | 0.0405 | 0.3526 | 0.0878 | 0.2484 | Tue10:00 | 0.4323 | 0.579 | 0.7462 | 0.6395 | Tue10:00 | 0.1953 | 0.0049 | 0.1021 | 0.0811 | Tue10:00 | 0.825 | 0.3591 | 0.0218 | 0.3953
Tue11:00 | 0 | 0.3829 | 0.0897 | 0.6009 | Tue11:00 | 0.4157 | 0.6397 | 0.8775 | 0.7216 | Tue11:00 | 0.1792 | 0.0194 | 0.1198 | 0.0794 | Tue11:00 | 0.8326 | 0.2346 | 0.0812 | 0.3418
Tue12:00 | 0.1016 | 0.3472 | 0.1475 | 0.6242 | Tue12:00 | 0.7638 | 0.7206 | 0.9586 | 0.855 | Tue12:00 | 0.1387 | 0.0186 | 0.1129 | 0.084 | Tue12:00 | 0.8664 | 0.1703 | 0.0383 | 0.2881
Tue13:00 | 0.2296 | 0.5664 | 0.0928 | 0.6319 | Tue13:00 | 0.606 | 0.8704 | 0.9151 | 0.8778 | Tue13:00 | 0.1173 | 0.0114 | 0.0953 | 0.0657 | Tue13:00 | 0.8088 | 0.1705 | 0.0158 | 0.3706
Tue14:00 | 0.2389 | 0.4321 | 0.0926 | 0.5528 | Tue14:00 | 0.5717 | 0.6975 | 0.9031 | 0.9393 | Tue14:00 | 0.1109 | 0.0237 | 0.0789 | 0.0481 | Tue14:00 | 0.7146 | 0.1172 | 0.183 | 0.4924
Tue15:00 | 0.1122 | 0.4874 | 0.0685 | 0.6768 | Tue15:00 | 0.4453 | 0.6825 | 0.6621 | 0.878 | Tue15:00 | 0.1501 | 0.0237 | 0.0743 | 0.0433 | Tue15:00 | 0.6735 | 0.2884 | 0.233 | 0.5403
Tue16:00 | 0.2649 | 0.3986 | 0.124 | 0.6859 | Tue16:00 | 0.4453 | 0.5611 | 0.4975 | 0.719 | Tue16:00 | 0.1721 | 0.0188 | 0.0564 | 0.0439 | Tue16:00 | 0.624 | 0.4578 | 0.4279 | 0.5241
Tue17:00 | 0.0874 | 0.3071 | 0 | 0.5538 | Tue17:00 | 0.268 | 0.3765 | 0.3112 | 0.4574 | Tue17:00 | 0.1724 | 0.0283 | 0.0508 | 0.0453 | Tue17:00 | 0.6162 | 0.4072 | 0.5369 | 0.3954
Tue18:00 | 0.0142 | 0.2247 | 0 | 0 | Tue18:00 | 0.1106 | 0.2013 | 0.0626 | 0.1305 | Tue18:00 | 0.1873 | 0.0335 | 0.0625 | 0.0601 | Tue18:00 | 0.7641 | 0.407 | 0.5631 | 0.2861
Tue19:00 | 0 | 0 | 0 | 0 | Tue19:00 | 0.0278 | 0.0487 | 0 | 0 | Tue19:00 | 0.2087 | 0.0292 | 0.0751 | 0.0701 | Tue19:00 | 0.8385 | 0.4691 | 0.3163 | 0.2376
Tue20:00 | 0 | 0 | 0 | 0 | Tue20:00 | 0 | 0 | 0 | 0 | Tue20:00 | 0.2068 | 0.0235 | 0.1133 | 0.062 | Tue20:00 | 0.7679 | 0.5292 | 0.213 | 0.1991
Tue21:00 | 0 | 0 | 0 | 0 | Tue21:00 | 0 | 0 | 0 | 0 | Tue21:00 | 0.1899 | 0.0188 | 0.1746 | 0.0595 | Tue21:00 | 0.6676 | 0.5647 | 0.1599 | 0.1643
Tue22:00 | 0 | 0 | 0 | 0 | Tue22:00 | 0 | 0 | 0 | 0 | Tue22:00 | 0.2083 | 0.045 | 0.1627 | 0.0466 | Tue22:00 | 0.5922 | 0.496 | 0.1934 | 0.1809
Tue23:00 | 0 | 0 | 0 | 0 | Tue23:00 | 0 | 0 | 0 | 0 | Tue23:00 | 0.2267 | 0.0411 | 0.1613 | 0.0516 | Tue23:00 | 0.5496 | 0.494 | 0.0978 | 0.2254
Tue24:00 | 0 | 0 | 0 | 0 | Tue24:00 | 0 | 0 | 0 | 0 | Tue24:00 | 0.2232 | 0.0414 | 0.188 | 0.0449 | Tue24:00 | 0.4757 | 0.392 | 0.0303 | 0.2261
Wed1:00 | 0 | 0 | 0 | 0 | Wed1:00 | 0 | 0 | 0 | 0 | Wed1:00 | 0.205 | 0.0447 | 0.1908 | 0.0354 | Wed1:00 | 0.4747 | 0.3471 | 0.0098 | 0.1882
Wed2:00 | 0 | 0 | 0 | 0 | Wed2:00 | 0 | 0 | 0 | 0 | Wed2:00 | 0.2096 | 0.0499 | 0.1795 | 0.0239 | Wed2:00 | 0.5747 | 0.2909 | 0.0025 | 0.1225
Wed3:00 | 0 | 0 | 0 | 0 | Wed3:00 | 0 | 0 | 0 | 0 | Wed3:00 | 0.2037 | 0.0484 | 0.175 | 0.016 | Wed3:00 | 0.6092 | 0.1976 | 0.0061 | 0.1232
Wed4:00 | 0 | 0 | 0 | 0 | Wed4:00 | 0 | 0 | 0 | 0 | Wed4:00 | 0.1982 | 0.0411 | 0.1449 | 0.0141 | Wed4:00 | 0.7348 | 0.0332 | 0.0184 | 0.1318
Wed5:00 | 0 | 0 | 0 | 0 | Wed5:00 | 0 | 0 | 0 | 0 | Wed5:00 | 0.1836 | 0.0564 | 0.13 | 0.0227 | Wed5:00 | 0.6868 | 0.0072 | 0.083 | 0.086
Wed6:00 | 0 | 0 | 0 | 0 | Wed6:00 | 0.0018 | 0.0004 | 0 | 0 | Wed6:00 | 0.1501 | 0.0563 | 0.1278 | 0.0234 | Wed6:00 | 0.7731 | 0.0059 | 0.1431 | 0.0546
Wed7:00 | 0 | 0 | 0 | 0 | Wed7:00 | 0.0746 | 0.0603 | 0.0212 | 0 | Wed7:00 | 0.1227 | 0.0466 | 0.1107 | 0.0174 | Wed7:00 | 0.8536 | 0.0015 | 0.1006 | 0.0116
Wed8:00 | 0.0268 | 0.0573 | 0 | 0 | Wed8:00 | 0.2523 | 0.2503 | 0.2408 | 0.0536 | Wed8:00 | 0.0991 | 0.0183 | 0.1096 | 0.0178 | Wed8:00 | 0.8749 | 0.0023 | 0.0628 | 0.0414
Wed9:00 | 0.0352 | 0.313 | 0 | 0 | Wed9:00 | 0.3619 | 0.4008 | 0.5278 | 0.4003 | Wed9:00 | 0.0929 | 0.0033 | 0.1134 | 0.0221 | Wed9:00 | 0.8691 | 0.0096 | 0.0597 | 0.1379
Wed10:00 | 0.0878 | 0.5024 | 0.0574 | 0.3834 | Wed10:00 | 0.5267 | 0.6133 | 0.7448 | 0.7078 | Wed10:00 | 0.0698 | 0.0013 | 0.1082 | 0.0321 | Wed10:00 | 0.8682 | 0.0357 | 0.0162 | 0.1284
Wed11:00 | 0.2687 | 0.5384 | 0.3145 | 0.7792 | Wed11:00 | 0.6546 | 0.7137 | 0.8866 | 0.8302 | Wed11:00 | 0.0836 | 0.0002 | 0.1158 | 0.0162 | Wed11:00 | 0.9144 | 0.027 | 0.0111 | 0.0129
Wed12:00 | 0.4675 | 0.4363 | 0.3965 | 0.7412 | Wed12:00 | 0.7398 | 0.7559 | 0.9441 | 0.9659 | Wed12:00 | 0.102 | 0.0015 | 0.1191 | 0.0079 | Wed12:00 | 0.9125 | 0.1343 | 0.0098 | 0.0017
Wed13:00 | 0.264 | 0.5454 | 0.2481 | 0.711 | Wed13:00 | 0.7083 | 0.8036 | 0.9266 | 0.9771 | Wed13:00 | 0.0587 | 0.0005 | 0.107 | 0.0027 | Wed13:00 | 0.619 | 0.3491 | 0.0136 | 0.0064
Wed14:00 | 0.4201 | 0.5804 | 0.2827 | 0.7329 | Wed14:00 | 0.72 | 0.7992 | 0.9003 | 0.9728 | Wed14:00 | 0.0766 | 0.0061 | 0.0882 | 0.0054 | Wed14:00 | 0.6974 | 0.4627 | 0.0171 | 0.0026
Wed15:00 | 0.285 | 0.5416 | 0.2505 | 0.7793 | Wed15:00 | 0.5501 | 0.7299 | 0.7873 | 0.8875 | Wed15:00 | 0.1173 | 0.003 | 0.0876 | 0.0112 | Wed15:00 | 0.8475 | 0.4539 | 0.2131 | 0.0086
Wed16:00 | 0.3244 | 0.5827 | 0.2462 | 0.8159 | Wed16:00 | 0.4802 | 0.6056 | 0.6042 | 0.6932 | Wed16:00 | 0.1005 | 0.0112 | 0.0915 | 0.0137 | Wed16:00 | 0.778 | 0.4023 | 0.349 | 0.0029
Wed17:00 | 0.1647 | 0.4807 | 0.0511 | 0.7127 | Wed17:00 | 0.3332 | 0.4296 | 0.3325 | 0.4548 | Wed17:00 | 0.1008 | 0.0276 | 0.0892 | 0.0235 | Wed17:00 | 0.814 | 0.4534 | 0.3322 | 0.0036
Wed18:00 | 0.1558 | 0.4095 | 0 | 0 | Wed18:00 | 0.1395 | 0.2133 | 0.0664 | 0.1273 | Wed18:00 | 0.0895 | 0.0211 | 0.0974 | 0.0269 | Wed18:00 | 0.7553 | 0.4353 | 0.3898 | 0.0148
Wed19:00 | 0 | 0 | 0 | 0 | Wed19:00 | 0.0336 | 0.0475 | 0 | 0 | Wed19:00 | 0.0959 | 0.0229 | 0.1009 | 0.0504 | Wed19:00 | 0.8354 | 0.3499 | 0.3665 | 0.0396
Wed20:00 | 0 | 0 | 0 | 0 | Wed20:00 | 0 | 0 | 0 | 0 | Wed20:00 | 0.1188 | 0.0706 | 0.1353 | 0.0619 | Wed20:00 | 0.8389 | 0.4561 | 0.4044 | 0.1434
Wed21:00 | 0 | 0 | 0 | 0 | Wed21:00 | 0 | 0 | 0 | 0 | Wed21:00 | 0.1466 | 0.1298 | 0.1659 | 0.0674 | Wed21:00 | 0.817 | 0.5575 | 0.4175 | 0.34
Wed22:00 | 0 | 0 | 0 | 0 | Wed22:00 | 0 | 0 | 0 | 0 | Wed22:00 | 0.1868 | 0.1053 | 0.1655 | 0.0802 | Wed22:00 | 0.7654 | 0.5059 | 0.2379 | 0.3631
Wed23:00 | 0 | 0 | 0 | 0 | Wed23:00 | 0 | 0 | 0 | 0 | Wed23:00 | 0.1756 | 0.1286 | 0.162 | 0.0698 | Wed23:00 | 0.6132 | 0.3426 | 0.13 | 0.2987
Wed24:00 | 0 | 0 | 0 | 0 | Wed24:00 | 0 | 0 | 0 | 0 | Wed24:00 | 0.1715 | 0.0982 | 0.158 | 0.0443 | Wed24:00 | 0.6769 | 0.3564 | 0.1514 | 0.3249
South
| SOLAR CSP |  |  |  |  | SOLAR PVSAT |  |  |  |  | wind |  |  |  |  | new wind
| Spring | Summer | Fall | Winter |  | Spring | Summer | Fall | Winter |  | Spring | Summer | Fall | Winter |  | Spring | Summer | Fall | Winter
Sat1:00 | 0 | 0 | 0 | 0 | Sat1:00 | 0 | 0 | 0 | 0 | Sat1:00 | 0.5614 | 0.0961 | 0.4434 | 0.4736 | Sat1:00 | 0.3044 | 0.3621 | 0.0919 | 0.3121
Sat2:00 | 0 | 0 | 0 | 0 | Sat2:00 | 0 | 0 | 0 | 0 | Sat2:00 | 0.5371 | 0.0843 | 0.4394 | 0.584 | Sat2:00 | 0.2808 | 0.2757 | 0.1227 | 0.3025
Sat3:00 | 0 | 0 | 0 | 0 | Sat3:00 | 0 | 0 | 0 | 0 | Sat3:00 | 0.4759 | 0.0774 | 0.3696 | 0.5924 | Sat3:00 | 0.2346 | 0.2139 | 0.1174 | 0.2546
Sat4:00 | 0 | 0 | 0 | 0 | Sat4:00 | 0 | 0 | 0 | 0 | Sat4:00 | 0.5056 | 0.1035 | 0.3665 | 0.5563 | Sat4:00 | 0.1772 | 0.2024 | 0.0729 | 0.3632
Sat5:00 | 0 | 0 | 0 | 0 | Sat5:00 | 0 | 0 | 0 | 0 | Sat5:00 | 0.383 | 0.1137 | 0.4349 | 0.561 | Sat5:00 | 0.142 | 0.2521 | 0.1107 | 0.524
Sat6:00 | 0 | 0 | 0 | 0 | Sat6:00 | 0 | 0 | 0 | 0 | Sat6:00 | 0.3024 | 0.1019 | 0.4357 | 0.5397 | Sat6:00 | 0.1305 | 0.2633 | 0.0763 | 0.4436
Sat7:00 | 0 | 0 | 0 | 0 | Sat7:00 | 0.0449 | 0.032 | 0.0049 | 0 | Sat7:00 | 0.2693 | 0.0971 | 0.4297 | 0.4607 | Sat7:00 | 0.1271 | 0.2398 | 0.1108 | 0.4977
Sat8:00 | 0 | 0 | 0 | 0 | Sat8:00 | 0.1539 | 0.1903 | 0.1562 | 0.024 | Sat8:00 | 0.2469 | 0.0467 | 0.4018 | 0.4989 | Sat8:00 | 0.1094 | 0.3668 | 0.0868 | 0.5461
Sat9:00 | 0.0952 | 0.1776 | 0.0055 | 0 | Sat9:00 | 0.3736 | 0.3783 | 0.3914 | 0.32 | Sat9:00 | 0.2811 | 0.0215 | 0.3899 | 0.5339 | Sat9:00 | 0.1013 | 0.4646 | 0.0598 | 0.6049
Sat10:00 | 0.1847 | 0.3952 | 0.0394 | 0.2427 | Sat10:00 | 0.5705 | 0.56 | 0.6309 | 0.5051 | Sat10:00 | 0.3712 | 0.0139 | 0.4172 | 0.5482 | Sat10:00 | 0.1739 | 0.6045 | 0.0766 | 0.6088
Sat11:00 | 0.3258 | 0.6292 | 0.2206 | 0.556 | Sat11:00 | 0.6953 | 0.7234 | 0.7019 | 0.7584 | Sat11:00 | 0.4649 | 0.0194 | 0.5132 | 0.5662 | Sat11:00 | 0.1758 | 0.5838 | 0.0718 | 0.6513
Sat12:00 | 0.603 | 0.647 | 0.2491 | 0.5654 | Sat12:00 | 0.8008 | 0.8108 | 0.7631 | 0.8468 | Sat12:00 | 0.7069 | 0.0312 | 0.5232 | 0.6653 | Sat12:00 | 0.2657 | 0.5594 | 0.1694 | 0.5984
Sat13:00 | 0.6924 | 0.7059 | 0.1817 | 0.4703 | Sat13:00 | 0.8874 | 0.8127 | 0.7577 | 0.8538 | Sat13:00 | 0.7414 | 0.033 | 0.496 | 0.6363 | Sat13:00 | 0.3317 | 0.3436 | 0.2719 | 0.4157
Sat14:00 | 0.6665 | 0.6016 | 0.1446 | 0.4911 | Sat14:00 | 0.8845 | 0.825 | 0.7074 | 0.8145 | Sat14:00 | 0.6865 | 0.025 | 0.3902 | 0.6148 | Sat14:00 | 0.2817 | 0.2185 | 0.1605 | 0.3733
Sat15:00 | 0.6772 | 0.7718 | 0.1398 | 0.4872 | Sat15:00 | 0.7655 | 0.763 | 0.6499 | 0.7658 | Sat15:00 | 0.6515 | 0.0259 | 0.312 | 0.6312 | Sat15:00 | 0.3868 | 0.217 | 0.1777 | 0.382
Sat16:00 | 0.7238 | 0.6664 | 0.0762 | 0.5648 | Sat16:00 | 0.649 | 0.6248 | 0.5405 | 0.5441 | Sat16:00 | 0.6255 | 0.0258 | 0.2857 | 0.6731 | Sat16:00 | 0.3968 | 0.2696 | 0.1998 | 0.3831
Sat17:00 | 0.6146 | 0.6929 | 0.1296 | 0.5403 | Sat17:00 | 0.435 | 0.4802 | 0.2914 | 0.4247 | Sat17:00 | 0.6265 | 0.0237 | 0.2942 | 0.6053 | Sat17:00 | 0.4821 | 0.2477 | 0.2158 | 0.2839
Sat18:00 | 0.4625 | 0.5612 | 0.0086 | 0 | Sat18:00 | 0.2006 | 0.2496 | 0.0914 | 0.1623 | Sat18:00 | 0.4041 | 0.0284 | 0.3011 | 0.5525 | Sat18:00 | 0.5363 | 0.3471 | 0.1785 | 0.2287
Sat19:00 | 0 | 0 | 0 | 0 | Sat19:00 | 0.0379 | 0.0557 | 0 | 0.0014 | Sat19:00 | 0.3195 | 0.0802 | 0.3956 | 0.5852 | Sat19:00 | 0.5255 | 0.5032 | 0.189 | 0.2046
Sat20:00 | 0 | 0 | 0 | 0 | Sat20:00 | 0 | 0.0003 | 0 | 0 | Sat20:00 | 0.3233 | 0.1024 | 0.4906 | 0.6007 | Sat20:00 | 0.5037 | 0.5763 | 0.1964 | 0.279
Sat21:00 | 0 | 0 | 0 | 0 | Sat21:00 | 0 | 0 | 0 | 0 | Sat21:00 | 0.3639 | 0.1419 | 0.5631 | 0.568 | Sat21:00 | 0.5013 | 0.626 | 0.1883 | 0.3728
Sat22:00 | 0 | 0 | 0 | 0 | Sat22:00 | 0 | 0 | 0 | 0 | Sat22:00 | 0.3949 | 0.2116 | 0.6179 | 0.4553 | Sat22:00 | 0.449 | 0.6633 | 0.2255 | 0.3227
Sat23:00 | 0 | 0 | 0 | 0 | Sat23:00 | 0 | 0 | 0 | 0 | Sat23:00 | 0.5348 | 0.2099 | 0.712 | 0.2932 | Sat23:00 | 0.407 | 0.5214 | 0.1986 | 0.2921
Sat24:00 | 0 | 0 | 0 | 0 | Sat24:00 | 0 | 0 | 0 | 0 | Sat24:00 | 0.4756 | 0.2053 | 0.6628 | 0.2459 | Sat24:00 | 0.4286 | 0.4544 | 0.1371 | 0.212
Sun1:00 | 0 | 0 | 0 | 0 | Sun1:00 | 0 | 0 | 0 | 0 | Sun1:00 | 0.4305 | 0.1324 | 0.6833 | 0.2394 | Sun1:00 | 0.3769 | 0.44 | 0.1229 | 0.1698
Sun2:00 | 0 | 0 | 0 | 0 | Sun2:00 | 0 | 0 | 0 | 0 | Sun2:00 | 0.5159 | 0.1522 | 0.7023 | 0.1836 | Sun2:00 | 0.293 | 0.327 | 0.0882 | 0.1319
Sun3:00 | 0 | 0 | 0 | 0 | Sun3:00 | 0 | 0 | 0 | 0 | Sun3:00 | 0.6092 | 0.177 | 0.6442 | 0.1568 | Sun3:00 | 0.2555 | 0.2964 | 0.0661 | 0.1577
Sun4:00 | 0 | 0 | 0 | 0 | Sun4:00 | 0 | 0 | 0 | 0 | Sun4:00 | 0.6079 | 0.1474 | 0.663 | 0.15 | Sun4:00 | 0.3189 | 0.289 | 0.0586 | 0.1876
Sun5:00 | 0 | 0 | 0 | 0 | Sun5:00 | 0 | 0 | 0 | 0 | Sun5:00 | 0.5792 | 0.0855 | 0.7091 | 0.1883 | Sun5:00 | 0.2714 | 0.2589 | 0.0878 | 0.1794
Sun6:00 | 0 | 0 | 0 | 0 | Sun6:00 | 0 | 0 | 0 | 0 | Sun6:00 | 0.535 | 0.0715 | 0.7058 | 0.2497 | Sun6:00 | 0.2699 | 0.2245 | 0.1121 | 0.1818
Sun7:00 | 0 | 0 | 0 | 0 | Sun7:00 | 0.0456 | 0.0326 | 0.003 | 0 | Sun7:00 | 0.514 | 0.0443 | 0.6673 | 0.1796 | Sun7:00 | 0.3308 | 0.1796 | 0.1399 | 0.166
Sun8:00 | 0.0244 | 0.0011 | 0 | 0 | Sun8:00 | 0.1694 | 0.1791 | 0.1336 | 0.0199 | Sun8:00 | 0.5265 | 0.0286 | 0.6679 | 0.1208 | Sun8:00 | 0.3385 | 0.2502 | 0.1638 | 0.1852
Sun9:00 | 0.1535 | 0.2597 | 0 | 0 | Sun9:00 | 0.3912 | 0.3794 | 0.3201 | 0.2278 | Sun9:00 | 0.5541 | 0.018 | 0.6724 | 0.0971 | Sun9:00 | 0.3447 | 0.322 | 0.197 | 0.2183
Sun10:00 | 0.3672 | 0.529 | 0.0421 | 0.0642 | Sun10:00 | 0.5702 | 0.5768 | 0.4636 | 0.2293 | Sun10:00 | 0.5952 | 0.0554 | 0.723 | 0.0921 | Sun10:00 | 0.2652 | 0.2141 | 0.2263 | 0.1606
Sun11:00 | 0.5029 | 0.4522 | 0.2433 | 0.1777 | Sun11:00 | 0.7096 | 0.6205 | 0.5948 | 0.2684 | Sun11:00 | 0.5991 | 0.0776 | 0.7686 | 0.0736 | Sun11:00 | 0.2876 | 0.2469 | 0.4084 | 0.0682
Sun12:00 | 0.6162 | 0.6117 | 0.3035 | 0.2885 | Sun12:00 | 0.8621 | 0.7556 | 0.6172 | 0.2662 | Sun12:00 | 0.6335 | 0.1322 | 0.674 | 0.0519 | Sun12:00 | 0.3749 | 0.3215 | 0.3666 | 0.0687
Sun13:00 | 0.8238 | 0.4976 | 0.3482 | 0.382 | Sun13:00 | 0.9088 | 0.7834 | 0.715 | 0.4128 | Sun13:00 | 0.4883 | 0.2051 | 0.458 | 0.0555 | Sun13:00 | 0.3163 | 0.3172 | 0.3097 | 0.06
Sun14:00 | 0.777 | 0.6187 | 0.4334 | 0.6086 | Sun14:00 | 0.8573 | 0.8019 | 0.7647 | 0.5219 | Sun14:00 | 0.3259 | 0.1602 | 0.4362 | 0.0563 | Sun14:00 | 0.2181 | 0.2715 | 0.4051 | 0.0637
Sun15:00 | 0.7822 | 0.6258 | 0.4512 | 0.7724 | Sun15:00 | 0.7971 | 0.709 | 0.6788 | 0.5213 | Sun15:00 | 0.2165 | 0.1538 | 0.3812 | 0.0381 | Sun15:00 | 0.3572 | 0.2623 | 0.3266 | 0.1061
Sun16:00 | 0.8399 | 0.6438 | 0.3531 | 0.8202 | Sun16:00 | 0.6577 | 0.622 | 0.5083 | 0.3731 | Sun16:00 | 0.1722 | 0.1428 | 0.3324 | 0.067 | Sun16:00 | 0.3577 | 0.213 | 0.3501 | 0.1082
Sun17:00 | 0.6865 | 0.5723 | 0.3288 | 0.7616 | Sun17:00 | 0.4484 | 0.4337 | 0.2659 | 0.2904 | Sun17:00 | 0.1345 | 0.2801 | 0.2604 | 0.1026 | Sun17:00 | 0.3371 | 0.1983 | 0.295 | 0.1179
Sun18:00 | 0.6055 | 0.4643 | 0 | 0 | Sun18:00 | 0.2174 | 0.2238 | 0.0695 | 0.1285 | Sun18:00 | 0.156 | 0.3165 | 0.1849 | 0.2101 | Sun18:00 | 0.3685 | 0.2533 | 0.2195 | 0.1443
Sun19:00 | 0.0408 | 0.0312 | 0 | 0 | Sun19:00 | 0.0392 | 0.0537 | 0 | 0.0013 | Sun19:00 | 0.1655 | 0.3533 | 0.2393 | 0.3141 | Sun19:00 | 0.4933 | 0.4596 | 0.2661 | 0.173
Sun20:00 | 0 | 0 | 0 | 0 | Sun20:00 | 0 | 0.0001 | 0 | 0 | Sun20:00 | 0.3065 | 0.2501 | 0.4668 | 0.2512 | Sun20:00 | 0.5025 | 0.5728 | 0.2234 | 0.2448
Sun21:00 | 0 | 0 | 0 | 0 | Sun21:00 | 0 | 0 | 0 | 0 | Sun21:00 | 0.4565 | 0.1849 | 0.7021 | 0.2311 | Sun21:00 | 0.5201 | 0.6845 | 0.1796 | 0.3322
Sun22:00 | 0 | 0 | 0 | 0 | Sun22:00 | 0 | 0 | 0 | 0 | Sun22:00 | 0.7331 | 0.1557 | 0.6668 | 0.2283 | Sun22:00 | 0.4882 | 0.5954 | 0.1568 | 0.3544
Sun23:00 | 0 | 0 | 0 | 0 | Sun23:00 | 0 | 0 | 0 | 0 | Sun23:00 | 0.7463 | 0.0615 | 0.7207 | 0.1992 | Sun23:00 | 0.4664 | 0.4206 | 0.1659 | 0.3896
Sun24:00 | 0 | 0 | 0 | 0 | Sun24:00 | 0 | 0 | 0 | 0 | Sun24:00 | 0.8168 | 0.0321 | 0.7055 | 0.5669 | Sun24:00 | 0.481 | 0.3936 | 0.151 | 0.3474
Mon1:00 | 0 | 0 | 0 | 0 | Mon1:00 | 0 | 0 | 0 | 0 | Mon1:00 | 0.4806 | 0.4484 | 0.6261 | 0.0362 | Mon1:00 | 0.4182 | 0.5336 | 0.4234 | 0.1507
Mon2:00 | 0 | 0 | 0 | 0 | Mon2:00 | 0 | 0 | 0 | 0 | Mon2:00 | 0.5 | 0.5015 | 0.5789 | 0.0387 | Mon2:00 | 0.2793 | 0.4508 | 0.3487 | 0.2159
Mon3:00 | 0 | 0 | 0 | 0 | Mon3:00 | 0 | 0 | 0 | 0 | Mon3:00 | 0.4282 | 0.4509 | 0.4623 | 0.0604 | Mon3:00 | 0.2827 | 0.4037 | 0.2756 | 0.2396
Mon4:00 | 0 | 0 | 0 | 0 | Mon4:00 | 0 | 0 | 0 | 0 | Mon4:00 | 0.4421 | 0.3026 | 0.3492 | 0.1008 | Mon4:00 | 0.2698 | 0.3111 | 0.2508 | 0.3259
Mon5:00 | 0 | 0 | 0 | 0 | Mon5:00 | 0 | 0 | 0 | 0 | Mon5:00 | 0.4388 | 0.363 | 0.2227 | 0.1231 | Mon5:00 | 0.312 | 0.3456 | 0.197 | 0.3942
Mon6:00 | 0 | 0 | 0 | 0 | Mon6:00 | 0.0001 | 0 | 0 | 0 | Mon6:00 | 0.4183 | 0.2922 | 0.1327 | 0.1545 | Mon6:00 | 0.2623 | 0.258 | 0.1582 | 0.4347
Mon7:00 | 0 | 0 | 0 | 0 | Mon7:00 | 0.0454 | 0.0379 | 0.0059 | 0 | Mon7:00 | 0.3434 | 0.1639 | 0.0772 | 0.2589 | Mon7:00 | 0.3086 | 0.3241 | 0.1375 | 0.6003
Mon8:00 | 0 | 0.0161 | 0 | 0 | Mon8:00 | 0.1883 | 0.1888 | 0.1444 | 0.0235 | Mon8:00 | 0.3741 | 0.1658 | 0.1011 | 0.2732 | Mon8:00 | 0.3514 | 0.3699 | 0.1558 | 0.6524
Mon9:00 | 0.0714 | 0.2529 | 0.0246 | 0 | Mon9:00 | 0.4147 | 0.3711 | 0.3694 | 0.2974 | Mon9:00 | 0.404 | 0.2136 | 0.1391 | 0.3103 | Mon9:00 | 0.3575 | 0.3872 | 0.2017 | 0.6975
Mon10:00 | 0.3074 | 0.4369 | 0.1135 | 0 | Mon10:00 | 0.5846 | 0.5342 | 0.5493 | 0.57 | Mon10:00 | 0.5779 | 0.2383 | 0.1364 | 0.3424 | Mon10:00 | 0.4113 | 0.5298 | 0.1789 | 0.7971
Mon11:00 | 0.4913 | 0.618 | 0.2608 | 0.0279 | Mon11:00 | 0.692 | 0.7054 | 0.7072 | 0.7196 | Mon11:00 | 0.7598 | 0.1903 | 0.1928 | 0.3299 | Mon11:00 | 0.4453 | 0.5835 | 0.3158 | 0.7072
Mon12:00 | 0.4113 | 0.7476 | 0.2436 | 0.0649 | Mon12:00 | 0.7717 | 0.807 | 0.7685 | 0.818 | Mon12:00 | 0.6707 | 0.2282 | 0.2251 | 0.1763 | Mon12:00 | 0.6093 | 0.5152 | 0.3882 | 0.4278
Mon13:00 | 0.457 | 0.7187 | 0.3585 | 0.1663 | Mon13:00 | 0.7379 | 0.8575 | 0.7405 | 0.8157 | Mon13:00 | 0.4166 | 0.3343 | 0.2402 | 0.1476 | Mon13:00 | 0.5911 | 0.3633 | 0.4529 | 0.3453
Mon14:00 | 0.6278 | 0.7412 | 0.31 | 0.2094 | Mon14:00 | 0.8616 | 0.8138 | 0.6852 | 0.7968 | Mon14:00 | 0.4919 | 0.3135 | 0.1654 | 0.1903 | Mon14:00 | 0.4052 | 0.3332 | 0.4083 | 0.4668
Mon15:00 | 0.6475 | 0.5773 | 0.3459 | 0.2799 | Mon15:00 | 0.7734 | 0.7129 | 0.7104 | 0.7557 | Mon15:00 | 0.3119 | 0.3153 | 0.1322 | 0.1738 | Mon15:00 | 0.4229 | 0.2983 | 0.3432 | 0.4435
Mon16:00 | 0.603 | 0.6604 | 0.3206 | 0.2919 | Mon16:00 | 0.5976 | 0.6252 | 0.5276 | 0.6216 | Mon16:00 | 0.2255 | 0.4116 | 0.0963 | 0.1513 | Mon16:00 | 0.5028 | 0.3974 | 0.31 | 0.4742
Mon17:00 | 0.4449 | 0.5748 | 0.1735 | 0.2324 | Mon17:00 | 0.4054 | 0.4657 | 0.3361 | 0.4388 | Mon17:00 | 0.2602 | 0.4544 | 0.0396 | 0.1542 | Mon17:00 | 0.537 | 0.4438 | 0.2708 | 0.5112
Mon18:00 | 0.2248 | 0.4528 | 0 | 0 | Mon18:00 | 0.1854 | 0.2219 | 0.103 | 0.1636 | Mon18:00 | 0.2495 | 0.4197 | 0.0343 | 0.1717 | Mon18:00 | 0.4467 | 0.4917 | 0.2949 | 0.4931
Mon19:00 | 0 | 0.0704 | 0 | 0 | Mon19:00 | 0.0415 | 0.05 | 0 | 0.0013 | Mon19:00 | 0.3283 | 0.5199 | 0.0521 | 0.2645 | Mon19:00 | 0.4944 | 0.5791 | 0.3606 | 0.4832
Mon20:00 | 0 | 0 | 0 | 0 | Mon20:00 | 0 | 0.0004 | 0 | 0 | Mon20:00 | 0.5872 | 0.3446 | 0.2171 | 0.3237 | Mon20:00 | 0.5361 | 0.6794 | 0.4675 | 0.509
Mon21:00 | 0 | 0 | 0 | 0 | Mon21:00 | 0 | 0 | 0 | 0 | Mon21:00 | 0.7752 | 0.2146 | 0.5839 | 0.3769 | Mon21:00 | 0.603 | 0.6994 | 0.5756 | 0.469
Mon22:00 | 0 | 0 | 0 | 0 | Mon22:00 | 0 | 0 | 0 | 0 | Mon22:00 | 0.8025 | 0.1135 | 0.5693 | 0.6025 | Mon22:00 | 0.603 | 0.7353 | 0.4449 | 0.3595
Mon23:00 | 0 | 0 | 0 | 0 | Mon23:00 | 0 | 0 | 0 | 0 | Mon23:00 | 0.831 | 0.1107 | 0.4758 | 0.5826 | Mon23:00 | 0.592 | 0.6855 | 0.3465 | 0.3395
Mon24:00 | 0 | 0 | 0 | 0 | Mon24:00 | 0 | 0 | 0 | 0 | Mon24:00 | 0.8432 | 0.0697 | 0.6309 | 0.5103 | Mon24:00 | 0.6456 | 0.5334 | 0.3285 | 0.3395
Tue1:00 | 0 | 0 | 0 | 0 | Tue1:00 | 0 | 0 | 0 | 0 | Tue1:00 | 0.7873 | 0.0743 | 0.6995 | 0.4528 | Tue1:00 | 0.5513 | 0.4419 | 0.2861 | 0.3503
Tue2:00 | 0 | 0 | 0 | 0 | Tue2:00 | 0 | 0 | 0 | 0 | Tue2:00 | 0.775 | 0.0632 | 0.7109 | 0.4144 | Tue2:00 | 0.503 | 0.3625 | 0.2413 | 0.2469
Tue3:00 | 0 | 0 | 0 | 0 | Tue3:00 | 0 | 0 | 0 | 0 | Tue3:00 | 0.7742 | 0.0603 | 0.6613 | 0.3794 | Tue3:00 | 0.5371 | 0.3165 | 0.1783 | 0.3158
Tue4:00 | 0 | 0 | 0 | 0 | Tue4:00 | 0 | 0 | 0 | 0 | Tue4:00 | 0.7422 | 0.0284 | 0.6669 | 0.3946 | Tue4:00 | 0.5183 | 0.2974 | 0.201 | 0.2906
Tue5:00 | 0 | 0 | 0 | 0 | Tue5:00 | 0 | 0 | 0 | 0 | Tue5:00 | 0.6576 | 0.0338 | 0.5736 | 0.3998 | Tue5:00 | 0.522 | 0.2545 | 0.1049 | 0.2458
Tue6:00 | 0 | 0 | 0 | 0 | Tue6:00 | 0 | 0 | 0 | 0 | Tue6:00 | 0.6166 | 0.0476 | 0.4318 | 0.3927 | Tue6:00 | 0.5414 | 0.2678 | 0.0816 | 0.3151
Tue7:00 | 0 | 0 | 0 | 0 | Tue7:00 | 0.0468 | 0.0368 | 0.0065 | 0 | Tue7:00 | 0.5673 | 0.0677 | 0.405 | 0.3769 | Tue7:00 | 0.4821 | 0.3105 | 0.0603 | 0.351
Tue8:00 | 0 | 0.0149 | 0 | 0 | Tue8:00 | 0.1792 | 0.1799 | 0.1905 | 0.0272 | Tue8:00 | 0.6491 | 0.033 | 0.4137 | 0.3265 | Tue8:00 | 0.5986 | 0.3221 | 0.0569 | 0.3395
Tue9:00 | 0.0939 | 0.3501 | 0.0176 | 0 | Tue9:00 | 0.374 | 0.4255 | 0.4738 | 0.3442 | Tue9:00 | 0.6982 | 0.0112 | 0.4481 | 0.2917 | Tue9:00 | 0.6271 | 0.3297 | 0.0689 | 0.3319
Tue10:00 | 0.1224 | 0.676 | 0.0626 | 0.3092 | Tue10:00 | 0.4698 | 0.6179 | 0.6815 | 0.6368 | Tue10:00 | 0.6022 | 0.0315 | 0.4513 | 0.3792 | Tue10:00 | 0.6097 | 0.3634 | 0.0392 | 0.5245
Tue11:00 | 0.2698 | 0.7585 | 0.1069 | 0.7782 | Tue11:00 | 0.6095 | 0.7461 | 0.8211 | 0.8325 | Tue11:00 | 0.5275 | 0.0881 | 0.4834 | 0.3034 | Tue11:00 | 0.5476 | 0.2527 | 0.0714 | 0.5251
Tue12:00 | 0.3866 | 0.6125 | 0.1824 | 0.7446 | Tue12:00 | 0.7671 | 0.7856 | 0.889 | 0.9291 | Tue12:00 | 0.4265 | 0.0657 | 0.405 | 0.3393 | Tue12:00 | 0.6545 | 0.2104 | 0.0336 | 0.4903
Tue13:00 | 0.4086 | 0.7568 | 0.1455 | 0.734 | Tue13:00 | 0.766 | 0.8864 | 0.9249 | 0.9645 | Tue13:00 | 0.3644 | 0.0631 | 0.311 | 0.2108 | Tue13:00 | 0.5969 | 0.2363 | 0.0177 | 0.5541
Tue14:00 | 0.5445 | 0.7419 | 0.1644 | 0.7354 | Tue14:00 | 0.7778 | 0.8289 | 0.8968 | 0.9625 | Tue14:00 | 0.3929 | 0.0987 | 0.2539 | 0.1456 | Tue14:00 | 0.5069 | 0.1631 | 0.0519 | 0.4783
Tue15:00 | 0.5919 | 0.7519 | 0.1741 | 0.7651 | Tue15:00 | 0.7057 | 0.7366 | 0.806 | 0.8844 | Tue15:00 | 0.5046 | 0.1051 | 0.2043 | 0.104 | Tue15:00 | 0.4587 | 0.1792 | 0.0999 | 0.4952
Tue16:00 | 0.4895 | 0.6497 | 0.1255 | 0.8094 | Tue16:00 | 0.5581 | 0.6243 | 0.6256 | 0.7424 | Tue16:00 | 0.5845 | 0.0847 | 0.1705 | 0.1148 | Tue16:00 | 0.3888 | 0.1811 | 0.2204 | 0.4737
Tue17:00 | 0.4377 | 0.6554 | 0.1304 | 0.7543 | Tue17:00 | 0.3931 | 0.4731 | 0.378 | 0.511 | Tue17:00 | 0.6716 | 0.1071 | 0.1382 | 0.0913 | Tue17:00 | 0.3565 | 0.15 | 0.2718 | 0.3565
Tue18:00 | 0.2821 | 0.4814 | 0 | 0 | Tue18:00 | 0.1722 | 0.236 | 0.1063 | 0.1998 | Tue18:00 | 0.6857 | 0.1235 | 0.1287 | 0.0897 | Tue18:00 | 0.4066 | 0.2146 | 0.4904 | 0.2814
Tue19:00 | 0.0289 | 0 | 0 | 0 | Tue19:00 | 0.0364 | 0.0528 | 0 | 0.0017 | Tue19:00 | 0.6895 | 0.1136 | 0.1623 | 0.1009 | Tue19:00 | 0.6542 | 0.3546 | 0.5964 | 0.2382
Tue20:00 | 0 | 0 | 0 | 0 | Tue20:00 | 0 | 0.0004 | 0 | 0 | Tue20:00 | 0.7128 | 0.0967 | 0.2947 | 0.1125 | Tue20:00 | 0.6192 | 0.4832 | 0.4706 | 0.1774
Tue21:00 | 0 | 0 | 0 | 0 | Tue21:00 | 0 | 0 | 0 | 0 | Tue21:00 | 0.6816 | 0.078 | 0.4915 | 0.156 | Tue21:00 | 0.5926 | 0.6481 | 0.365 | 0.1344
Tue22:00 | 0 | 0 | 0 | 0 | Tue22:00 | 0 | 0 | 0 | 0 | Tue22:00 | 0.7156 | 0.1716 | 0.5015 | 0.2128 | Tue22:00 | 0.5771 | 0.6707 | 0.1864 | 0.1539
Tue23:00 | 0 | 0 | 0 | 0 | Tue23:00 | 0 | 0 | 0 | 0 | Tue23:00 | 0.8024 | 0.1863 | 0.5418 | 0.2015 | Tue23:00 | 0.6341 | 0.6187 | 0.1702 | 0.187
Tue24:00 | 0 | 0 | 0 | 0 | Tue24:00 | 0 | 0 | 0 | 0 | Tue24:00 | 0.7842 | 0.1842 | 0.6646 | 0.1531 | Tue24:00 | 0.4917 | 0.4851 | 0.0668 | 0.1626
Wed1:00 | 0 | 0 | 0 | 0 | Wed1:00 | 0 | 0 | 0 | 0 | Wed1:00 | 0.6995 | 0.1653 | 0.719 | 0.1203 | Wed1:00 | 0.4812 | 0.4392 | 0.0661 | 0.1686
Wed2:00 | 0 | 0 | 0 | 0 | Wed2:00 | 0 | 0 | 0 | 0 | Wed2:00 | 0.7205 | 0.2083 | 0.6577 | 0.0905 | Wed2:00 | 0.473 | 0.4296 | 0.0291 | 0.1389
Wed3:00 | 0 | 0 | 0 | 0 | Wed3:00 | 0 | 0 | 0 | 0 | Wed3:00 | 0.7067 | 0.227 | 0.6647 | 0.0815 | Wed3:00 | 0.4852 | 0.3402 | 0.0264 | 0.1319
Wed4:00 | 0 | 0 | 0 | 0 | Wed4:00 | 0 | 0 | 0 | 0 | Wed4:00 | 0.6576 | 0.1853 | 0.5881 | 0.0582 | Wed4:00 | 0.5157 | 0.1842 | 0.0416 | 0.1513
Wed5:00 | 0 | 0 | 0 | 0 | Wed5:00 | 0 | 0 | 0 | 0 | Wed5:00 | 0.6262 | 0.2076 | 0.5394 | 0.028 | Wed5:00 | 0.5131 | 0.1169 | 0.0369 | 0.1783
Wed6:00 | 0 | 0 | 0 | 0 | Wed6:00 | 0 | 0 | 0 | 0 | Wed6:00 | 0.512 | 0.2182 | 0.5502 | 0.0102 | Wed6:00 | 0.5063 | 0.0957 | 0.031 | 0.1391
Wed7:00 | 0 | 0 | 0 | 0 | Wed7:00 | 0.0475 | 0.0292 | 0.0059 | 0 | Wed7:00 | 0.3385 | 0.1728 | 0.519 | 0.021 | Wed7:00 | 0.6109 | 0.0977 | 0.0331 | 0.1579
Wed8:00 | 0 | 0 | 0 | 0 | Wed8:00 | 0.1642 | 0.1893 | 0.1782 | 0.0205 | Wed8:00 | 0.211 | 0.0769 | 0.5104 | 0.0295 | Wed8:00 | 0.6851 | 0.0895 | 0.0241 | 0.2137
Wed9:00 | 0.053 | 0.2533 | 0 | 0 | Wed9:00 | 0.3288 | 0.3877 | 0.4681 | 0.3337 | Wed9:00 | 0.164 | 0.0221 | 0.5208 | 0.0625 | Wed9:00 | 0.7557 | 0.1207 | 0.0268 | 0.2952
Wed10:00 | 0.2546 | 0.6635 | 0.0214 | 0.3234 | Wed10:00 | 0.5263 | 0.6252 | 0.6399 | 0.6421 | Wed10:00 | 0.0642 | 0.0106 | 0.5095 | 0.0774 | Wed10:00 | 0.8313 | 0.1897 | 0.0356 | 0.321
Wed11:00 | 0.3386 | 0.629 | 0.1478 | 0.7528 | Wed11:00 | 0.7385 | 0.665 | 0.7968 | 0.8501 | Wed11:00 | 0.0817 | 0.0045 | 0.5048 | 0.0583 | Wed11:00 | 0.7908 | 0.1933 | 0.0418 | 0.1331
Wed12:00 | 0.5619 | 0.5781 | 0.1907 | 0.6976 | Wed12:00 | 0.83 | 0.7157 | 0.906 | 0.9734 | Wed12:00 | 0.1546 | 0.0056 | 0.3639 | 0.0048 | Wed12:00 | 0.824 | 0.2473 | 0.2215 | 0.0643
Wed13:00 | 0.6899 | 0.6704 | 0.2476 | 0.6364 | Wed13:00 | 0.8214 | 0.8053 | 0.8883 | 0.979 | Wed13:00 | 0.1405 | 0.0011 | 0.2443 | 0.0048 | Wed13:00 | 0.6195 | 0.3242 | 0.2074 | 0.0584
Wed14:00 | 0.7629 | 0.7171 | 0.1127 | 0.5209 | Wed14:00 | 0.8396 | 0.8154 | 0.8554 | 0.9778 | Wed14:00 | 0.1571 | 0.0006 | 0.1985 | 0.0083 | Wed14:00 | 0.3529 | 0.2737 | 0.1122 | 0.0456
Wed15:00 | 0.6216 | 0.7545 | 0.318 | 0.3202 | Wed15:00 | 0.7513 | 0.7412 | 0.7895 | 0.9047 | Wed15:00 | 0.2608 | 0.0034 | 0.1914 | 0.0402 | Wed15:00 | 0.5881 | 0.3472 | 0.0773 | 0.045
Wed16:00 | 0.6863 | 0.7739 | 0.1653 | 0.2293 | Wed16:00 | 0.6149 | 0.6234 | 0.5722 | 0.7578 | Wed16:00 | 0.2261 | 0.0079 | 0.1728 | 0.082 | Wed16:00 | 0.6351 | 0.3877 | 0.1035 | 0.0207
Wed17:00 | 0.4945 | 0.624 | 0.1368 | 0.2392 | Wed17:00 | 0.3917 | 0.4356 | 0.3726 | 0.5158 | Wed17:00 | 0.1505 | 0.0428 | 0.1933 | 0.1324 | Wed17:00 | 0.5061 | 0.4085 | 0.1948 | 0.0227
Wed18:00 | 0.5745 | 0.4843 | 0 | 0.007 | Wed18:00 | 0.2144 | 0.2354 | 0.098 | 0.1986 | Wed18:00 | 0.2311 | 0.1113 | 0.1601 | 0.1403 | Wed18:00 | 0.4334 | 0.5083 | 0.174 | 0.0504
Wed19:00 | 0 | 0.0114 | 0 | 0 | Wed19:00 | 0.0387 | 0.0543 | 0 | 0.0018 | Wed19:00 | 0.2454 | 0.1253 | 0.1725 | 0.2068 | Wed19:00 | 0.4857 | 0.5147 | 0.2795 | 0.0948
Wed20:00 | 0 | 0 | 0 | 0 | Wed20:00 | 0 | 0.0002 | 0 | 0 | Wed20:00 | 0.3487 | 0.1867 | 0.2819 | 0.2292 | Wed20:00 | 0.522 | 0.6046 | 0.38 | 0.2498
Wed21:00 | 0 | 0 | 0 | 0 | Wed21:00 | 0 | 0 | 0 | 0 | Wed21:00 | 0.4686 | 0.2733 | 0.4593 | 0.2865 | Wed21:00 | 0.5045 | 0.699 | 0.6226 | 0.5054
Wed22:00 | 0 | 0 | 0 | 0 | Wed22:00 | 0 | 0 | 0 | 0 | Wed22:00 | 0.6032 | 0.2719 | 0.5088 | 0.2517 | Wed22:00 | 0.4693 | 0.6464 | 0.4431 | 0.6285
Wed23:00 | 0 | 0 | 0 | 0 | Wed23:00 | 0 | 0 | 0 | 0 | Wed23:00 | 0.7058 | 0.3283 | 0.4532 | 0.2194 | Wed23:00 | 0.3874 | 0.5552 | 0.2317 | 0.5878
Wed24:00 | 0 | 0 | 0 | 0 | Wed24:00 | 0 | 0 | 0 | 0 | Wed24:00 | 0.6675 | 0.342 | 0.5334 | 0.1558 | Wed24:00 | 0.334 | 0.4867 | 0.2432 | 0.6098
Panhandle
| SOLAR CSP |  |  |  |  | SOLAR PVSAT |  |  |  |  | wind |  |  |  |  | newwind
| Spring | Summer | Fall | Winter |  | Spring | Summer | Fall | Winter |  | Spring | Summer | Fall | Winter |  | Spring | Summer | Fall | Winter
Sat1:00 | 0 | 0 | 0 | 0 | Sat1:00 | 0 | 0 | 0 | 0 | Sat1:00 | 0.5929 | 0.0657 | 0.5139 | 0.5374 | Sat1:00 | 0.7003 | 0.5129 | 0.0256 | 0.4849
Sat2:00 | 0 | 0 | 0 | 0 | Sat2:00 | 0 | 0 | 0 | 0 | Sat2:00 | 0.5678 | 0.0718 | 0.5313 | 0.6852 | Sat2:00 | 0.6663 | 0.5201 | 0.0503 | 0.4482
Sat3:00 | 0 | 0 | 0 | 0 | Sat3:00 | 0 | 0 | 0 | 0 | Sat3:00 | 0.5264 | 0.0766 | 0.4405 | 0.6621 | Sat3:00 | 0.6119 | 0.5708 | 0.0622 | 0.3751
Sat4:00 | 0 | 0 | 0 | 0 | Sat4:00 | 0 | 0 | 0 | 0 | Sat4:00 | 0.519 | 0.0983 | 0.4024 | 0.6684 | Sat4:00 | 0.5707 | 0.6062 | 0.1022 | 0.2931
Sat5:00 | 0 | 0 | 0 | 0 | Sat5:00 | 0 | 0 | 0 | 0 | Sat5:00 | 0.3986 | 0.1415 | 0.5498 | 0.7309 | Sat5:00 | 0.4886 | 0.6464 | 0.1564 | 0.2321
Sat6:00 | 0 | 0 | 0 | 0 | Sat6:00 | 0 | 0 | 0 | 0 | Sat6:00 | 0.3384 | 0.1055 | 0.5121 | 0.703 | Sat6:00 | 0.4121 | 0.6727 | 0.2938 | 0.1532
Sat7:00 | 0 | 0 | 0 | 0 | Sat7:00 | 0.0385 | 0.0308 | 0 | 0 | Sat7:00 | 0.2644 | 0.0688 | 0.4103 | 0.5857 | Sat7:00 | 0.3394 | 0.5916 | 0.3342 | 0.0917
Sat8:00 | 0 | 0 | 0 | 0 | Sat8:00 | 0.1197 | 0.1346 | 0.1138 | 0.0035 | Sat8:00 | 0.291 | 0.0235 | 0.4052 | 0.5661 | Sat8:00 | 0.2952 | 0.483 | 0.2268 | 0.0714
Sat9:00 | 0.0227 | 0.1538 | 0.0486 | 0 | Sat9:00 | 0.2701 | 0.4208 | 0.3275 | 0.1128 | Sat9:00 | 0.3209 | 0.0022 | 0.422 | 0.6113 | Sat9:00 | 0.2684 | 0.4029 | 0.1397 | 0.0615
Sat10:00 | 0.3327 | 0.557 | 0.534 | 0.0662 | Sat10:00 | 0.4147 | 0.5904 | 0.6435 | 0.3737 | Sat10:00 | 0.4111 | 0.0014 | 0.3667 | 0.6669 | Sat10:00 | 0.4304 | 0.3762 | 0.2277 | 0.064
Sat11:00 | 0.33 | 0.8002 | 0.7914 | 0.5246 | Sat11:00 | 0.4992 | 0.7657 | 0.7576 | 0.4263 | Sat11:00 | 0.5402 | 0.0012 | 0.4943 | 0.6391 | Sat11:00 | 0.5768 | 0.3591 | 0.3018 | 0.0249
Sat12:00 | 0.3309 | 0.7905 | 0.7695 | 0.459 | Sat12:00 | 0.54 | 0.8715 | 0.9435 | 0.5743 | Sat12:00 | 0.7457 | 0.0003 | 0.5333 | 0.7443 | Sat12:00 | 0.7314 | 0.2615 | 0.4276 | 0.0046
Sat13:00 | 0.3321 | 0.9177 | 0.7489 | 0.388 | Sat13:00 | 0.5602 | 0.9149 | 0.9528 | 0.9666 | Sat13:00 | 0.7899 | 0.002 | 0.5794 | 0.7386 | Sat13:00 | 0.7815 | 0.1433 | 0.3831 | 0.0141
Sat14:00 | 0.3338 | 0.6304 | 0.7631 | 0.3728 | Sat14:00 | 0.5452 | 0.8103 | 0.9294 | 0.7499 | Sat14:00 | 0.7345 | 0.003 | 0.4518 | 0.688 | Sat14:00 | 0.7212 | 0.1024 | 0.3835 | 0.035
Sat15:00 | 0.333 | 0.7171 | 0.7764 | 0.2586 | Sat15:00 | 0.5067 | 0.8571 | 0.8723 | 0.6705 | Sat15:00 | 0.5509 | 0.0014 | 0.3098 | 0.6971 | Sat15:00 | 0.6521 | 0.1026 | 0.356 | 0.0697
Sat16:00 | 0.334 | 0.6276 | 0.7712 | 0.4967 | Sat16:00 | 0.6011 | 0.6452 | 0.7024 | 0.5937 | Sat16:00 | 0.4399 | 0.0033 | 0.2689 | 0.7162 | Sat16:00 | 0.6068 | 0.0789 | 0.4311 | 0.1414
Sat17:00 | 0.3344 | 0.7421 | 0.6685 | 0.8312 | Sat17:00 | 0.377 | 0.5744 | 0.4239 | 0.3712 | Sat17:00 | 0.4192 | 0.0005 | 0.3053 | 0.6871 | Sat17:00 | 0.602 | 0.0497 | 0.4493 | 0.2762
Sat18:00 | 0.3359 | 0.7468 | 0.111 | 0 | Sat18:00 | 0.2398 | 0.3471 | 0.1452 | 0.1311 | Sat18:00 | 0.3245 | 0.0064 | 0.2862 | 0.7092 | Sat18:00 | 0.6822 | 0.0439 | 0.4573 | 0.4535
Sat19:00 | 0.3058 | 0.5123 | 0 | 0 | Sat19:00 | 0.0787 | 0.1152 | 0.0022 | 0.0019 | Sat19:00 | 0.2542 | 0.0151 | 0.3685 | 0.7297 | Sat19:00 | 0.7699 | 0.0422 | 0.482 | 0.6202
Sat20:00 | 0 | 0 | 0 | 0 | Sat20:00 | 0.0075 | 0.0136 | 0 | 0 | Sat20:00 | 0.2798 | 0.054 | 0.4935 | 0.7307 | Sat20:00 | 0.8873 | 0.0701 | 0.3411 | 0.745
Sat21:00 | 0 | 0 | 0 | 0 | Sat21:00 | 0 | 0 | 0 | 0 | Sat21:00 | 0.3598 | 0.1138 | 0.5771 | 0.6633 | Sat21:00 | 0.9077 | 0.114 | 0.2238 | 0.8254
Sat22:00 | 0 | 0 | 0 | 0 | Sat22:00 | 0 | 0 | 0 | 0 | Sat22:00 | 0.3286 | 0.1335 | 0.6765 | 0.5982 | Sat22:00 | 0.8648 | 0.1159 | 0.1309 | 0.7822
Sat23:00 | 0 | 0 | 0 | 0 | Sat23:00 | 0 | 0 | 0 | 0 | Sat23:00 | 0.4423 | 0.2294 | 0.7893 | 0.4073 | Sat23:00 | 0.7644 | 0.2167 | 0.1627 | 0.7543
Sat24:00 | 0 | 0 | 0 | 0 | Sat24:00 | 0 | 0 | 0 | 0 | Sat24:00 | 0.5058 | 0.2176 | 0.7363 | 0.2858 | Sat24:00 | 0.7299 | 0.2956 | 0.1301 | 0.7051
Sun1:00 | 0 | 0 | 0 | 0 | Sun1:00 | 0 | 0 | 0 | 0 | Sun1:00 | 0.3563 | 0.0885 | 0.6983 | 0.3011 | Sun1:00 | 0.7278 | 0.3051 | 0.0968 | 0.6693
Sun2:00 | 0 | 0 | 0 | 0 | Sun2:00 | 0 | 0 | 0 | 0 | Sun2:00 | 0.4459 | 0.1771 | 0.6709 | 0.2142 | Sun2:00 | 0.6348 | 0.3167 | 0.0568 | 0.6823
Sun3:00 | 0 | 0 | 0 | 0 | Sun3:00 | 0 | 0 | 0 | 0 | Sun3:00 | 0.5482 | 0.227 | 0.5967 | 0.2324 | Sun3:00 | 0.4998 | 0.2758 | 0.0443 | 0.6825
Sun4:00 | 0 | 0 | 0 | 0 | Sun4:00 | 0 | 0 | 0 | 0 | Sun4:00 | 0.5457 | 0.1297 | 0.6007 | 0.1141 | Sun4:00 | 0.4154 | 0.1814 | 0.029 | 0.6867
Sun5:00 | 0 | 0 | 0 | 0 | Sun5:00 | 0 | 0 | 0 | 0 | Sun5:00 | 0.5213 | 0.0859 | 0.6528 | 0.1301 | Sun5:00 | 0.4125 | 0.1115 | 0.0239 | 0.6791
Sun6:00 | 0 | 0 | 0 | 0 | Sun6:00 | 0.0002 | 0 | 0 | 0 | Sun6:00 | 0.5563 | 0.0725 | 0.6683 | 0.1448 | Sun6:00 | 0.3558 | 0.1271 | 0.0304 | 0.6967
Sun7:00 | 0 | 0 | 0 | 0 | Sun7:00 | 0.0429 | 0.0317 | 0 | 0 | Sun7:00 | 0.5527 | 0.0396 | 0.6083 | 0.1268 | Sun7:00 | 0.327 | 0.0894 | 0.0217 | 0.6214
Sun8:00 | 0 | 0 | 0 | 0 | Sun8:00 | 0.2058 | 0.1838 | 0.1228 | 0.0082 | Sun8:00 | 0.5262 | 0.0367 | 0.6379 | 0.0711 | Sun8:00 | 0.4385 | 0.0275 | 0.0193 | 0.6023
Sun9:00 | 0.2344 | 0.3129 | 0.0729 | 0 | Sun9:00 | 0.3802 | 0.4365 | 0.4123 | 0.2117 | Sun9:00 | 0.5308 | 0.0356 | 0.6366 | 0.0594 | Sun9:00 | 0.5774 | 0.0108 | 0.0202 | 0.5833
Sun10:00 | 0.6085 | 0.6261 | 0.5433 | 0.0805 | Sun10:00 | 0.5435 | 0.5477 | 0.6812 | 0.4466 | Sun10:00 | 0.652 | 0.1126 | 0.715 | 0.0275 | Sun10:00 | 0.4251 | 0.0099 | 0.025 | 0.5703
Sun11:00 | 0.6365 | 0.6505 | 0.8372 | 0.289 | Sun11:00 | 0.7751 | 0.7508 | 0.853 | 0.6962 | Sun11:00 | 0.6483 | 0.0905 | 0.7232 | 0.0626 | Sun11:00 | 0.3586 | 0.0191 | 0.0624 | 0.423
Sun12:00 | 0.6813 | 0.6397 | 0.807 | 0.2762 | Sun12:00 | 0.9555 | 0.7306 | 0.9648 | 0.7593 | Sun12:00 | 0.6884 | 0.0964 | 0.6033 | 0.0156 | Sun12:00 | 0.4759 | 0.0227 | 0.1077 | 0.3542
Sun13:00 | 0.8236 | 0.5433 | 0.7966 | 0.5111 | Sun13:00 | 0.9534 | 0.8116 | 0.979 | 0.8357 | Sun13:00 | 0.5721 | 0.0761 | 0.4412 | 0.068 | Sun13:00 | 0.5754 | 0.058 | 0.1769 | 0.2529
Sun14:00 | 0.8254 | 0.6845 | 0.8084 | 0.6224 | Sun14:00 | 0.9421 | 0.9151 | 0.9726 | 0.9392 | Sun14:00 | 0.3521 | 0.0925 | 0.4368 | 0.062 | Sun14:00 | 0.6173 | 0.0972 | 0.2559 | 0.1524
Sun15:00 | 0.7462 | 0.575 | 0.8342 | 0.7431 | Sun15:00 | 0.8449 | 0.7073 | 0.8762 | 0.5168 | Sun15:00 | 0.1927 | 0.1101 | 0.376 | 0.049 | Sun15:00 | 0.6405 | 0.1189 | 0.3441 | 0.1474
Sun16:00 | 0.9456 | 0.6187 | 0.8312 | 0.8339 | Sun16:00 | 0.7692 | 0.6446 | 0.683 | 0.5929 | Sun16:00 | 0.1565 | 0.1674 | 0.3369 | 0.0582 | Sun16:00 | 0.6368 | 0.0916 | 0.34 | 0.1861
Sun17:00 | 0.8778 | 0.452 | 0.754 | 0.8607 | Sun17:00 | 0.5605 | 0.496 | 0.4524 | 0.534 | Sun17:00 | 0.0911 | 0.2557 | 0.2776 | 0.0839 | Sun17:00 | 0.6267 | 0.0964 | 0.3249 | 0.2592
Sun18:00 | 0.7924 | 0.4504 | 0 | 0 | Sun18:00 | 0.3235 | 0.2899 | 0.1568 | 0.2596 | Sun18:00 | 0.1042 | 0.4158 | 0.1917 | 0.1534 | Sun18:00 | 0.6494 | 0.1754 | 0.2567 | 0.3481
Sun19:00 | 0.2116 | 0.1648 | 0 | 0 | Sun19:00 | 0.0949 | 0.1138 | 0.0025 | 0.0088 | Sun19:00 | 0.0756 | 0.4959 | 0.2267 | 0.2873 | Sun19:00 | 0.6814 | 0.1413 | 0.2226 | 0.49
Sun20:00 | 0 | 0 | 0 | 0 | Sun20:00 | 0.0081 | 0.0184 | 0 | 0 | Sun20:00 | 0.2291 | 0.3843 | 0.46 | 0.2524 | Sun20:00 | 0.7015 | 0.1182 | 0.1255 | 0.6506
Sun21:00 | 0 | 0 | 0 | 0 | Sun21:00 | 0 | 0 | 0 | 0 | Sun21:00 | 0.4505 | 0.3261 | 0.6933 | 0.1809 | Sun21:00 | 0.6934 | 0.1326 | 0.074 | 0.7462
Sun22:00 | 0 | 0 | 0 | 0 | Sun22:00 | 0 | 0 | 0 | 0 | Sun22:00 | 0.676 | 0.0357 | 0.6757 | 0.2413 | Sun22:00 | 0.7496 | 0.1583 | 0.0478 | 0.7208
Sun23:00 | 0 | 0 | 0 | 0 | Sun23:00 | 0 | 0 | 0 | 0 | Sun23:00 | 0.832 | 0.0289 | 0.7606 | 0.1534 | Sun23:00 | 0.7003 | 0.3259 | 0.0163 | 0.7233
Sun24:00 | 0 | 0 | 0 | 0 | Sun24:00 | 0 | 0 | 0 | 0 | Sun24:00 | 0.8313 | 0.0233 | 0.7032 | 0.4997 | Sun24:00 | 0.7031 | 0.3073 | 0.0069 | 0.6729
Mon1:00 | 0 | 0 | 0 | 0 | Mon1:00 | 0 | 0 | 0 | 0 | Mon1:00 | 0.5197 | 0.3774 | 0.683 | 0.0212 | Mon1:00 | 0.6843 | 0.1469 | 0.5565 | 0.7295
Mon2:00 | 0 | 0 | 0 | 0 | Mon2:00 | 0 | 0 | 0 | 0 | Mon2:00 | 0.4635 | 0.4877 | 0.666 | 0.0259 | Mon2:00 | 0.6027 | 0.2029 | 0.4989 | 0.7838
Mon3:00 | 0 | 0 | 0 | 0 | Mon3:00 | 0 | 0 | 0 | 0 | Mon3:00 | 0.3942 | 0.4723 | 0.5532 | 0.0569 | Mon3:00 | 0.5783 | 0.1449 | 0.5117 | 0.8127
Mon4:00 | 0 | 0 | 0 | 0 | Mon4:00 | 0 | 0 | 0 | 0 | Mon4:00 | 0.3811 | 0.3272 | 0.3552 | 0.1117 | Mon4:00 | 0.6094 | 0.0646 | 0.5098 | 0.8486
Mon5:00 | 0 | 0 | 0 | 0 | Mon5:00 | 0 | 0 | 0 | 0 | Mon5:00 | 0.3955 | 0.2901 | 0.2014 | 0.0927 | Mon5:00 | 0.6226 | 0.0804 | 0.455 | 0.8184
Mon6:00 | 0 | 0 | 0 | 0 | Mon6:00 | 0 | 0 | 0 | 0 | Mon6:00 | 0.3914 | 0.1573 | 0.1126 | 0.1226 | Mon6:00 | 0.5916 | 0.0897 | 0.3395 | 0.7879
Mon7:00 | 0 | 0 | 0 | 0 | Mon7:00 | 0.0261 | 0.0311 | 0.0003 | 0 | Mon7:00 | 0.3056 | 0.1852 | 0.0416 | 0.2254 | Mon7:00 | 0.5151 | 0.2062 | 0.2615 | 0.7092
Mon8:00 | 0 | 0 | 0 | 0 | Mon8:00 | 0.1141 | 0.1856 | 0.12 | 0.0014 | Mon8:00 | 0.3535 | 0.1475 | 0.0717 | 0.2737 | Mon8:00 | 0.4384 | 0.1676 | 0.232 | 0.6765
Mon9:00 | 0.1201 | 0.416 | 0.1445 | 0 | Mon9:00 | 0.243 | 0.4474 | 0.4113 | 0.1258 | Mon9:00 | 0.4154 | 0.1328 | 0.1249 | 0.3512 | Mon9:00 | 0.3768 | 0.1496 | 0.2233 | 0.6636
Mon10:00 | 0.3042 | 0.9423 | 0.7728 | 0 | Mon10:00 | 0.5557 | 0.6757 | 0.6784 | 0.3915 | Mon10:00 | 0.527 | 0.2359 | 0.1838 | 0.3794 | Mon10:00 | 0.4755 | 0.0786 | 0.198 | 0.5562
Mon11:00 | 0.4752 | 0.9794 | 0.8209 | 0.2708 | Mon11:00 | 0.6684 | 0.8545 | 0.8685 | 0.5842 | Mon11:00 | 0.6871 | 0.1781 | 0.2195 | 0.2724 | Mon11:00 | 0.563 | 0.0726 | 0.2068 | 0.3968
Mon12:00 | 0.6669 | 0.9314 | 0.8 | 0.5035 | Mon12:00 | 0.924 | 0.9231 | 0.9735 | 0.6934 | Mon12:00 | 0.7022 | 0.2142 | 0.2172 | 0.1557 | Mon12:00 | 0.5678 | 0.0784 | 0.1949 | 0.4123
Mon13:00 | 0.6636 | 1.0171 | 0.8303 | 0.5003 | Mon13:00 | 0.8293 | 0.979 | 0.979 | 0.6942 | Mon13:00 | 0.527 | 0.311 | 0.2127 | 0.1558 | Mon13:00 | 0.6184 | 0.1466 | 0.1531 | 0.5235
Mon14:00 | 0.7051 | 1.0169 | 0.8549 | 0.4789 | Mon14:00 | 0.863 | 0.9719 | 0.9665 | 0.7129 | Mon14:00 | 0.4061 | 0.2557 | 0.1712 | 0.2096 | Mon14:00 | 0.6423 | 0.2086 | 0.1816 | 0.5954
Mon15:00 | 0.5111 | 1.0015 | 0.8441 | 0.3818 | Mon15:00 | 0.6651 | 0.8997 | 0.8626 | 0.6853 | Mon15:00 | 0.339 | 0.2697 | 0.0925 | 0.1776 | Mon15:00 | 0.6168 | 0.1638 | 0.2283 | 0.7307
Mon16:00 | 0.5724 | 0.6764 | 0.861 | 0.3137 | Mon16:00 | 0.6469 | 0.6573 | 0.6896 | 0.4581 | Mon16:00 | 0.197 | 0.5868 | 0.0529 | 0.1779 | Mon16:00 | 0.6323 | 0.1517 | 0.2322 | 0.7734
Mon17:00 | 0.4834 | 0.6981 | 0.8216 | 0.309 | Mon17:00 | 0.4666 | 0.5319 | 0.4445 | 0.4054 | Mon17:00 | 0.1653 | 0.6005 | 0.0333 | 0.1651 | Mon17:00 | 0.6904 | 0.1433 | 0.228 | 0.799
Mon18:00 | 0.4286 | 0.5061 | 0.2403 | 0 | Mon18:00 | 0.2686 | 0.2867 | 0.1603 | 0.1112 | Mon18:00 | 0.1809 | 0.5883 | 0.0254 | 0.1725 | Mon18:00 | 0.6855 | 0.1611 | 0.249 | 0.7738
Mon19:00 | 0 | 0.3075 | 0 | 0 | Mon19:00 | 0.0784 | 0.0953 | 0.0052 | 0.0027 | Mon19:00 | 0.218 | 0.5383 | 0.0347 | 0.2766 | Mon19:00 | 0.7094 | 0.2378 | 0.264 | 0.8
Mon20:00 | 0 | 0 | 0 | 0 | Mon20:00 | 0.0044 | 0.0155 | 0 | 0 | Mon20:00 | 0.4808 | 0.3526 | 0.207 | 0.3276 | Mon20:00 | 0.7346 | 0.2077 | 0.431 | 0.8059
Mon21:00 | 0 | 0 | 0 | 0 | Mon21:00 | 0 | 0 | 0 | 0 | Mon21:00 | 0.7169 | 0.1853 | 0.5361 | 0.3659 | Mon21:00 | 0.6996 | 0.1903 | 0.5977 | 0.7708
Mon22:00 | 0 | 0 | 0 | 0 | Mon22:00 | 0 | 0 | 0 | 0 | Mon22:00 | 0.7813 | 0.0674 | 0.6719 | 0.524 | Mon22:00 | 0.7388 | 0.1412 | 0.722 | 0.7225
Mon23:00 | 0 | 0 | 0 | 0 | Mon23:00 | 0 | 0 | 0 | 0 | Mon23:00 | 0.7351 | 0.0542 | 0.575 | 0.5598 | Mon23:00 | 0.7511 | 0.1617 | 0.6051 | 0.578
Mon24:00 | 0 | 0 | 0 | 0 | Mon24:00 | 0 | 0 | 0 | 0 | Mon24:00 | 0.797 | 0.0375 | 0.6943 | 0.539 | Mon24:00 | 0.7057 | 0.165 | 0.6275 | 0.4318
Tue1:00 | 0 | 0 | 0 | 0 | Tue1:00 | 0 | 0 | 0 | 0 | Tue1:00 | 0.798 | 0.0391 | 0.7035 | 0.4799 | Tue1:00 | 0.7407 | 0.1484 | 0.7034 | 0.4127
Tue2:00 | 0 | 0 | 0 | 0 | Tue2:00 | 0 | 0 | 0 | 0 | Tue2:00 | 0.7904 | 0.0459 | 0.6938 | 0.4096 | Tue2:00 | 0.6655 | 0.115 | 0.6559 | 0.4706
Tue3:00 | 0 | 0 | 0 | 0 | Tue3:00 | 0 | 0 | 0 | 0 | Tue3:00 | 0.7415 | 0.0233 | 0.6892 | 0.3345 | Tue3:00 | 0.6014 | 0.0751 | 0.6624 | 0.4594
Tue4:00 | 0 | 0 | 0 | 0 | Tue4:00 | 0 | 0 | 0 | 0 | Tue4:00 | 0.6947 | 0.0077 | 0.6926 | 0.3223 | Tue4:00 | 0.5406 | 0.1055 | 0.6989 | 0.3541
Tue5:00 | 0 | 0 | 0 | 0 | Tue5:00 | 0 | 0 | 0 | 0 | Tue5:00 | 0.5532 | 0.0147 | 0.5194 | 0.2852 | Tue5:00 | 0.4962 | 0.147 | 0.6695 | 0.267
Tue6:00 | 0 | 0 | 0 | 0 | Tue6:00 | 0 | 0 | 0 | 0 | Tue6:00 | 0.5148 | 0.0266 | 0.4579 | 0.2807 | Tue6:00 | 0.504 | 0.0843 | 0.6471 | 0.2613
Tue7:00 | 0 | 0 | 0 | 0 | Tue7:00 | 0.0344 | 0.0286 | 0 | 0 | Tue7:00 | 0.5451 | 0.0472 | 0.4206 | 0.2769 | Tue7:00 | 0.525 | 0.0589 | 0.6594 | 0.2244
Tue8:00 | 0.0424 | 0 | 0 | 0 | Tue8:00 | 0.2339 | 0.1896 | 0.1177 | 0.0082 | Tue8:00 | 0.5797 | 0.0267 | 0.4329 | 0.2405 | Tue8:00 | 0.3345 | 0.0206 | 0.6214 | 0.3395
Tue9:00 | 0.5023 | 0.1371 | 0.039 | 0 | Tue9:00 | 0.4391 | 0.2915 | 0.3794 | 0.2595 | Tue9:00 | 0.5821 | 0.0113 | 0.4518 | 0.2168 | Tue9:00 | 0.1844 | 0.0054 | 0.6009 | 0.5074
Tue10:00 | 0.627 | 0.3425 | 0.5563 | 0 | Tue10:00 | 0.5358 | 0.4903 | 0.6543 | 0.5924 | Tue10:00 | 0.5755 | 0.039 | 0.4417 | 0.2966 | Tue10:00 | 0.0933 | 0.0007 | 0.7618 | 0.5931
Tue11:00 | 0.6707 | 0.3269 | 0.8443 | 0.0673 | Tue11:00 | 0.7805 | 0.5295 | 0.808 | 0.8266 | Tue11:00 | 0.4891 | 0.079 | 0.4864 | 0.2275 | Tue11:00 | 0.1376 | 0.0024 | 0.7059 | 0.2775
Tue12:00 | 0.7895 | 0.3252 | 0.8208 | 0.1452 | Tue12:00 | 0.8932 | 0.704 | 0.9081 | 0.9408 | Tue12:00 | 0.4013 | 0.0587 | 0.3812 | 0.2689 | Tue12:00 | 0.0741 | 0.0442 | 0.6749 | 0.1975
Tue13:00 | 0.9605 | 0.4867 | 0.8042 | 0.163 | Tue13:00 | 0.9688 | 0.8317 | 0.9498 | 0.979 | Tue13:00 | 0.3778 | 0.0675 | 0.3326 | 0.1974 | Tue13:00 | 0.1636 | 0.0847 | 0.6439 | 0.3076
Tue14:00 | 0.8004 | 0.3397 | 0.8148 | 0.1913 | Tue14:00 | 0.9114 | 0.7201 | 0.9608 | 0.979 | Tue14:00 | 0.4574 | 0.0942 | 0.2221 | 0.1174 | Tue14:00 | 0.4581 | 0.126 | 0.4548 | 0.2769
Tue15:00 | 0.7528 | 0.4471 | 0.8381 | 0.2195 | Tue15:00 | 0.7547 | 0.6569 | 0.8482 | 0.9309 | Tue15:00 | 0.5737 | 0.1067 | 0.1825 | 0.076 | Tue15:00 | 0.7557 | 0.1032 | 0.4189 | 0.2589
Tue16:00 | 0.5685 | 0.3414 | 0.8335 | 0.3568 | Tue16:00 | 0.5783 | 0.5009 | 0.665 | 0.8028 | Tue16:00 | 0.599 | 0.1017 | 0.1862 | 0.0979 | Tue16:00 | 0.8033 | 0.1632 | 0.3922 | 0.2761
Tue17:00 | 0.5556 | 0.4534 | 0.7458 | 0.4902 | Tue17:00 | 0.43 | 0.4384 | 0.4186 | 0.5805 | Tue17:00 | 0.6262 | 0.1178 | 0.1594 | 0.0701 | Tue17:00 | 0.8042 | 0.1711 | 0.354 | 0.1233
Tue18:00 | 0.4804 | 0.3277 | 0.1197 | 0 | Tue18:00 | 0.2432 | 0.2044 | 0.149 | 0.2569 | Tue18:00 | 0.7303 | 0.1463 | 0.1405 | 0.0484 | Tue18:00 | 0.8026 | 0.2022 | 0.2968 | 0.0523
Tue19:00 | 0.2074 | 0.155 | 0 | 0 | Tue19:00 | 0.0732 | 0.1122 | 0.0045 | 0.0122 | Tue19:00 | 0.8221 | 0.1574 | 0.194 | 0.0837 | Tue19:00 | 0.7992 | 0.2663 | 0.3208 | 0.0248
Tue20:00 | 0 | 0 | 0 | 0 | Tue20:00 | 0.006 | 0.0147 | 0 | 0 | Tue20:00 | 0.7618 | 0.146 | 0.3391 | 0.0999 | Tue20:00 | 0.7124 | 0.3058 | 0.4835 | 0.0423
Tue21:00 | 0 | 0 | 0 | 0 | Tue21:00 | 0 | 0 | 0 | 0 | Tue21:00 | 0.6551 | 0.1266 | 0.4807 | 0.1414 | Tue21:00 | 0.5412 | 0.3721 | 0.6275 | 0.0708
Tue22:00 | 0 | 0 | 0 | 0 | Tue22:00 | 0 | 0 | 0 | 0 | Tue22:00 | 0.6911 | 0.2725 | 0.6701 | 0.1593 | Tue22:00 | 0.7473 | 0.3879 | 0.7432 | 0.1346
Tue23:00 | 0 | 0 | 0 | 0 | Tue23:00 | 0 | 0 | 0 | 0 | Tue23:00 | 0.7945 | 0.2517 | 0.6093 | 0.1847 | Tue23:00 | 0.8276 | 0.3016 | 0.6536 | 0.3565
Tue24:00 | 0 | 0 | 0 | 0 | Tue24:00 | 0 | 0 | 0 | 0 | Tue24:00 | 0.6785 | 0.2182 | 0.7157 | 0.1383 | Tue24:00 | 0.7447 | 0.2447 | 0.6426 | 0.6223
Wed1:00 | 0 | 0 | 0 | 0 | Wed1:00 | 0 | 0 | 0 | 0 | Wed1:00 | 0.7385 | 0.1992 | 0.7536 | 0.1255 | Wed1:00 | 0.706 | 0.2787 | 0.5737 | 0.7605
Wed2:00 | 0 | 0 | 0 | 0 | Wed2:00 | 0 | 0 | 0 | 0 | Wed2:00 | 0.7147 | 0.2288 | 0.6376 | 0.1116 | Wed2:00 | 0.7139 | 0.3486 | 0.5379 | 0.8887
Wed3:00 | 0 | 0 | 0 | 0 | Wed3:00 | 0 | 0 | 0 | 0 | Wed3:00 | 0.6608 | 0.2366 | 0.6103 | 0.1236 | Wed3:00 | 0.7356 | 0.3484 | 0.4262 | 0.9001
Wed4:00 | 0 | 0 | 0 | 0 | Wed4:00 | 0 | 0 | 0 | 0 | Wed4:00 | 0.5962 | 0.2052 | 0.5655 | 0.1064 | Wed4:00 | 0.7095 | 0.4068 | 0.2993 | 0.8898
Wed5:00 | 0 | 0 | 0 | 0 | Wed5:00 | 0 | 0 | 0 | 0 | Wed5:00 | 0.6502 | 0.1808 | 0.4825 | 0.0512 | Wed5:00 | 0.5743 | 0.2316 | 0.2316 | 0.8609
Wed6:00 | 0 | 0 | 0 | 0 | Wed6:00 | 0 | 0 | 0 | 0 | Wed6:00 | 0.4836 | 0.1574 | 0.4772 | 0.0218 | Wed6:00 | 0.4848 | 0.2191 | 0.2036 | 0.8299
Wed7:00 | 0 | 0 | 0 | 0 | Wed7:00 | 0.0327 | 0.0366 | 0 | 0 | Wed7:00 | 0.2904 | 0.1129 | 0.4601 | 0.024 | Wed7:00 | 0.4106 | 0.1579 | 0.1224 | 0.713
Wed8:00 | 0.072 | 0 | 0 | 0 | Wed8:00 | 0.2313 | 0.1892 | 0.1097 | 0.0051 | Wed8:00 | 0.2139 | 0.0397 | 0.4196 | 0.0343 | Wed8:00 | 0.3997 | 0.1186 | 0.0829 | 0.6888
Wed9:00 | 0.6337 | 0.1436 | 0.1289 | 0 | Wed9:00 | 0.5034 | 0.3764 | 0.3844 | 0.1637 | Wed9:00 | 0.1417 | 0.0097 | 0.4143 | 0.0584 | Wed9:00 | 0.4146 | 0.0863 | 0.0591 | 0.6783
Wed10:00 | 0.9975 | 0.5242 | 0.7123 | 0 | Wed10:00 | 0.7204 | 0.647 | 0.625 | 0.4905 | Wed10:00 | 0.0379 | 0.0124 | 0.4999 | 0.0509 | Wed10:00 | 0.4823 | 0.0569 | 0.0036 | 0.6882
Wed11:00 | 0.995 | 0.8732 | 0.8114 | 0 | Wed11:00 | 0.88 | 0.821 | 0.8572 | 0.695 | Wed11:00 | 0.0627 | 0.0026 | 0.4851 | 0.0297 | Wed11:00 | 0.3797 | 0.0488 | 0.0254 | 0.4175
Wed12:00 | 0.9936 | 0.8513 | 0.7915 | 0 | Wed12:00 | 0.9754 | 0.909 | 0.8467 | 0.7833 | Wed12:00 | 0.1399 | 0.007 | 0.3987 | 0.0012 | Wed12:00 | 0.3217 | 0.0703 | 0.0203 | 0.1942
Wed13:00 | 0.9942 | 0.6344 | 0.7867 | 0 | Wed13:00 | 0.979 | 0.8022 | 0.9701 | 0.6986 | Wed13:00 | 0.1708 | 0.0027 | 0.2583 | 0.0001 | Wed13:00 | 0.3616 | 0.1374 | 0.0169 | 0.0758
Wed14:00 | 0.9969 | 0.7087 | 0.7919 | 0 | Wed14:00 | 0.979 | 0.8551 | 0.9111 | 0.7755 | Wed14:00 | 0.2405 | 0.0001 | 0.2328 | 0.0116 | Wed14:00 | 0.4075 | 0.2457 | 0.0543 | 0.0289
Wed15:00 | 0.9972 | 0.4218 | 0.8186 | 0.0671 | Wed15:00 | 0.9171 | 0.6556 | 0.8748 | 0.8334 | Wed15:00 | 0.174 | 0.0035 | 0.1969 | 0.0383 | Wed15:00 | 0.4647 | 0.1904 | 0.0624 | 0.011
Wed16:00 | 0.9975 | 0.4303 | 0.8172 | 0.0811 | Wed16:00 | 0.7769 | 0.5955 | 0.6744 | 0.5096 | Wed16:00 | 0.1103 | 0.0072 | 0.1804 | 0.0908 | Wed16:00 | 0.5375 | 0.2059 | 0.1836 | 0.0041
Wed17:00 | 1.0015 | 0.3421 | 0.74 | 0 | Wed17:00 | 0.5804 | 0.4819 | 0.4673 | 0.3632 | Wed17:00 | 0.1563 | 0.0199 | 0.1367 | 0.1708 | Wed17:00 | 0.529 | 0.2016 | 0.3262 | 0.0008
Wed18:00 | 1.0083 | 0.3607 | 0.1397 | 0 | Wed18:00 | 0.3245 | 0.3024 | 0.1712 | 0.1813 | Wed18:00 | 0.0772 | 0.0366 | 0.1313 | 0.1871 | Wed18:00 | 0.5204 | 0.1923 | 0.3725 | 0.0011
Wed19:00 | 0.6176 | 0.2266 | 0 | 0 | Wed19:00 | 0.0824 | 0.1268 | 0.0049 | 0.0063 | Wed19:00 | 0.1235 | 0.092 | 0.1717 | 0.2838 | Wed19:00 | 0.5878 | 0.2825 | 0.4344 | 0.0246
Wed20:00 | 0 | 0 | 0 | 0 | Wed20:00 | 0.0046 | 0.0178 | 0 | 0 | Wed20:00 | 0.4422 | 0.1953 | 0.2743 | 0.3017 | Wed20:00 | 0.6897 | 0.2013 | 0.4047 | 0.1253
Wed21:00 | 0 | 0 | 0 | 0 | Wed21:00 | 0 | 0 | 0 | 0 | Wed21:00 | 0.6976 | 0.3212 | 0.4226 | 0.3112 | Wed21:00 | 0.7648 | 0.1605 | 0.3732 | 0.38
Wed22:00 | 0 | 0 | 0 | 0 | Wed22:00 | 0 | 0 | 0 | 0 | Wed22:00 | 0.6747 | 0.2779 | 0.5289 | 0.2569 | Wed22:00 | 0.6352 | 0.2309 | 0.3043 | 0.4892
Wed23:00 | 0 | 0 | 0 | 0 | Wed23:00 | 0 | 0 | 0 | 0 | Wed23:00 | 0.8367 | 0.3531 | 0.5869 | 0.2185 | Wed23:00 | 0.5515 | 0.2572 | 0.2127 | 0.6467
Wed24:00 | 0 | 0 | 0 | 0 | Wed24:00 | 0 | 0 | 0 | 0 | Wed24:00 | 0.7542 | 0.432 | 0.6247 | 0.137 | Wed24:00 | 0.365 | 0.299 | 0.2237 | 0.7375

## CapFactor_hour_11daysyear
|  |  | SolarCSP | [5 empty] | Solar PVSAT | [5 empty] | wind | [5 empty] | new wind
Month | Season | Hour | Northeast | West | Coastal | South | Panhandle | ERCOT total | Northeast | West | Coastal | South | Panhandle | ERCOT total | Northeast | West | Coastal | South | Panhandle | ERCOT total | Northeast | West | Coastal | South | Panhandle | ERCOT total
Jan | Winter | 1:00 | 0 | 0 | 0 | 0 | 0 | 0 | 0 | 0 | 0 | 0 | 0 | 0 | 0.3568 | 0.5495 | 0.1516 | 0.468 | 0.5495 | 0.3196 | 0.2986 | 0.444 | 0.5613 | 0.4138 | 0.3381 | 0.3864 | ERCOT total
|  | 2:00 | 0 | 0 | 0 | 0 | 0 | 0 | 0 | 0 | 0 | 0 | 0 | 0 | 0.3479 | 0.4695 | 0.1469 | 0.3893 | 0.4695 | 0.29 | 0.327 | 0.4754 | 0.4899 | 0.3877 | 0.4128 | 0.4249 |  | SOLAR CSP | [11 empty] | SOLAR PVSAT | [11 empty] | wind | [11 empty] | wind-new
|  | 3:00 | 0 | 0 | 0 | 0 | 0 | 0 | 0 | 0 | 0 | 0 | 0 | 0 | 0.2804 | 0.3726 | 0.1093 | 0.3164 | 0.3726 | 0.23 | 0.37 | 0.4737 | 0.4768 | 0.3958 | 0.4304 | 0.4371 |  | Spring | Summer | Fall | [9 empty] | Spring | Summer | Fall | [9 empty] | Spring | Summer | Fall | [9 empty] | Spring | Summer | Fall
|  | 4:00 | 0 | 0 | 0 | 0 | 0 | 0 | 0 | 0 | 0 | 0 | 0 | 0 | 0.2342 | 0.3478 | 0.0975 | 0.3163 | 0.3478 | 0.2092 | 0.3676 | 0.4877 | 0.4445 | 0.3451 | 0.4158 | 0.4267 | 1:00 | 0 | 0 | 0 | [8 empty] | 1:00 | 0 | 0 | 0 | [8 empty] | 1:00 | 0.456 | 0.3183 | 0.4011 | [8 empty] | 1:00 | 0.6593 | 0.5212 | 0.4044
|  | 5:00 | 0 | 0 | 0 | 0 | 0 | 0 | 0 | 0 | 0 | 0 | 0 | 0 | 0.2181 | 0.4143 | 0.1077 | 0.3794 | 0.4143 | 0.2292 | 0.4697 | 0.5277 | 0.4166 | 0.319 | 0.4361 | 0.4531 | 2:00 | 0 | 0 | 0 | [8 empty] | 2:00 | 0 | 0 | 0 | [8 empty] | 2:00 | 0.4475 | 0.2584 | 0.3881 | [8 empty] | 2:00 | 0.6402 | 0.464 | 0.3664
|  | 6:00 | 0 | 0 | 0 | 0 | 0 | 0 | 0 | 0 | 0 | 0 | 0 | 0 | 0.2129 | 0.3977 | 0.0985 | 0.3798 | 0.3977 | 0.2221 | 0.5254 | 0.4825 | 0.4084 | 0.2792 | 0.4479 | 0.4525 | 3:00 | 0 | 0 | 0 | [8 empty] | 3:00 | 0 | 0 | 0 | [8 empty] | 3:00 | 0.4666 | 0.2446 | 0.3531 | [8 empty] | 3:00 | 0.6353 | 0.4585 | 0.3587
|  | 7:00 | 0 | 0 | 0 | 0 | 0 | 0 | 0 | 0 | 0 | 0 | 0 | 0 | 0.2412 | 0.4065 | 0.0928 | 0.4028 | 0.4065 | 0.2335 | 0.547 | 0.4158 | 0.3878 | 0.2571 | 0.3644 | 0.3946 | 4:00 | 0 | 0 | 0 | [8 empty] | 4:00 | 0 | 0 | 0 | [8 empty] | 4:00 | 0.4386 | 0.2694 | 0.3502 | [8 empty] | 4:00 | 0.6181 | 0.4249 | 0.3711
|  | 8:00 | 0 | 0 | 0 | 0 | 0 | 0 | 0.0045 | 0.0219 | 0.0251 | 0.0131 | 0 | 0.0129 | 0.2647 | 0.4105 | 0.0979 | 0.4313 | 0.4105 | 0.2483 | 0.5022 | 0.409 | 0.435 | 0.2519 | 0.3418 | 0.3818 | 5:00 | 0 | 0 | 0 | [8 empty] | 5:00 | 0 | 0 | 0 | [8 empty] | 5:00 | 0.3995 | 0.2559 | 0.3263 | [8 empty] | 5:00 | 0.6218 | 0.4142 | 0.374
|  | 9:00 | 0 | 0 | 0 | 0 | 0 | 0 | 0.2699 | 0.3216 | 0.241 | 0.196 | 0.2884 | 0.2634 | 0.3084 | 0.4286 | 0.1059 | 0.46 | 0.4286 | 0.2717 | 0.4811 | 0.4342 | 0.4567 | 0.2836 | 0.3414 | 0.3888 | 6:00 | 0 | 0 | 0 | [8 empty] | 6:00 | 0.0007 | 0.0066 | 0 | [8 empty] | 6:00 | 0.3679 | 0.2693 | 0.2879 | [8 empty] | 6:00 | 0.6604 | 0.3747 | 0.3691
|  | 10:00 | 0 | 0.0509 | 0 | 0 | 0 | 0.0102 | 0.5401 | 0.5986 | 0.4245 | 0.4177 | 0.6374 | 0.5236 | 0.2509 | 0.3759 | 0.0788 | 0.3964 | 0.3759 | 0.2258 | 0.4426 | 0.4063 | 0.2755 | 0.1751 | 0.4119 | 0.388 | 7:00 | 0 | 0 | 0 | [8 empty] | 7:00 | 0.0958 | 0.1847 | 0.0053 | [8 empty] | 7:00 | 0.3345 | 0.2529 | 0.2757 | [8 empty] | 7:00 | 0.6425 | 0.3314 | 0.3716
|  | 11:00 | 0.1321 | 0.2156 | 0.044 | 0.0372 | 0.2493 | 0.1356 | 0.6567 | 0.6735 | 0.472 | 0.5395 | 0.7435 | 0.617 | 0.2417 | 0.4009 | 0.0773 | 0.3721 | 0.4009 | 0.2207 | 0.3362 | 0.3106 | 0.1529 | 0.0933 | 0.2399 | 0.2503 | 8:00 | 0 | 0.0126 | 0 | [8 empty] | 8:00 | 0.3954 | 0.5577 | 0.2447 | [8 empty] | 8:00 | 0.2531 | 0.1969 | 0.2739 | [8 empty] | 8:00 | 0.5487 | 0.263 | 0.3395
|  | 12:00 | 0.3054 | 0.4031 | 0.1489 | 0.0974 | 0.5056 | 0.2921 | 0.6656 | 0.6866 | 0.4938 | 0.4987 | 0.7199 | 0.6129 | 0.3135 | 0.5426 | 0.0906 | 0.4699 | 0.5426 | 0.2825 | 0.2676 | 0.2322 | 0.1413 | 0.0823 | 0.2119 | 0.2089 | 9:00 | 0.1115 | 0.3277 | 0.1213 | [8 empty] | 9:00 | 0.5971 | 0.7871 | 0.5463 | [8 empty] | 9:00 | 0.1942 | 0.1483 | 0.2734 | [8 empty] | 9:00 | 0.4574 | 0.2138 | 0.3193
|  | 13:00 | 0.3225 | 0.4281 | 0.1528 | 0.1441 | 0.4484 | 0.2992 | 0.6469 | 0.6762 | 0.4806 | 0.5492 | 0.6737 | 0.6053 | 0.3236 | 0.4488 | 0.0923 | 0.4197 | 0.4488 | 0.2649 | 0.2502 | 0.2231 | 0.086 | 0.0813 | 0.2155 | 0.2004 | 10:00 | 0.4102 | 0.7272 | 0.4494 | [8 empty] | 10:00 | 0.7258 | 0.8678 | 0.6572 | [8 empty] | 10:00 | 0.1881 | 0.1279 | 0.208 | [8 empty] | 10:00 | 0.3256 | 0.1674 | 0.2213
|  | 14:00 | 0.3302 | 0.4308 | 0.1496 | 0.1222 | 0.4493 | 0.2964 | 0.6532 | 0.6725 | 0.4883 | 0.504 | 0.6743 | 0.5985 | 0.2821 | 0.3345 | 0.0801 | 0.3104 | 0.3345 | 0.213 | 0.3055 | 0.2085 | 0.0752 | 0.0809 | 0.1967 | 0.1926 | 11:00 | 0.4276 | 0.8504 | 0.5743 | [8 empty] | 11:00 | 0.7521 | 0.8733 | 0.6891 | [8 empty] | 11:00 | 0.1917 | 0.1143 | 0.1874 | [8 empty] | 11:00 | 0.3857 | 0.1674 | 0.1462
|  | 15:00 | 0.3472 | 0.4698 | 0.1874 | 0.1646 | 0.505 | 0.3348 | 0.6542 | 0.6929 | 0.5334 | 0.4874 | 0.7178 | 0.6171 | 0.2794 | 0.3135 | 0.0725 | 0.2824 | 0.3135 | 0.2012 | 0.3231 | 0.19 | 0.0991 | 0.0871 | 0.1995 | 0.1949 | 12:00 | 0.371 | 0.8741 | 0.5459 | [8 empty] | 12:00 | 0.8102 | 0.8498 | 0.655 | [8 empty] | 12:00 | 0.2841 | 0.0962 | 0.2272 | [8 empty] | 12:00 | 0.529 | 0.1374 | 0.2479
|  | 16:00 | 0.3221 | 0.4663 | 0.2666 | 0.0936 | 0.5566 | 0.341 | 0.5781 | 0.6588 | 0.5262 | 0.3709 | 0.7186 | 0.5705 | 0.3382 | 0.3482 | 0.0767 | 0.2834 | 0.3482 | 0.2237 | 0.3218 | 0.2012 | 0.1452 | 0.1121 | 0.1988 | 0.2033 | 13:00 | 0.339 | 0.926 | 0.4855 | [8 empty] | 13:00 | 0.8016 | 0.8493 | 0.6973 | [8 empty] | 13:00 | 0.3406 | 0.1161 | 0.1929 | [8 empty] | 13:00 | 0.5802 | 0.1692 | 0.238
|  | 17:00 | 0.055 | 0.2775 | 0.0813 | 0.0652 | 0.4715 | 0.1901 | 0.3663 | 0.4849 | 0.3331 | 0.2389 | 0.5902 | 0.4027 | 0.3664 | 0.32 | 0.1055 | 0.2864 | 0.32 | 0.2405 | 0.3099 | 0.2105 | 0.2156 | 0.1353 | 0.2296 | 0.2286 | 14:00 | 0.4448 | 0.9171 | 0.417 | [8 empty] | 14:00 | 0.8069 | 0.8466 | 0.6645 | [8 empty] | 14:00 | 0.2997 | 0.1834 | 0.1645 | [8 empty] | 14:00 | 0.5397 | 0.186 | 0.2824
|  | 18:00 | 0 | 0 | 0 | 0 | 0 | 0 | 0.0521 | 0.155 | 0.0411 | 0.0641 | 0.2317 | 0.1088 | 0.356 | 0.3813 | 0.1159 | 0.3203 | 0.3813 | 0.2557 | 0.3066 | 0.2415 | 0.302 | 0.1682 | 0.2813 | 0.2725 | 15:00 | 0.3666 | 0.9005 | 0.515 | [8 empty] | 15:00 | 0.8102 | 0.8518 | 0.6945 | [8 empty] | 15:00 | 0.2589 | 0.1645 | 0.1581 | [8 empty] | 15:00 | 0.4448 | 0.2004 | 0.2468
|  | 19:00 | 0 | 0 | 0 | 0 | 0 | 0 | 0 | 0.001 | 0 | 0 | 0 | 0.0002 | 0.4174 | 0.49 | 0.1369 | 0.428 | 0.49 | 0.3158 | 0.3926 | 0.3174 | 0.4002 | 0.3055 | 0.3626 | 0.3575 | 16:00 | 0.3849 | 0.8556 | 0.4608 | [8 empty] | 16:00 | 0.7089 | 0.8531 | 0.6358 | [8 empty] | 16:00 | 0.2578 | 0.1475 | 0.1577 | [8 empty] | 16:00 | 0.4542 | 0.218 | 0.299
|  | 20:00 | 0 | 0 | 0 | 0 | 0 | 0 | 0 | 0 | 0 | 0 | 0 | 0 | 0.4117 | 0.4638 | 0.1393 | 0.4489 | 0.4638 | 0.3162 | 0.47 | 0.4323 | 0.4542 | 0.3349 | 0.4861 | 0.4618 | 17:00 | 0.4101 | 0.7436 | 0.3705 | [8 empty] | 17:00 | 0.7081 | 0.7916 | 0.4353 | [8 empty] | 17:00 | 0.2615 | 0.1508 | 0.1695 | [8 empty] | 17:00 | 0.5143 | 0.2165 | 0.3226
|  | 21:00 | 0 | 0 | 0 | 0 | 0 | 0 | 0 | 0 | 0 | 0 | 0 | 0 | 0.4085 | 0.4365 | 0.1338 | 0.456 | 0.4365 | 0.3112 | 0.5246 | 0.5675 | 0.488 | 0.3838 | 0.6013 | 0.5624 | 18:00 | 0.0695 | 0.5343 | 0.0273 | [8 empty] | 18:00 | 0.4816 | 0.6451 | 0.0906 | [8 empty] | 18:00 | 0.3254 | 0.1979 | 0.1704 | [8 empty] | 18:00 | 0.561 | 0.2466 | 0.345
|  | 22:00 | 0 | 0 | 0 | 0 | 0 | 0 | 0 | 0 | 0 | 0 | 0 | 0 | 0.4282 | 0.4514 | 0.1346 | 0.4334 | 0.4514 | 0.3144 | 0.4238 | 0.5284 | 0.35 | 0.3889 | 0.5725 | 0.5121 | 19:00 | 0 | 0.0418 | 0 | [8 empty] | 19:00 | 0.1357 | 0.3408 | 0.0001 | [8 empty] | 19:00 | 0.4104 | 0.2265 | 0.1889 | [8 empty] | 19:00 | 0.6292 | 0.2769 | 0.419
|  | 23:00 | 0 | 0 | 0 | 0 | 0 | 0 | 0 | 0 | 0 | 0 | 0 | 0 | 0.4664 | 0.4958 | 0.1266 | 0.435 | 0.4958 | 0.3275 | 0.3396 | 0.4841 | 0.3129 | 0.4767 | 0.527 | 0.4694 | 20:00 | 0 | 0 | 0 | [8 empty] | 20:00 | 0.0039 | 0.0411 | 0 | [8 empty] | 20:00 | 0.431 | 0.2566 | 0.2666 | [8 empty] | 20:00 | 0.7398 | 0.3917 | 0.4129
|  | 24:00 | 0 | 0 | 0 | 0 | 0 | 0 | 0 | 0 | 0 | 0 | 0 | 0 | 0.4185 | 0.4117 | 0.1115 | 0.3986 | 0.4117 | 0.2907 | 0.3879 | 0.4293 | 0.2613 | 0.4427 | 0.4378 | 0.4103 | 21:00 | 0 | 0 | 0 | [8 empty] | 21:00 | 0 | 0 | 0 | [8 empty] | 21:00 | 0.4282 | 0.2818 | 0.3625 | [8 empty] | 21:00 | 0.8021 | 0.5139 | 0.4091
Feb |  | 25:00 | 0 | 0 | 0 | 0 | 0 | 0 | 0 | 0 | 0 | 0 | 0 | 0 | 0.2844 | 0.3183 | 0.0688 | 0.2738 | 0.3183 | 0.2 | 0.1647 | 0.424 | 0.1211 | 0.2983 | 0.4965 | 0.3909 | 22:00 | 0 | 0 | 0 | [8 empty] | 22:00 | 0 | 0 | 0 | [8 empty] | 22:00 | 0.4818 | 0.265 | 0.3886 | [8 empty] | 22:00 | 0.7607 | 0.5082 | 0.4432
|  | 26:00 | 0 | 0 | 0 | 0 | 0 | 0 | 0 | 0 | 0 | 0 | 0 | 0 | 0.332 | 0.3813 | 0.0903 | 0.3219 | 0.3813 | 0.239 | 0.1949 | 0.4511 | 0.2229 | 0.3483 | 0.5077 | 0.4199 | 23:00 | 0 | 0 | 0 | [8 empty] | 23:00 | 0 | 0 | 0 | [8 empty] | 23:00 | 0.4783 | 0.2656 | 0.3574 | [8 empty] | 23:00 | 0.7406 | 0.4857 | 0.4605
|  | 27:00 | 0 | 0 | 0 | 0 | 0 | 0 | 0 | 0 | 0 | 0 | 0 | 0 | 0.3772 | 0.4151 | 0.1022 | 0.3595 | 0.4151 | 0.2681 | 0.198 | 0.4549 | 0.3615 | 0.428 | 0.4385 | 0.4057 | 24:00 | 0 | 0 | 0 | [8 empty] | 24:00 | 0 | 0 | 0 | [8 empty] | 24:00 | 0.489 | 0.3226 | 0.3593 | [8 empty] | 24:00 | 0.5846 | 0.4917 | 0.4745
|  | 28:00 | 0 | 0 | 0 | 0 | 0 | 0 | 0 | 0 | 0 | 0 | 0 | 0 | 0.4551 | 0.4277 | 0.1189 | 0.4112 | 0.4277 | 0.3085 | 0.2824 | 0.4716 | 0.5008 | 0.5376 | 0.3863 | 0.4136
|  | 29:00 | 0 | 0 | 0 | 0 | 0 | 0 | 0 | 0 | 0 | 0 | 0 | 0 | 0.4607 | 0.4496 | 0.1361 | 0.4468 | 0.4496 | 0.3266 | 0.2791 | 0.4928 | 0.4842 | 0.5103 | 0.4603 | 0.4521
|  | 30:00 | 0 | 0 | 0 | 0 | 0 | 0 | 0 | 0 | 0 | 0 | 0 | 0 | 0.3806 | 0.4284 | 0.1214 | 0.453 | 0.4284 | 0.2968 | 0.2551 | 0.4717 | 0.3965 | 0.3981 | 0.4786 | 0.4388 | Northeast
|  | 31:00 | 0 | 0 | 0 | 0 | 0 | 0 | 0 | 0 | 0 | 0 | 0 | 0 | 0.394 | 0.3987 | 0.1186 | 0.4517 | 0.3987 | 0.2957 | 0.3075 | 0.4713 | 0.3814 | 0.4096 | 0.51 | 0.4592 |  | SOLAR CSP | [11 empty] | SOLAR PVSAT | [11 empty] | wind | [11 empty] | new-wind
|  | 32:00 | 0 | 0 | 0 | 0 | 0 | 0 | 0.0791 | 0.064 | 0.1298 | 0.0621 | 0.0053 | 0.0681 | 0.3904 | 0.3987 | 0.0997 | 0.4025 | 0.3987 | 0.2773 | 0.2508 | 0.457 | 0.3425 | 0.447 | 0.476 | 0.4297 |  | 1 | 2 | 3 | 4 | 5 | 6 | 7 | 8 | 9 | 10 | 11 |  | 1 | 2 | 3 | 4 | 5 | 6 | 7 | 8 | 9 | 10 | 11 |  | 1 | 2 | 3 | 4 | 5 | 6 | 7 | 8 | 9 | 10 | 11 |  | 1 | 2 | 3 | 4 | 5 | 6 | 7 | 8 | 9 | 10 | 11
|  | 33:00 | 0 | 0 | 0 | 0 | 0 | 0 | 0.4657 | 0.4355 | 0.4771 | 0.3181 | 0.3369 | 0.4067 | 0.4001 | 0.4322 | 0.0942 | 0.3929 | 0.4322 | 0.2799 | 0.2143 | 0.4694 | 0.3063 | 0.5191 | 0.4703 | 0.4246 | 1:00 | 0 | 0 | 0 | 0 | 0 | 0 | 0 | 0 | 0 | 0 | 0 | 1:00 | 0 | 0 | 0 | 0 | 0 | 0 | 0 | 0 | 0 | 0 | 0 | 1:00 | 0.5582 | 0.2448 | 0.6273 | 0.4352 | 0.4603 | 0.393 | 0.625 | 0.2917 | 0.3096 | 0.4298 | 0.2977 | 1:00 | 0.6844 | 0.235 | 0.8029 | 0.6288 | 0.6616 | 0.5059 | 0.7827 | 0.1421 | 0.2033 | 0.4489 | 0.4032
|  | 34:00 | 0.0943 | 0.1206 | 0.0771 | 0 | 0 | 0.0584 | 0.7051 | 0.7039 | 0.6804 | 0.5522 | 0.6468 | 0.6577 | 0.4204 | 0.4703 | 0.138 | 0.4736 | 0.4703 | 0.3238 | 0.1795 | 0.5433 | 0.2414 | 0.402 | 0.4187 | 0.3987 | 2:00 | 0 | 0 | 0 | 0 | 0 | 0 | 0 | 0 | 0 | 0 | 0 | 2:00 | 0 | 0 | 0 | 0 | 0 | 0 | 0 | 0 | 0 | 0 | 0 | 2:00 | 0.5769 | 0.265 | 0.6208 | 0.4447 | 0.4471 | 0.3669 | 0.6119 | 0.2419 | 0.2935 | 0.4122 | 0.3243 | 2:00 | 0.7058 | 0.2266 | 0.8044 | 0.6582 | 0.6161 | 0.4173 | 0.7502 | 0.0787 | 0.3558 | 0.3955 | 0.3444
|  | 35:00 | 0.2844 | 0.5028 | 0.2332 | 0.0384 | 0.2473 | 0.2612 | 0.7824 | 0.7697 | 0.698 | 0.6017 | 0.7572 | 0.7218 | 0.4548 | 0.5354 | 0.157 | 0.5414 | 0.5354 | 0.3623 | 0.1735 | 0.6101 | 0.212 | 0.3594 | 0.4739 | 0.4356 | 3:00 | 0 | 0 | 0 | 0 | 0 | 0 | 0 | 0 | 0 | 0 | 0 | 3:00 | 0 | 0 | 0 | 0 | 0 | 0 | 0 | 0 | 0 | 0 | 0 | 3:00 | 0.5457 | 0.2876 | 0.6308 | 0.4044 | 0.4438 | 0.3228 | 0.5979 | 0.235 | 0.2315 | 0.3777 | 0.2893 | 3:00 | 0.6678 | 0.2105 | 0.7611 | 0.6357 | 0.5801 | 0.3074 | 0.6971 | 0.0444 | 0.2854 | 0.3423 | 0.332
|  | 36:00 | 0.4503 | 0.5996 | 0.2676 | 0.093 | 0.5459 | 0.3913 | 0.7764 | 0.7446 | 0.6983 | 0.671 | 0.7611 | 0.7303 | 0.528 | 0.5736 | 0.1734 | 0.5493 | 0.5736 | 0.3956 | 0.2558 | 0.6836 | 0.4384 | 0.3501 | 0.6124 | 0.5566 | 4:00 | 0 | 0 | 0 | 0 | 0 | 0 | 0 | 0 | 0 | 0 | 0 | 4:00 | 0 | 0 | 0 | 0 | 0 | 0 | 0 | 0 | 0 | 0 | 0 | 4:00 | 0.5407 | 0.3081 | 0.6166 | 0.4176 | 0.4087 | 0.3413 | 0.5458 | 0.2246 | 0.1553 | 0.3517 | 0.2695 | 4:00 | 0.6834 | 0.1805 | 0.6792 | 0.632 | 0.5995 | 0.2527 | 0.5885 | 0.0203 | 0.2 | 0.3105 | 0.3288
|  | 37:00 | 0.4974 | 0.6087 | 0.2485 | 0.1189 | 0.4577 | 0.3862 | 0.7441 | 0.7473 | 0.6806 | 0.6304 | 0.7424 | 0.709 | 0.4439 | 0.4078 | 0.1589 | 0.4572 | 0.4078 | 0.3281 | 0.2891 | 0.6269 | 0.3501 | 0.2159 | 0.7052 | 0.5781 | 5:00 | 0 | 0 | 0 | 0 | 0 | 0 | 0 | 0 | 0 | 0 | 0 | 5:00 | 0 | 0 | 0 | 0 | 0 | 0 | 0 | 0 | 0 | 0 | 0 | 5:00 | 0.5618 | 0.2461 | 0.6198 | 0.3939 | 0.3649 | 0.322 | 0.4683 | 0.2171 | 0.1234 | 0.3639 | 0.2405 | 5:00 | 0.7249 | 0.1431 | 0.6805 | 0.5808 | 0.6039 | 0.2401 | 0.4656 | 0.0192 | 0.1369 | 0.3391 | 0.3642
|  | 38:00 | 0.4976 | 0.6204 | 0.0852 | 0.1236 | 0.3809 | 0.3415 | 0.7565 | 0.7493 | 0.7248 | 0.6099 | 0.7305 | 0.7142 | 0.3597 | 0.3062 | 0.1286 | 0.3466 | 0.3062 | 0.2582 | 0.2096 | 0.5038 | 0.2281 | 0.2448 | 0.6404 | 0.4961 | 6:00 | 0 | 0 | 0 | 0 | 0 | 0 | 0 | 0 | 0 | 0 | 0 | 6:00 | 0 | 0 | 0 | 0.017 | 0 | 0 | 0.0317 | 0 | 0.0092 | 0 | 0 | 6:00 | 0.5757 | 0.1894 | 0.6119 | 0.3276 | 0.3692 | 0.3148 | 0.413 | 0.212 | 0.0729 | 0.3678 | 0.2502 | 6:00 | 0.7594 | 0.1127 | 0.6542 | 0.5526 | 0.6033 | 0.2178 | 0.4318 | 0.0483 | 0.1154 | 0.3477 | 0.3333
|  | 39:00 | 0.4094 | 0.6377 | 0.0976 | 0.111 | 0.3474 | 0.3206 | 0.7402 | 0.6425 | 0.5915 | 0.5894 | 0.7166 | 0.6561 | 0.4351 | 0.3687 | 0.1434 | 0.3977 | 0.3687 | 0.3029 | 0.2128 | 0.5183 | 0.4061 | 0.352 | 0.5536 | 0.4812 | 7:00 | 0 | 0 | 0 | 0 | 0 | 0 | 0 | 0 | 0 | 0 | 0 | 7:00 | 0.0002 | 0.0638 | 0.0035 | 0.2176 | 0.0021 | 0 | 0.2793 | 0 | 0.213 | 0.0898 | 0.0284 | 7:00 | 0.5744 | 0.147 | 0.528 | 0.2862 | 0.354 | 0.2961 | 0.3412 | 0.2037 | 0.033 | 0.3359 | 0.2421 | 7:00 | 0.7501 | 0.0722 | 0.6552 | 0.4795 | 0.576 | 0.2616 | 0.3851 | 0.0516 | 0.0983 | 0.3216 | 0.2441
|  | 40:00 | 0.4467 | 0.6345 | 0.0897 | 0.1039 | 0.4589 | 0.3467 | 0.6328 | 0.6613 | 0.4989 | 0.4689 | 0.7239 | 0.5972 | 0.4177 | 0.3212 | 0.1424 | 0.3887 | 0.3212 | 0.2902 | 0.2718 | 0.5246 | 0.4751 | 0.369 | 0.442 | 0.442 | 8:00 | 0 | 0 | 0 | 0.0053 | 0 | 0 | 0.0292 | 0 | 0 | 0 | 0 | 8:00 | 0.1434 | 0.3448 | 0.187 | 0.6269 | 0.1663 | 0.0149 | 0.5392 | 0.0222 | 0.5889 | 0.4857 | 0.3593 | 8:00 | 0.5624 | 0.1095 | 0.5536 | 0.2389 | 0.3669 | 0.2815 | 0.3519 | 0.2006 | 0.037 | 0.3245 | 0.2242 | 8:00 | 0.7247 | 0.0513 | 0.6795 | 0.3839 | 0.5138 | 0.275 | 0.3752 | 0.0336 | 0.0448 | 0.2664 | 0.2442
|  | 41:00 | 0.2648 | 0.4357 | 0 | 0.0552 | 0.1652 | 0.1842 | 0.4947 | 0.4604 | 0.2752 | 0.3842 | 0.5866 | 0.4402 | 0.3908 | 0.3303 | 0.1453 | 0.4009 | 0.3303 | 0.2873 | 0.3113 | 0.5425 | 0.4396 | 0.3181 | 0.439 | 0.4427 | 9:00 | 0 | 0.0817 | 0 | 0.4683 | 0 | 0 | 0.1557 | 0 | 0.4228 | 0.2584 | 0.0126 | 9:00 | 0.5519 | 0.4166 | 0.6029 | 0.8457 | 0.4627 | 0.1006 | 0.5845 | 0.2004 | 0.7853 | 0.8267 | 0.7542 | 9:00 | 0.5511 | 0.0865 | 0.5874 | 0.2176 | 0.3805 | 0.2721 | 0.3734 | 0.199 | 0.0519 | 0.3283 | 0.2258 | 9:00 | 0.7071 | 0.0399 | 0.7184 | 0.2751 | 0.4451 | 0.3177 | 0.3934 | 0.0252 | 0.0156 | 0.2315 | 0.2558
|  | 42:00 | 0.003 | 0.0611 | 0 | 0 | 0.0161 | 0.016 | 0.1547 | 0.1866 | 0.0869 | 0.182 | 0.3008 | 0.1822 | 0.4544 | 0.444 | 0.1727 | 0.5011 | 0.444 | 0.3496 | 0.3525 | 0.61 | 0.5217 | 0.4204 | 0.492 | 0.5031 | 10:00 | 0.2353 | 0.1929 | 0.2775 | 0.931 | 0.2039 | 0 | 0.4216 | 0 | 0.9573 | 0.7711 | 0.4761 | 10:00 | 0.7018 | 0.4918 | 0.7365 | 0.8809 | 0.6012 | 0.1466 | 0.6929 | 0.3483 | 0.8755 | 0.8972 | 0.8521 | 10:00 | 0.5383 | 0.084 | 0.5358 | 0.2129 | 0.3276 | 0.3068 | 0.4532 | 0.2133 | 0.0514 | 0.2844 | 0.1685 | 10:00 | 0.6186 | 0.0192 | 0.7244 | 0.2533 | 0.4102 | 0.3552 | 0.4311 | 0.0142 | 0.0081 | 0.1251 | 0.1629
|  | 43:00 | 0 | 0 | 0 | 0 | 0 | 0 | 0.0001 | 0.006 | 0 | 0.0011 | 0.0086 | 0.0031 | 0.4559 | 0.5069 | 0.1732 | 0.4982 | 0.5069 | 0.3571 | 0.3847 | 0.6305 | 0.496 | 0.5177 | 0.5377 | 0.5357 | 11:00 | 0.5 | 0.2723 | 0.5059 | 0.9278 | 0.4015 | 0 | 0.532 | 0 | 0.853 | 0.8331 | 0.6913 | 11:00 | 0.6928 | 0.5191 | 0.7544 | 0.8872 | 0.6241 | 0.2515 | 0.7791 | 0.303 | 0.8266 | 0.8829 | 0.8108 | 11:00 | 0.493 | 0.0995 | 0.5438 | 0.2077 | 0.2543 | 0.3881 | 0.4737 | 0.1808 | 0.0643 | 0.2304 | 0.1068 | 11:00 | 0.5884 | 0.0108 | 0.8551 | 0.2 | 0.3633 | 0.4539 | 0.3523 | 0.0025 | 0.0202 | 0.1324 | 0.0571
|  | 44:00 | 0 | 0 | 0 | 0 | 0 | 0 | 0 | 0 | 0 | 0 | 0 | 0 | 0.5011 | 0.5979 | 0.1737 | 0.5674 | 0.5979 | 0.3946 | 0.4378 | 0.6775 | 0.4221 | 0.5388 | 0.4807 | 0.5162 | 12:00 | 0.4666 | 0.3003 | 0.3671 | 0.8728 | 0.3842 | 0 | 0.5318 | 0 | 0.797 | 0.7639 | 0.6402 | 12:00 | 0.6435 | 0.4924 | 0.6496 | 0.8566 | 0.642 | 0.254 | 0.8264 | 0.3563 | 0.8172 | 0.8093 | 0.7741 | 12:00 | 0.4691 | 0.1772 | 0.5585 | 0.2297 | 0.153 | 0.5104 | 0.5704 | 0.1374 | 0.0521 | 0.2822 | 0.1084 | 12:00 | 0.5686 | 0.015 | 0.8523 | 0.1228 | 0.2688 | 0.563 | 0.4462 | 0.0081 | 0.0394 | 0.1928 | 0.0766
|  | 45:00 | 0 | 0 | 0 | 0 | 0 | 0 | 0 | 0 | 0 | 0 | 0 | 0 | 0.5414 | 0.6738 | 0.171 | 0.6219 | 0.6738 | 0.4247 | 0.501 | 0.713 | 0.3751 | 0.5152 | 0.4428 | 0.5059 | 13:00 | 0.4541 | 0.2357 | 0.3372 | 0.9485 | 0.3666 | 0.0168 | 0.7872 | 0.0131 | 0.7875 | 0.7967 | 0.6123 | 13:00 | 0.6272 | 0.4406 | 0.6579 | 0.8587 | 0.5855 | 0.2499 | 0.9098 | 0.3969 | 0.8126 | 0.8336 | 0.7408 | 13:00 | 0.3786 | 0.1112 | 0.517 | 0.2403 | 0.1295 | 0.5187 | 0.5418 | 0.1455 | 0.0664 | 0.334 | 0.0715 | 13:00 | 0.5145 | 0.0183 | 0.8306 | 0.1028 | 0.1948 | 0.576 | 0.5144 | 0.0587 | 0.0561 | 0.1732 | 0.089
|  | 46:00 | 0 | 0 | 0 | 0 | 0 | 0 | 0 | 0 | 0 | 0 | 0 | 0 | 0.541 | 0.7208 | 0.1773 | 0.6598 | 0.7208 | 0.4403 | 0.4969 | 0.7158 | 0.3265 | 0.5712 | 0.3604 | 0.4616 | 14:00 | 0.5004 | 0.2147 | 0.3947 | 0.8595 | 0.4505 | 0 | 0.7336 | 0.0368 | 0.6683 | 0.8617 | 0.6575 | 14:00 | 0.6565 | 0.4163 | 0.6216 | 0.8153 | 0.6669 | 0.2071 | 0.8503 | 0.3415 | 0.7585 | 0.8324 | 0.7861 | 14:00 | 0.3081 | 0.1063 | 0.5195 | 0.2696 | 0.1473 | 0.4276 | 0.5346 | 0.1565 | 0.1145 | 0.3105 | 0.0777 | 14:00 | 0.4308 | 0.0331 | 0.8545 | 0.0766 | 0.1385 | 0.459 | 0.4337 | 0.1443 | 0.0829 | 0.1554 | 0.097
|  | 47:00 | 0 | 0 | 0 | 0 | 0 | 0 | 0 | 0 | 0 | 0 | 0 | 0 | 0.4343 | 0.4994 | 0.1476 | 0.5444 | 0.4994 | 0.3491 | 0.4421 | 0.6198 | 0.1502 | 0.3745 | 0.4015 | 0.4254 | 15:00 | 0.5723 | 0.1136 | 0.4175 | 0.7884 | 0.4323 | 0.0202 | 0.8078 | 0.1412 | 0.6716 | 0.8971 | 0.7157 | 15:00 | 0.7084 | 0.4637 | 0.6902 | 0.8566 | 0.6597 | 0.3143 | 0.9185 | 0.4394 | 0.747 | 0.8613 | 0.8048 | 15:00 | 0.297 | 0.1652 | 0.5236 | 0.2936 | 0.1503 | 0.467 | 0.6112 | 0.1967 | 0.1554 | 0.3297 | 0.0893 | 15:00 | 0.3805 | 0.0533 | 0.8162 | 0.1488 | 0.1321 | 0.3888 | 0.5125 | 0.1741 | 0.0831 | 0.2218 | 0.1149
|  | 48:00 | 0 | 0 | 0 | 0 | 0 | 0 | 0 | 0 | 0 | 0 | 0 | 0 | 0.421 | 0.4545 | 0.1312 | 0.4711 | 0.4545 | 0.3189 | 0.3769 | 0.5331 | 0.2578 | 0.3324 | 0.3917 | 0.404 | 16:00 | 0.6311 | 0.2613 | 0.511 | 0.6614 | 0.5594 | 0.0312 | 0.8044 | 0.2618 | 0.6482 | 0.9183 | 0.6626 | 16:00 | 0.7277 | 0.4836 | 0.6675 | 0.7417 | 0.6942 | 0.3066 | 0.8727 | 0.4305 | 0.6894 | 0.8672 | 0.7198 | 16:00 | 0.3264 | 0.1515 | 0.5058 | 0.3011 | 0.1705 | 0.5538 | 0.6423 | 0.2071 | 0.1921 | 0.3162 | 0.0848 | 16:00 | 0.4828 | 0.1021 | 0.8141 | 0.1812 | 0.1537 | 0.4244 | 0.5202 | 0.1411 | 0.1006 | 0.2167 | 0.1179
Mar | Spring | 49:00 | 0 | 0 | 0 | 0 | 0 | 0 | 0 | 0 | 0 | 0 | 0 | 0 | 0.4019 | 0.438 | 0.1198 | 0.491 | 0.438 | 0.3109 | 0.5272 | 0.6632 | 0.4977 | 0.4303 | 0.3493 | 0.4609 | 17:00 | 0.0283 | 0.3332 | 0.1214 | 0.7749 | 0.157 | 0.0254 | 0.7442 | 0 | 0.5286 | 0.7879 | 0.3616 | 17:00 | 0.5061 | 0.4078 | 0.4937 | 0.8063 | 0.4916 | 0.2066 | 0.8268 | 0.2967 | 0.6063 | 0.7509 | 0.5857 | 17:00 | 0.37 | 0.1504 | 0.5274 | 0.2974 | 0.1816 | 0.6167 | 0.6244 | 0.2028 | 0.1855 | 0.3147 | 0.0768 | 17:00 | 0.5145 | 0.1008 | 0.8035 | 0.2044 | 0.1838 | 0.4369 | 0.5331 | 0.1267 | 0.1323 | 0.2051 | 0.1551
|  | 50:00 | 0 | 0 | 0 | 0 | 0 | 0 | 0 | 0 | 0 | 0 | 0 | 0 | 0.4382 | 0.5198 | 0.1161 | 0.4927 | 0.5198 | 0.3297 | 0.444 | 0.6632 | 0.4995 | 0.4095 | 0.4172 | 0.4848 | 18:00 | 0 | 0.0302 | 0 | 0.52 | 0 | 0 | 0.5533 | 0 | 0.3072 | 0 | 0 | 18:00 | 0.0528 | 0.2358 | 0.0435 | 0.6082 | 0.0475 | 0.0163 | 0.6299 | 0.0196 | 0.4887 | 0.3536 | 0.125 | 18:00 | 0.4281 | 0.1674 | 0.4914 | 0.3133 | 0.1657 | 0.616 | 0.6827 | 0.2178 | 0.1612 | 0.3293 | 0.0489 | 18:00 | 0.5685 | 0.1666 | 0.8068 | 0.2323 | 0.1817 | 0.3294 | 0.6326 | 0.1192 | 0.1735 | 0.2073 | 0.1552
|  | 51:00 | 0 | 0 | 0 | 0 | 0 | 0 | 0 | 0 | 0 | 0 | 0 | 0 | 0.3895 | 0.5961 | 0.1198 | 0.5182 | 0.5961 | 0.3316 | 0.4028 | 0.6472 | 0.5451 | 0.4306 | 0.3686 | 0.4583 | 19:00 | 0 | 0 | 0 | 0.0241 | 0 | 0 | 0.0227 | 0 | 0 | 0 | 0 | 19:00 | 0 | 0.0122 | 0 | 0.2502 | 0 | 0 | 0.3285 | 0 | 0.1813 | 0.0109 | 0 | 19:00 | 0.476 | 0.1693 | 0.4953 | 0.3939 | 0.1374 | 0.618 | 0.7482 | 0.2467 | 0.1992 | 0.3232 | 0.028 | 19:00 | 0.667 | 0.1725 | 0.8308 | 0.3321 | 0.1755 | 0.3664 | 0.7692 | 0.1349 | 0.222 | 0.2721 | 0.1749
|  | 52:00 | 0 | 0 | 0 | 0 | 0 | 0 | 0 | 0 | 0 | 0 | 0 | 0 | 0.3611 | 0.5037 | 0.1295 | 0.5154 | 0.5037 | 0.3159 | 0.4422 | 0.6874 | 0.5882 | 0.4568 | 0.3397 | 0.4634 | 20:00 | 0 | 0 | 0 | 0 | 0 | 0 | 0 | 0 | 0 | 0 | 0 | 20:00 | 0 | 0 | 0 | 0.0063 | 0 | 0 | 0.0125 | 0 | 0.0045 | 0 | 0 | 20:00 | 0.5803 | 0.2288 | 0.6193 | 0.436 | 0.1745 | 0.6375 | 0.7603 | 0.2831 | 0.2159 | 0.3768 | 0.0516 | 20:00 | 0.8033 | 0.1616 | 0.8691 | 0.4105 | 0.2117 | 0.4742 | 0.8527 | 0.1833 | 0.2551 | 0.4272 | 0.2051
|  | 53:00 | 0 | 0 | 0 | 0 | 0 | 0 | 0 | 0 | 0 | 0 | 0 | 0 | 0.3139 | 0.4761 | 0.1041 | 0.4282 | 0.4761 | 0.2718 | 0.4876 | 0.6657 | 0.5756 | 0.4822 | 0.2807 | 0.4338 | 21:00 | 0 | 0 | 0 | 0 | 0 | 0 | 0 | 0 | 0 | 0 | 0 | 21:00 | 0 | 0 | 0 | 0 | 0 | 0 | 0 | 0 | 0 | 0 | 0 | 21:00 | 0.6459 | 0.2973 | 0.7043 | 0.4732 | 0.2742 | 0.6206 | 0.7501 | 0.327 | 0.228 | 0.4322 | 0.0949 | 21:00 | 0.8702 | 0.148 | 0.8422 | 0.5039 | 0.2535 | 0.5882 | 0.884 | 0.2273 | 0.2964 | 0.5722 | 0.262
|  | 54:00 | 0 | 0 | 0 | 0 | 0 | 0 | 0 | 0 | 0 | 0 | 0 | 0 | 0.2912 | 0.4427 | 0.1244 | 0.4654 | 0.4427 | 0.277 | 0.5604 | 0.6296 | 0.6904 | 0.5407 | 0.2936 | 0.456 | 22:00 | 0 | 0 | 0 | 0 | 0 | 0 | 0 | 0 | 0 | 0 | 0 | 22:00 | 0 | 0 | 0 | 0 | 0 | 0 | 0 | 0 | 0 | 0 | 0 | 22:00 | 0.6603 | 0.2698 | 0.704 | 0.4801 | 0.2812 | 0.6097 | 0.7032 | 0.2798 | 0.2037 | 0.4122 | 0.1826 | 22:00 | 0.8878 | 0.2198 | 0.7795 | 0.5833 | 0.2834 | 0.6339 | 0.8272 | 0.143 | 0.3175 | 0.524 | 0.2511
|  | 55:00 | 0 | 0 | 0 | 0 | 0 | 0 | 0 | 0.0034 | 0 | 0 | 0 | 0.0007 | 0.3393 | 0.4562 | 0.0992 | 0.4441 | 0.4562 | 0.2778 | 0.4933 | 0.5426 | 0.7688 | 0.5616 | 0.2784 | 0.431 | 23:00 | 0 | 0 | 0 | 0 | 0 | 0 | 0 | 0 | 0 | 0 | 0 | 23:00 | 0 | 0 | 0 | 0 | 0 | 0 | 0 | 0 | 0 | 0 | 0 | 23:00 | 0.6418 | 0.1659 | 0.6084 | 0.3325 | 0.3111 | 0.572 | 0.675 | 0.2335 | 0.2492 | 0.4054 | 0.2861 | 23:00 | 0.8856 | 0.1467 | 0.7486 | 0.5348 | 0.2878 | 0.634 | 0.7264 | 0.1246 | 0.3852 | 0.4754 | 0.2301
|  | 56:00 | 0 | 0 | 0 | 0 | 0 | 0 | 0.1432 | 0.1876 | 0.0235 | 0.1096 | 0.0607 | 0.1049 | 0.4779 | 0.4097 | 0.0826 | 0.3735 | 0.4097 | 0.2907 | 0.4046 | 0.4776 | 0.7102 | 0.5751 | 0.2238 | 0.3728 | 24:00 | 0 | 0 | 0 | 0 | 0 | 0 | 0 | 0 | 0 | 0 | 0 | 24:00 | 0 | 0 | 0 | 0 | 0 | 0 | 0 | 0 | 0 | 0 | 0 | 24:00 | 0.6514 | 0.1714 | 0.5741 | 0.3497 | 0.3232 | 0.5151 | 0.6905 | 0.2508 | 0.2604 | 0.3918 | 0.3145 | 24:00 | 0.868 | 0.1187 | 0.7213 | 0.5662 | 0.2708 | 0.6522 | 0.7559 | 0.1366 | 0.3613 | 0.4706 | 0.216
|  | 57:00 | 0 | 0.0042 | 0 | 0 | 0 | 0.0008 | 0.4621 | 0.5912 | 0.0614 | 0.4015 | 0.4395 | 0.3912 | 0.4622 | 0.3678 | 0.0742 | 0.3322 | 0.3678 | 0.2698 | 0.3507 | 0.4239 | 0.654 | 0.6047 | 0.1917 | 0.3333
|  | 58:00 | 0.2182 | 0.3351 | 0 | 0.1932 | 0.1338 | 0.176 | 0.657 | 0.7865 | 0.2379 | 0.6205 | 0.6944 | 0.5993 | 0.4017 | 0.4138 | 0.1253 | 0.3686 | 0.4138 | 0.2858 | 0.4306 | 0.4069 | 0.7136 | 0.6831 | 0.1779 | 0.3419
|  | 59:00 | 0.5002 | 0.7479 | 0 | 0.4246 | 0.4501 | 0.4246 | 0.7329 | 0.8408 | 0.3587 | 0.7949 | 0.7934 | 0.7042 | 0.4928 | 0.5659 | 0.1248 | 0.505 | 0.5659 | 0.3565 | 0.3006 | 0.325 | 0.8233 | 0.6586 | 0.1987 | 0.3306 | West
|  | 60:00 | 0.5334 | 0.7507 | 0.168 | 0.583 | 0.5327 | 0.5136 | 0.7943 | 0.8434 | 0.5496 | 0.8067 | 0.8052 | 0.7599 | 0.5693 | 0.5552 | 0.1341 | 0.5181 | 0.5552 | 0.3831 | 0.2764 | 0.3536 | 0.8207 | 0.6536 | 0.2739 | 0.3715 |  | SOLAR CSP | [11 empty] | SOLAR PVSAT | [11 empty] | wind | [11 empty] | new wind
|  | 61:00 | 0.5713 | 0.7408 | 0.3381 | 0.6706 | 0.5635 | 0.5769 | 0.7825 | 0.8309 | 0.6791 | 0.8094 | 0.7907 | 0.7785 | 0.5345 | 0.4525 | 0.1129 | 0.4368 | 0.4525 | 0.3365 | 0.3347 | 0.4108 | 0.8523 | 0.7066 | 0.3518 | 0.4362 |  | 1 | 2 | 3 | 4 | 5 | 6 | 7 | 8 | 9 | 10 | 11 |  | 1 | 2 | 3 | 4 | 5 | 6 | 7 | 8 | 9 | 10 | 11 |  | 1 | 2 | 3 | 4 | 5 | 6 | 7 | 8 | 9 | 10 | 11 |  | 1 | 2 | 3 | 4 | 5 | 6 | 7 | 8 | 9 | 10 | 11
|  | 62:00 | 0.586 | 0.7448 | 0.4453 | 0.6625 | 0.4367 | 0.5751 | 0.7773 | 0.8354 | 0.8172 | 0.8132 | 0.77 | 0.8026 | 0.4966 | 0.3516 | 0.1381 | 0.3577 | 0.3516 | 0.3082 | 0.2941 | 0.3765 | 0.8671 | 0.7075 | 0.3182 | 0.4087 | 1:00 | 0 | 0 | 0 | 0 | 0 | 0 | 0 | 0 | 0 | 0 | 0 | 1:00 | 0 | 0 | 0 | 0 | 0 | 0 | 0 | 0 | 0 | 0 | 0 | 1:00 | 0.8506 | 0.1481 | 0.8647 | 0.5779 | 0.494 | 0.4369 | 0.8307 | 0.356 | 0.321 | 0.5728 | 0.4289 | 1:00 | 0.7842 | 0.3814 | 0.8465 | 0.5723 | 0.6476 | 0.5452 | 0.8434 | 0.3749 | 0.3454 | 0.5669 | 0.3666
|  | 63:00 | 0.5851 | 0.7508 | 0.5712 | 0.6674 | 0.5637 | 0.6277 | 0.7794 | 0.8483 | 0.8211 | 0.7921 | 0.7747 | 0.8031 | 0.4158 | 0.3536 | 0.1122 | 0.3715 | 0.3536 | 0.278 | 0.3432 | 0.4391 | 0.9017 | 0.6984 | 0.3538 | 0.4498 | 2:00 | 0 | 0 | 0 | 0 | 0 | 0 | 0 | 0 | 0 | 0 | 0 | 2:00 | 0 | 0 | 0 | 0 | 0 | 0 | 0 | 0 | 0 | 0 | 0 | 2:00 | 0.8377 | 0.2567 | 0.852 | 0.6453 | 0.4797 | 0.4189 | 0.7978 | 0.2471 | 0.3433 | 0.5584 | 0.3973 | 2:00 | 0.7864 | 0.3745 | 0.8616 | 0.6452 | 0.6424 | 0.5189 | 0.8447 | 0.285 | 0.4343 | 0.5523 | 0.3652
|  | 64:00 | 0.517 | 0.7321 | 0.564 | 0.6423 | 0.5417 | 0.5994 | 0.7204 | 0.8257 | 0.757 | 0.7831 | 0.7438 | 0.766 | 0.4213 | 0.374 | 0.1163 | 0.3312 | 0.374 | 0.2756 | 0.3926 | 0.5244 | 0.8909 | 0.7456 | 0.4345 | 0.5161 | 3:00 | 0 | 0 | 0 | 0 | 0 | 0 | 0 | 0 | 0 | 0 | 0 | 3:00 | 0 | 0 | 0 | 0 | 0 | 0 | 0 | 0 | 0 | 0 | 0 | 3:00 | 0.8067 | 0.3747 | 0.8442 | 0.596 | 0.5186 | 0.3593 | 0.7716 | 0.2358 | 0.2585 | 0.5488 | 0.3265 | 3:00 | 0.766 | 0.4057 | 0.8444 | 0.6729 | 0.6182 | 0.4475 | 0.826 | 0.2632 | 0.3524 | 0.5368 | 0.2989
|  | 65:00 | 0.3638 | 0.5514 | 0.3375 | 0.5187 | 0.3475 | 0.4238 | 0.5658 | 0.6556 | 0.5051 | 0.6473 | 0.6269 | 0.6001 | 0.4039 | 0.3712 | 0.1208 | 0.3259 | 0.3712 | 0.2711 | 0.4217 | 0.4908 | 0.8441 | 0.7563 | 0.4502 | 0.5148 | 4:00 | 0 | 0 | 0 | 0 | 0 | 0 | 0 | 0 | 0 | 0 | 0 | 4:00 | 0 | 0 | 0 | 0 | 0 | 0 | 0 | 0 | 0 | 0 | 0 | 4:00 | 0.7955 | 0.3619 | 0.775 | 0.567 | 0.5683 | 0.3375 | 0.6909 | 0.1936 | 0.1849 | 0.5242 | 0.2625 | 4:00 | 0.748 | 0.3494 | 0.8037 | 0.6443 | 0.5664 | 0.4278 | 0.7277 | 0.2404 | 0.2733 | 0.4985 | 0.2414
|  | 66:00 | 0 | 0.0925 | 0 | 0.0614 | 0 | 0.0308 | 0.2652 | 0.403 | 0.1733 | 0.3705 | 0.3745 | 0.3173 | 0.3278 | 0.3617 | 0.1314 | 0.3215 | 0.3617 | 0.2519 | 0.4883 | 0.5474 | 0.8437 | 0.7828 | 0.5164 | 0.5695 | 5:00 | 0 | 0 | 0 | 0 | 0 | 0 | 0 | 0 | 0 | 0 | 0 | 5:00 | 0 | 0 | 0 | 0 | 0 | 0 | 0 | 0 | 0 | 0 | 0 | 5:00 | 0.7944 | 0.2547 | 0.7348 | 0.5411 | 0.565 | 0.2904 | 0.5675 | 0.1009 | 0.1434 | 0.5105 | 0.1836 | 5:00 | 0.7816 | 0.2799 | 0.7831 | 0.6057 | 0.5129 | 0.3899 | 0.6253 | 0.1871 | 0.2114 | 0.5119 | 0.1588
|  | 67:00 | 0 | 0 | 0 | 0 | 0 | 0 | 0.0106 | 0.0282 | 0.001 | 0.0159 | 0.0276 | 0.0166 | 0.291 | 0.3366 | 0.0968 | 0.3201 | 0.3366 | 0.2244 | 0.6 | 0.5825 | 0.8913 | 0.8752 | 0.5814 | 0.6322 | 6:00 | 0 | 0 | 0 | 0 | 0 | 0 | 0 | 0 | 0 | 0 | 0 | 6:00 | 0 | 0.0001 | 0 | 0.0025 | 0 | 0 | 0.0485 | 0 | 0.0063 | 0 | 0 | 6:00 | 0.7907 | 0.1529 | 0.7417 | 0.4736 | 0.5542 | 0.2657 | 0.5278 | 0.0865 | 0.107 | 0.465 | 0.0929 | 6:00 | 0.7865 | 0.2307 | 0.7554 | 0.559 | 0.49 | 0.3702 | 0.5651 | 0.1583 | 0.1325 | 0.4907 | 0.1022
|  | 68:00 | 0 | 0 | 0 | 0 | 0 | 0 | 0 | 0 | 0 | 0 | 0 | 0 | 0.3242 | 0.3418 | 0.1155 | 0.3583 | 0.3418 | 0.2495 | 0.6186 | 0.6476 | 0.8139 | 0.7919 | 0.631 | 0.6614 | 7:00 | 0 | 0 | 0 | 0 | 0 | 0 | 0 | 0 | 0 | 0 | 0 | 7:00 | 0.0094 | 0.0701 | 0.0169 | 0.1028 | 0.0169 | 0.0048 | 0.2556 | 0 | 0.1889 | 0.0332 | 0.0273 | 7:00 | 0.7359 | 0.1202 | 0.7565 | 0.3871 | 0.571 | 0.2305 | 0.4086 | 0.0772 | 0.0563 | 0.4349 | 0.0506 | 7:00 | 0.7753 | 0.1466 | 0.6942 | 0.4488 | 0.4469 | 0.3568 | 0.4571 | 0.1506 | 0.0702 | 0.4574 | 0.0869
|  | 69:00 | 0 | 0 | 0 | 0 | 0 | 0 | 0 | 0 | 0 | 0 | 0 | 0 | 0.3288 | 0.3568 | 0.1311 | 0.3938 | 0.3568 | 0.2659 | 0.6098 | 0.6763 | 0.6646 | 0.6763 | 0.6615 | 0.66 | 8:00 | 0 | 0 | 0 | 0 | 0 | 0 | 0.0796 | 0 | 0.0432 | 0 | 0 | 8:00 | 0.2309 | 0.2852 | 0.1479 | 0.4472 | 0.1972 | 0.1135 | 0.5334 | 0.0647 | 0.613 | 0.3808 | 0.2934 | 8:00 | 0.7586 | 0.0673 | 0.7391 | 0.3306 | 0.5913 | 0.1717 | 0.3743 | 0.0579 | 0.0439 | 0.3933 | 0.0744 | 8:00 | 0.7875 | 0.1346 | 0.6928 | 0.3815 | 0.4698 | 0.3459 | 0.4314 | 0.1543 | 0.0707 | 0.402 | 0.0794
|  | 70:00 | 0 | 0 | 0 | 0 | 0 | 0 | 0 | 0 | 0 | 0 | 0 | 0 | 0.4091 | 0.4901 | 0.1495 | 0.4823 | 0.4901 | 0.3293 | 0.4975 | 0.5981 | 0.4927 | 0.5553 | 0.6856 | 0.6167 | 9:00 | 0.015 | 0.0761 | 0.035 | 0.2847 | 0.0422 | 0 | 0.3248 | 0 | 0.5167 | 0.0962 | 0.0653 | 9:00 | 0.6334 | 0.4503 | 0.7264 | 0.6736 | 0.5807 | 0.3488 | 0.6494 | 0.154 | 0.8273 | 0.5693 | 0.7614 | 9:00 | 0.8035 | 0.031 | 0.7647 | 0.2712 | 0.6184 | 0.1546 | 0.3407 | 0.0632 | 0.0366 | 0.3743 | 0.1289 | 9:00 | 0.8113 | 0.1435 | 0.6905 | 0.313 | 0.5006 | 0.3722 | 0.4157 | 0.178 | 0.0897 | 0.3538 | 0.0854
|  | 71:00 | 0 | 0 | 0 | 0 | 0 | 0 | 0 | 0 | 0 | 0 | 0 | 0 | 0.3655 | 0.4991 | 0.1256 | 0.4466 | 0.4991 | 0.3014 | 0.4154 | 0.5548 | 0.5015 | 0.5665 | 0.614 | 0.5632 | 10:00 | 0.333 | 0.1878 | 0.3913 | 0.6526 | 0.3551 | 0.0549 | 0.6667 | 0.0638 | 0.9842 | 0.3719 | 0.475 | 10:00 | 0.7981 | 0.4464 | 0.8187 | 0.7435 | 0.7598 | 0.4484 | 0.8444 | 0.2556 | 0.8843 | 0.6542 | 0.8458 | 10:00 | 0.7552 | 0.0438 | 0.7777 | 0.2354 | 0.4784 | 0.2659 | 0.4679 | 0.0445 | 0.0296 | 0.3077 | 0.1309 | 10:00 | 0.7925 | 0.1661 | 0.6911 | 0.3836 | 0.5131 | 0.4457 | 0.5446 | 0.1986 | 0.1014 | 0.3334 | 0.0869
|  | 72:00 | 0 | 0 | 0 | 0 | 0 | 0 | 0 | 0 | 0 | 0 | 0 | 0 | 0.2956 | 0.4105 | 0.1023 | 0.3639 | 0.4105 | 0.2454 | 0.3986 | 0.5649 | 0.5432 | 0.5121 | 0.5194 | 0.5184 | 11:00 | 0.6498 | 0.1762 | 0.6699 | 0.6515 | 0.6335 | 0.125 | 0.7325 | 0.1057 | 0.9816 | 0.5029 | 0.7595 | 11:00 | 0.785 | 0.3822 | 0.7995 | 0.8547 | 0.78 | 0.3816 | 0.8243 | 0.2629 | 0.8944 | 0.7774 | 0.8192 | 11:00 | 0.7776 | 0.0499 | 0.8365 | 0.2067 | 0.3471 | 0.3409 | 0.439 | 0.0273 | 0.0355 | 0.2162 | 0.0614 | 11:00 | 0.7961 | 0.1628 | 0.6969 | 0.3297 | 0.3652 | 0.4729 | 0.5418 | 0.1287 | 0.1058 | 0.3488 | 0.0235
Apr |  | 73:00 | 0 | 0 | 0 | 0 | 0 | 0 | 0 | 0 | 0 | 0 | 0 | 0 | 0.4901 | 0.7972 | 0.1844 | 0.7515 | 0.7972 | 0.456 | 0.7445 | 0.6554 | 0.5128 | 0.5885 | 0.6815 | 0.6593 | 12:00 | 0.5843 | 0.1357 | 0.5936 | 0.7442 | 0.6704 | 0.1642 | 0.7872 | 0.0879 | 0.9247 | 0.5759 | 0.7199 | 12:00 | 0.7271 | 0.4128 | 0.7633 | 0.8952 | 0.7401 | 0.381 | 0.8376 | 0.2522 | 0.8735 | 0.7292 | 0.7877 | 12:00 | 0.7378 | 0.0747 | 0.818 | 0.1492 | 0.2174 | 0.5048 | 0.6266 | 0.0357 | 0.0387 | 0.2716 | 0.0922 | 12:00 | 0.7463 | 0.2083 | 0.686 | 0.2959 | 0.2458 | 0.5838 | 0.6398 | 0.1489 | 0.087 | 0.4234 | 0.0287
|  | 74:00 | 0 | 0 | 0 | 0 | 0 | 0 | 0 | 0 | 0 | 0 | 0 | 0 | 0.5022 | 0.7537 | 0.1772 | 0.7319 | 0.7537 | 0.4475 | 0.7947 | 0.7184 | 0.4061 | 0.5213 | 0.6342 | 0.6402 | 13:00 | 0.5479 | 0.2097 | 0.4941 | 0.74 | 0.6592 | 0.0881 | 0.6551 | 0.0722 | 0.8558 | 0.6578 | 0.7142 | 13:00 | 0.703 | 0.4962 | 0.6809 | 0.7612 | 0.7288 | 0.3259 | 0.7705 | 0.3117 | 0.8357 | 0.8032 | 0.7736 | 13:00 | 0.6205 | 0.0365 | 0.7865 | 0.1395 | 0.1845 | 0.5839 | 0.585 | 0.0878 | 0.0354 | 0.2882 | 0.0614 | 13:00 | 0.6286 | 0.1042 | 0.6081 | 0.2879 | 0.1975 | 0.6133 | 0.5862 | 0.1529 | 0.0611 | 0.4341 | 0.0199
|  | 75:00 | 0 | 0 | 0 | 0 | 0 | 0 | 0 | 0 | 0 | 0 | 0 | 0 | 0.5128 | 0.782 | 0.1902 | 0.7698 | 0.782 | 0.4666 | 0.7792 | 0.7346 | 0.3838 | 0.3994 | 0.6364 | 0.6353 | 14:00 | 0.5913 | 0.2378 | 0.5904 | 0.7293 | 0.671 | 0.1093 | 0.711 | 0.1088 | 0.9363 | 0.7368 | 0.7534 | 14:00 | 0.7222 | 0.5565 | 0.7683 | 0.7817 | 0.7352 | 0.3789 | 0.8195 | 0.3929 | 0.849 | 0.8227 | 0.7923 | 14:00 | 0.5263 | 0.0139 | 0.7688 | 0.0924 | 0.2215 | 0.5026 | 0.4666 | 0.135 | 0.0383 | 0.2807 | 0.0649 | 14:00 | 0.534 | 0.0887 | 0.6166 | 0.2141 | 0.1679 | 0.5611 | 0.4556 | 0.1844 | 0.0413 | 0.407 | 0.0237
|  | 76:00 | 0 | 0 | 0 | 0 | 0 | 0 | 0 | 0 | 0 | 0 | 0 | 0 | 0.4968 | 0.7423 | 0.1728 | 0.7104 | 0.7423 | 0.4386 | 0.7488 | 0.7747 | 0.3124 | 0.3205 | 0.6141 | 0.6181 | 15:00 | 0.6884 | 0.3987 | 0.729 | 0.645 | 0.7024 | 0.1915 | 0.7151 | 0.2165 | 0.8877 | 0.8808 | 0.8093 | 15:00 | 0.7716 | 0.5624 | 0.8096 | 0.7275 | 0.7716 | 0.5873 | 0.8576 | 0.4644 | 0.8593 | 0.8673 | 0.8153 | 15:00 | 0.5553 | 0.0737 | 0.77 | 0.1105 | 0.2682 | 0.4537 | 0.4869 | 0.1286 | 0.0823 | 0.2719 | 0.0848 | 15:00 | 0.494 | 0.1397 | 0.5565 | 0.2555 | 0.1374 | 0.5624 | 0.5358 | 0.2045 | 0.0631 | 0.416 | 0.0328
|  | 77:00 | 0 | 0 | 0 | 0 | 0 | 0 | 0 | 0 | 0 | 0 | 0 | 0 | 0.4716 | 0.6588 | 0.1618 | 0.6216 | 0.6588 | 0.3995 | 0.7481 | 0.7488 | 0.3487 | 0.326 | 0.6246 | 0.6218 | 16:00 | 0.7238 | 0.4604 | 0.6562 | 0.4673 | 0.7013 | 0.2903 | 0.5975 | 0.2888 | 0.702 | 0.9467 | 0.8168 | 16:00 | 0.7542 | 0.5556 | 0.7179 | 0.6481 | 0.728 | 0.5309 | 0.8093 | 0.417 | 0.79 | 0.9017 | 0.812 | 16:00 | 0.5236 | 0.0851 | 0.7785 | 0.1303 | 0.2382 | 0.5985 | 0.5742 | 0.1155 | 0.1104 | 0.2899 | 0.0633 | 16:00 | 0.4491 | 0.187 | 0.5324 | 0.2849 | 0.1199 | 0.6491 | 0.5752 | 0.2122 | 0.0943 | 0.3753 | 0.04
|  | 78:00 | 0 | 0 | 0 | 0 | 0 | 0 | 0.0014 | 0.002 | 0 | 0 | 0 | 0.0007 | 0.4353 | 0.5785 | 0.1455 | 0.5944 | 0.5785 | 0.3679 | 0.8028 | 0.6806 | 0.3613 | 0.3671 | 0.7133 | 0.6604 | 17:00 | 0.3254 | 0.4712 | 0.3985 | 0.5452 | 0.4336 | 0.0785 | 0.7209 | 0.0981 | 0.6787 | 0.8437 | 0.6001 | 17:00 | 0.5865 | 0.5281 | 0.5975 | 0.7057 | 0.5922 | 0.3425 | 0.8437 | 0.2924 | 0.76 | 0.8043 | 0.6588 | 17:00 | 0.5858 | 0.0914 | 0.7963 | 0.1534 | 0.2811 | 0.6831 | 0.6555 | 0.0778 | 0.1343 | 0.2768 | 0.054 | 17:00 | 0.4401 | 0.1924 | 0.5458 | 0.3408 | 0.1152 | 0.6653 | 0.611 | 0.1642 | 0.1675 | 0.3779 | 0.0406
|  | 79:00 | 0 | 0 | 0 | 0 | 0 | 0 | 0.1016 | 0.1197 | 0.0292 | 0.0329 | 0.1955 | 0.0958 | 0.428 | 0.4881 | 0.1287 | 0.525 | 0.4881 | 0.3345 | 0.7596 | 0.5497 | 0.3676 | 0.3396 | 0.7471 | 0.6425 | 18:00 | 0 | 0.0971 | 0 | 0.5603 | 0 | 0 | 0.7565 | 0 | 0.5802 | 0.0506 | 0 | 18:00 | 0.123 | 0.2965 | 0.1601 | 0.6768 | 0.1399 | 0.0322 | 0.6922 | 0.0795 | 0.5843 | 0.4766 | 0.2683 | 18:00 | 0.6244 | 0.1487 | 0.7399 | 0.1907 | 0.2408 | 0.7757 | 0.6987 | 0.1226 | 0.1348 | 0.2913 | 0.052 | 18:00 | 0.5088 | 0.2376 | 0.5533 | 0.3621 | 0.1045 | 0.6781 | 0.7147 | 0.1997 | 0.1745 | 0.4138 | 0.0404
|  | 80:00 | 0 | 0 | 0 | 0 | 0 | 0 | 0.4377 | 0.3413 | 0.2824 | 0.2432 | 0.6724 | 0.3954 | 0.3158 | 0.3645 | 0.1038 | 0.3985 | 0.3645 | 0.2531 | 0.6612 | 0.4204 | 0.5347 | 0.4047 | 0.5969 | 0.5487 | 19:00 | 0 | 0 | 0 | 0.1113 | 0 | 0 | 0 | 0 | 0.1152 | 0 | 0 | 19:00 | 0 | 0.0298 | 0 | 0.3787 | 0 | 0 | 0.3254 | 0 | 0.311 | 0.0333 | 0.0025 | 19:00 | 0.6331 | 0.2255 | 0.7505 | 0.2404 | 0.2708 | 0.7423 | 0.8103 | 0.215 | 0.2127 | 0.3374 | 0.0409 | 19:00 | 0.6478 | 0.2165 | 0.5987 | 0.4541 | 0.1176 | 0.6765 | 0.8181 | 0.2908 | 0.2241 | 0.4639 | 0.0363
|  | 81:00 | 0.1055 | 0.1789 | 0.0455 | 0 | 0.2016 | 0.1063 | 0.5326 | 0.5164 | 0.5664 | 0.4386 | 0.9314 | 0.5971 | 0.2343 | 0.2759 | 0.0885 | 0.3018 | 0.2759 | 0.1942 | 0.5498 | 0.3037 | 0.6601 | 0.4692 | 0.4586 | 0.4574 | 20:00 | 0 | 0 | 0 | 0 | 0 | 0 | 0 | 0 | 0 | 0 | 0 | 20:00 | 0 | 0 | 0 | 0.0312 | 0 | 0 | 0.0145 | 0 | 0.0131 | 0 | 0 | 20:00 | 0.7162 | 0.2769 | 0.8031 | 0.3413 | 0.2111 | 0.7632 | 0.8727 | 0.2817 | 0.2428 | 0.4897 | 0.0905 | 20:00 | 0.7337 | 0.2681 | 0.6667 | 0.5011 | 0.2092 | 0.7183 | 0.8647 | 0.4159 | 0.2759 | 0.5458 | 0.0826
|  | 82:00 | 0.2351 | 0.5234 | 0.0378 | 0.0037 | 0.4131 | 0.2426 | 0.6937 | 0.7146 | 0.5973 | 0.6443 | 0.979 | 0.7258 | 0.2387 | 0.2749 | 0.0799 | 0.2823 | 0.2749 | 0.1881 | 0.3326 | 0.2141 | 0.6133 | 0.4368 | 0.2989 | 0.3256 | 21:00 | 0 | 0 | 0 | 0 | 0 | 0 | 0 | 0 | 0 | 0 | 0 | 21:00 | 0 | 0 | 0 | 0 | 0 | 0 | 0 | 0 | 0 | 0 | 0 | 21:00 | 0.7786 | 0.3519 | 0.8012 | 0.4289 | 0.1706 | 0.7487 | 0.8767 | 0.3611 | 0.2641 | 0.6462 | 0.1882 | 21:00 | 0.7672 | 0.3086 | 0.6974 | 0.5117 | 0.3661 | 0.7115 | 0.8891 | 0.5202 | 0.3115 | 0.6037 | 0.1721
|  | 83:00 | 0.3224 | 0.6106 | 0.1893 | 0 | 0.5187 | 0.3282 | 0.6577 | 0.7741 | 0.639 | 0.7218 | 0.9679 | 0.7521 | 0.2258 | 0.3041 | 0.0839 | 0.2932 | 0.3041 | 0.1917 | 0.4044 | 0.1922 | 0.5747 | 0.4512 | 0.4198 | 0.3857 | 22:00 | 0 | 0 | 0 | 0 | 0 | 0 | 0 | 0 | 0 | 0 | 0 | 22:00 | 0 | 0 | 0 | 0 | 0 | 0 | 0 | 0 | 0 | 0 | 0 | 22:00 | 0.8479 | 0.269 | 0.8054 | 0.4955 | 0.1137 | 0.7413 | 0.7817 | 0.2494 | 0.2679 | 0.609 | 0.2692 | 22:00 | 0.8634 | 0.3026 | 0.7148 | 0.5192 | 0.4587 | 0.701 | 0.8578 | 0.4326 | 0.2489 | 0.6095 | 0.3017
|  | 84:00 | 0.3717 | 0.651 | 0.513 | 0.0397 | 0.4423 | 0.4036 | 0.7851 | 0.7777 | 0.748 | 0.8009 | 0.9394 | 0.8102 | 0.3282 | 0.423 | 0.1279 | 0.4533 | 0.423 | 0.2841 | 0.6083 | 0.1957 | 0.6472 | 0.4106 | 0.6446 | 0.529 | 23:00 | 0 | 0 | 0 | 0 | 0 | 0 | 0 | 0 | 0 | 0 | 0 | 23:00 | 0 | 0 | 0 | 0 | 0 | 0 | 0 | 0 | 0 | 0 | 0 | 23:00 | 0.8848 | 0.2428 | 0.8001 | 0.3448 | 0.1126 | 0.7319 | 0.7705 | 0.2191 | 0.3444 | 0.5574 | 0.3488 | 23:00 | 0.8812 | 0.1967 | 0.6538 | 0.3862 | 0.4872 | 0.6556 | 0.8358 | 0.3936 | 0.2958 | 0.5975 | 0.4119
|  | 85:00 | 0.4552 | 0.7989 | 0.5299 | 0.1222 | 0.5245 | 0.4861 | 0.8012 | 0.7708 | 0.7071 | 0.8366 | 0.8925 | 0.8016 | 0.4264 | 0.5567 | 0.1422 | 0.4894 | 0.5567 | 0.3406 | 0.5031 | 0.2567 | 0.535 | 0.3656 | 0.7722 | 0.5802 | 24:00 | 0 | 0 | 0 | 0 | 0 | 0 | 0 | 0 | 0 | 0 | 0 | 24:00 | 0 | 0 | 0 | 0 | 0 | 0 | 0 | 0 | 0 | 0 | 0 | 24:00 | 0.8922 | 0.2325 | 0.7135 | 0.4086 | 0.0781 | 0.6845 | 0.8655 | 0.1663 | 0.3775 | 0.5757 | 0.3926 | 24:00 | 0.87 | 0.1691 | 0.6014 | 0.4288 | 0.4767 | 0.6387 | 0.8619 | 0.3471 | 0.3428 | 0.5892 | 0.4771
|  | 86:00 | 0.5988 | 0.8842 | 0.5587 | 0.0973 | 0.4527 | 0.5183 | 0.834 | 0.8301 | 0.7051 | 0.8478 | 0.8175 | 0.8069 | 0.45 | 0.3819 | 0.1308 | 0.3779 | 0.3819 | 0.2997 | 0.5732 | 0.3566 | 0.4762 | 0.2784 | 0.652 | 0.5397
|  | 87:00 | 0.6746 | 0.8483 | 0.5792 | 0.2029 | 0.4102 | 0.543 | 0.8855 | 0.7944 | 0.7514 | 0.887 | 0.7328 | 0.8102 | 0.3854 | 0.3208 | 0.1127 | 0.3368 | 0.3208 | 0.2589 | 0.5983 | 0.3502 | 0.4996 | 0.2782 | 0.455 | 0.4448
|  | 88:00 | 0.494 | 0.8716 | 0.5207 | 0.272 | 0.4208 | 0.5158 | 0.8597 | 0.7453 | 0.7507 | 0.7929 | 0.3958 | 0.7089 | 0.3797 | 0.3404 | 0.115 | 0.3234 | 0.3404 | 0.2578 | 0.6161 | 0.3483 | 0.6139 | 0.3184 | 0.441 | 0.4542 | Coastal
|  | 89:00 | 0.6101 | 0.7637 | 0.533 | 0.3717 | 0.0789 | 0.4714 | 0.8062 | 0.6603 | 0.5717 | 0.718 | 0.7843 | 0.7081 | 0.3672 | 0.3367 | 0.1233 | 0.3453 | 0.3367 | 0.2615 | 0.6242 | 0.3939 | 0.6877 | 0.3447 | 0.5192 | 0.5143 |  | SOLAR CSP | [11 empty] | SOLAR PVSAT | [11 empty] | wind | [11 empty] | new wind
|  | 90:00 | 0.3008 | 0.468 | 0.0594 | 0.1676 | 0.1294 | 0.225 | 0.5527 | 0.5618 | 0.3614 | 0.47 | 0.4622 | 0.4816 | 0.4289 | 0.4801 | 0.1357 | 0.4684 | 0.4801 | 0.3254 | 0.7545 | 0.3932 | 0.816 | 0.4943 | 0.5406 | 0.561 |  | 1 | 2 | 3 | 4 | 5 | 6 | 7 | 8 | 9 | 10 | 11 |  | 1 | 2 | 3 | 4 | 5 | 6 | 7 | 8 | 9 | 10 | 11 |  | 1 | 2 | 3 | 4 | 5 | 6 | 7 | 8 | 9 | 10 | 11 |  | 1 | 2 | 3 | 4 | 5 | 6 | 7 | 8 | 9 | 10 | 11
|  | 91:00 | 0 | 0 | 0 | 0 | 0 | 0 | 0.1571 | 0.129 | 0.0328 | 0.0653 | 0.2942 | 0.1357 | 0.514 | 0.6373 | 0.1715 | 0.6093 | 0.6373 | 0.4104 | 0.8526 | 0.4571 | 0.8206 | 0.6335 | 0.6123 | 0.6292 | 1:00 | 0 | 0 | 0 | 0 | 0 | 0 | 0 | 0 | 0 | 0 | 0 | 1:00 | 0 | 0 | 0 | 0 | 0 | 0 | 0 | 0 | 0 | 0 | 0 | 1:00 | 0.5485 | 0.1238 | 0.6452 | 0.4351 | 0.3796 | 0.3793 | 0.5744 | 0.2755 | 0.2383 | 0.3526 | 0.3283 | 1:00 | 0.0735 | 0.0877 | 0.3783 | 0.1084 | 0.1329 | 0.4488 | 0.3309 | 0.2271 | 0.0983 | 0.2128 | 0.3659
|  | 92:00 | 0 | 0 | 0 | 0 | 0 | 0 | 0.0014 | 0.0018 | 0 | 0 | 0.0161 | 0.0039 | 0.5283 | 0.6904 | 0.1809 | 0.6422 | 0.6904 | 0.431 | 0.8526 | 0.6257 | 0.7209 | 0.6598 | 0.777 | 0.7398 | 2:00 | 0 | 0 | 0 | 0 | 0 | 0 | 0 | 0 | 0 | 0 | 0 | 2:00 | 0 | 0 | 0 | 0 | 0 | 0 | 0 | 0 | 0 | 0 | 0 | 2:00 | 0.537 | 0.1674 | 0.6421 | 0.454 | 0.4171 | 0.3944 | 0.5768 | 0.1977 | 0.217 | 0.3461 | 0.3613 | 2:00 | 0.13 | 0.1087 | 0.3776 | 0.0643 | 0.1551 | 0.4462 | 0.3253 | 0.2308 | 0.0632 | 0.1901 | 0.4638
|  | 93:00 | 0 | 0 | 0 | 0 | 0 | 0 | 0 | 0 | 0 | 0 | 0 | 0 | 0.5194 | 0.708 | 0.1753 | 0.6413 | 0.708 | 0.4282 | 0.8454 | 0.7489 | 0.5912 | 0.6425 | 0.8784 | 0.8021 | 3:00 | 0 | 0 | 0 | 0 | 0 | 0 | 0 | 0 | 0 | 0 | 0 | 3:00 | 0 | 0 | 0 | 0 | 0 | 0 | 0 | 0 | 0 | 0 | 0 | 3:00 | 0.4851 | 0.2213 | 0.6791 | 0.3927 | 0.4408 | 0.3421 | 0.5573 | 0.1913 | 0.1474 | 0.3248 | 0.327 | 3:00 | 0.1696 | 0.0805 | 0.4831 | 0.0578 | 0.228 | 0.4223 | 0.3395 | 0.264 | 0.0644 | 0.1355 | 0.4164
|  | 94:00 | 0 | 0 | 0 | 0 | 0 | 0 | 0 | 0 | 0 | 0 | 0 | 0 | 0.5829 | 0.7866 | 0.1886 | 0.7471 | 0.7866 | 0.4818 | 0.836 | 0.8297 | 0.3649 | 0.541 | 0.8222 | 0.7607 | 4:00 | 0 | 0 | 0 | 0 | 0 | 0 | 0 | 0 | 0 | 0 | 0 | 4:00 | 0 | 0 | 0 | 0 | 0 | 0 | 0 | 0 | 0 | 0 | 0 | 4:00 | 0.528 | 0.2226 | 0.6384 | 0.3405 | 0.4158 | 0.3178 | 0.5033 | 0.2046 | 0.1276 | 0.2938 | 0.2831 | 4:00 | 0.2051 | 0.0804 | 0.4812 | 0.0648 | 0.1989 | 0.4209 | 0.2875 | 0.3265 | 0.0498 | 0.1166 | 0.3698
|  | 95:00 | 0 | 0 | 0 | 0 | 0 | 0 | 0 | 0 | 0 | 0 | 0 | 0 | 0.5667 | 0.7988 | 0.1879 | 0.7466 | 0.7988 | 0.4783 | 0.7803 | 0.8306 | 0.4893 | 0.564 | 0.7639 | 0.7406 | 5:00 | 0 | 0 | 0 | 0 | 0 | 0 | 0 | 0 | 0 | 0 | 0 | 5:00 | 0 | 0 | 0 | 0 | 0 | 0 | 0 | 0 | 0 | 0 | 0 | 5:00 | 0.5264 | 0.1627 | 0.6632 | 0.334 | 0.3768 | 0.2684 | 0.3955 | 0.2077 | 0.0938 | 0.2989 | 0.2773 | 5:00 | 0.1426 | 0.071 | 0.5233 | 0.0815 | 0.2127 | 0.477 | 0.2748 | 0.3964 | 0.0372 | 0.1105 | 0.4565
|  | 96:00 | 0 | 0 | 0 | 0 | 0 | 0 | 0 | 0 | 0 | 0 | 0 | 0 | 0.5669 | 0.7994 | 0.2034 | 0.7685 | 0.7994 | 0.489 | 0.7109 | 0.6966 | 0.4996 | 0.4101 | 0.5406 | 0.5846 | 6:00 | 0 | 0 | 0 | 0 | 0 | 0 | 0 | 0 | 0 | 0 | 0 | 6:00 | 0 | 0 | 0 | 0.0074 | 0 | 0 | 0.0314 | 0 | 0.0029 | 0 | 0 | 6:00 | 0.5408 | 0.0922 | 0.6954 | 0.3038 | 0.3934 | 0.25 | 0.3522 | 0.2032 | 0.0556 | 0.2856 | 0.2787 | 6:00 | 0.0855 | 0.0467 | 0.5772 | 0.0792 | 0.2236 | 0.5029 | 0.2609 | 0.4698 | 0.0103 | 0.1502 | 0.5906
May |  | 97:00 | 0 | 0 | 0 | 0 | 0 | 0 | 0 | 0 | 0 | 0 | 0 | 0 | 0.6385 | 0.8176 | 0.2171 | 0.7686 | 0.8176 | 0.5168 | 0.7875 | 0.8276 | 0.453 | 0.5583 | 0.8481 | 0.7786 | 7:00 | 0 | 0 | 0 | 0 | 0 | 0 | 0 | 0 | 0 | 0 | 0 | 7:00 | 0.0012 | 0.1575 | 0.0136 | 0.1341 | 0.0018 | 0 | 0.2503 | 0 | 0.1386 | 0.1324 | 0.0502 | 7:00 | 0.5095 | 0.0767 | 0.6877 | 0.276 | 0.3323 | 0.1897 | 0.2782 | 0.2238 | 0.0399 | 0.2229 | 0.2493 | 7:00 | 0.0723 | 0.07 | 0.5309 | 0.0949 | 0.1608 | 0.4825 | 0.2456 | 0.4655 | 0.0112 | 0.1406 | 0.6352
|  | 98:00 | 0 | 0 | 0 | 0 | 0 | 0 | 0 | 0 | 0 | 0 | 0 | 0 | 0.605 | 0.7233 | 0.1998 | 0.7481 | 0.7233 | 0.4852 | 0.7082 | 0.796 | 0.3941 | 0.4907 | 0.7784 | 0.7177 | 8:00 | 0 | 0 | 0 | 0 | 0 | 0 | 0.038 | 0 | 0 | 0 | 0 | 8:00 | 0.1617 | 0.5137 | 0.2891 | 0.5733 | 0.1214 | 0.0168 | 0.6196 | 0.1246 | 0.5461 | 0.5644 | 0.4332 | 8:00 | 0.5201 | 0.047 | 0.7065 | 0.2347 | 0.3624 | 0.2107 | 0.2871 | 0.2118 | 0.0156 | 0.235 | 0.2716 | 8:00 | 0.0491 | 0.065 | 0.5977 | 0.0803 | 0.174 | 0.5176 | 0.2813 | 0.4633 | 0.0108 | 0.1902 | 0.6076
|  | 99:00 | 0 | 0 | 0 | 0 | 0 | 0 | 0 | 0 | 0 | 0 | 0 | 0 | 0.5742 | 0.6414 | 0.1944 | 0.7204 | 0.6414 | 0.4591 | 0.5901 | 0.7297 | 0.373 | 0.4308 | 0.7219 | 0.656 | 9:00 | 0 | 0.2215 | 0 | 0.3358 | 0 | 0 | 0.3117 | 0 | 0.2426 | 0.3388 | 0 | 9:00 | 0.4983 | 0.6204 | 0.5845 | 0.7559 | 0.2384 | 0.1071 | 0.6699 | 0.4675 | 0.6975 | 0.8533 | 0.7603 | 9:00 | 0.5473 | 0.0306 | 0.7409 | 0.1854 | 0.3878 | 0.2245 | 0.3439 | 0.1825 | 0.0053 | 0.2274 | 0.3115 | 9:00 | 0.0291 | 0.056 | 0.6276 | 0.0782 | 0.1758 | 0.5222 | 0.329 | 0.4765 | 0.0174 | 0.2582 | 0.5232
|  | 100:00 | 0 | 0 | 0 | 0 | 0 | 0 | 0 | 0 | 0 | 0 | 0 | 0 | 0.5868 | 0.6374 | 0.2007 | 0.7254 | 0.6374 | 0.4657 | 0.5979 | 0.7098 | 0.4314 | 0.4241 | 0.6872 | 0.6413 | 10:00 | 0.2045 | 0.269 | 0.1918 | 0.5052 | 0.0419 | 0 | 0.3793 | 0.0346 | 0.498 | 0.88 | 0.3734 | 10:00 | 0.649 | 0.5278 | 0.6278 | 0.7008 | 0.2555 | 0.0994 | 0.6398 | 0.6219 | 0.728 | 0.9051 | 0.8462 | 10:00 | 0.4953 | 0.0193 | 0.6668 | 0.2362 | 0.2879 | 0.2453 | 0.4093 | 0.1852 | 0.0055 | 0.1637 | 0.2646 | 10:00 | 0.0225 | 0.0076 | 0.4217 | 0.0985 | 0.1173 | 0.3485 | 0.399 | 0.4264 | 0.0007 | 0.1761 | 0.4156
|  | 101:00 | 0 | 0 | 0 | 0 | 0 | 0 | 0 | 0 | 0 | 0 | 0 | 0 | 0.5549 | 0.6141 | 0.1814 | 0.6861 | 0.6141 | 0.4384 | 0.5583 | 0.6456 | 0.4318 | 0.3715 | 0.6188 | 0.5857 | 11:00 | 0.437 | 0.2126 | 0.4549 | 0.3901 | 0 | 0 | 0.4415 | 0.2298 | 0.2894 | 0.8767 | 0.7083 | 11:00 | 0.6165 | 0.484 | 0.6992 | 0.7168 | 0.2101 | 0.1881 | 0.8118 | 0.6479 | 0.5986 | 0.8849 | 0.8225 | 11:00 | 0.4782 | 0.0211 | 0.6388 | 0.1556 | 0.1789 | 0.2609 | 0.3327 | 0.1293 | 0.0126 | 0.1303 | 0.1693 | 11:00 | 0.0019 | 0.0173 | 0.2943 | 0.0904 | 0.0404 | 0.3132 | 0.4068 | 0.3988 | 0.0006 | 0.1217 | 0.3728
|  | 102:00 | 0 | 0 | 0 | 0 | 0 | 0 | 0.0081 | 0.0015 | 0.0073 | 0 | 0.0172 | 0.0068 | 0.4858 | 0.5524 | 0.1542 | 0.6133 | 0.5524 | 0.3863 | 0.5208 | 0.5472 | 0.4695 | 0.411 | 0.5761 | 0.5438 | 12:00 | 0.4337 | 0.3769 | 0.2571 | 0.6082 | 0 | 0 | 0.6688 | 0.289 | 0.2833 | 0.8734 | 0.6706 | 12:00 | 0.6403 | 0.6507 | 0.6478 | 0.8354 | 0.2348 | 0.1957 | 0.8889 | 0.6038 | 0.644 | 0.8605 | 0.7914 | 12:00 | 0.5389 | 0.0433 | 0.5952 | 0.1272 | 0.1329 | 0.4328 | 0.4458 | 0.1154 | 0.0312 | 0.1509 | 0.1802 | 12:00 | 0.0002 | 0.0614 | 0.2769 | 0.1883 | 0.0498 | 0.4759 | 0.5209 | 0.352 | 0.0056 | 0.1328 | 0.2963
|  | 103:00 | 0 | 0 | 0 | 0 | 0 | 0 | 0.1185 | 0.0443 | 0.1541 | 0.0535 | 0.2905 | 0.1322 | 0.421 | 0.4789 | 0.1369 | 0.5155 | 0.4789 | 0.3329 | 0.4866 | 0.4776 | 0.4648 | 0.3821 | 0.5372 | 0.5029 | 13:00 | 0.4252 | 0.6003 | 0.1604 | 0.8548 | 0.0068 | 0 | 0.4622 | 0.1605 | 0.238 | 0.8752 | 0.6455 | 13:00 | 0.6758 | 0.7907 | 0.4664 | 0.8555 | 0.3447 | 0.2611 | 0.7252 | 0.5376 | 0.609 | 0.8488 | 0.783 | 13:00 | 0.4983 | 0.0468 | 0.5965 | 0.1431 | 0.1232 | 0.5523 | 0.4651 | 0.1384 | 0.0176 | 0.1439 | 0.1032 | 13:00 | 0.0082 | 0.1363 | 0.2782 | 0.2276 | 0.0378 | 0.4962 | 0.5316 | 0.3051 | 0.0729 | 0.1882 | 0.1944
|  | 104:00 | 0.0919 | 0.0795 | 0.1017 | 0 | 0.0584 | 0.0663 | 0.3286 | 0.2155 | 0.3035 | 0.2646 | 0.5784 | 0.3381 | 0.3488 | 0.3612 | 0.1027 | 0.3764 | 0.3612 | 0.2572 | 0.342 | 0.4007 | 0.4112 | 0.346 | 0.4057 | 0.3953 | 14:00 | 0.5895 | 0.6845 | 0.1827 | 0.8589 | 0.0563 | 0 | 0.7455 | 0.0078 | 0.2157 | 0.8847 | 0.7111 | 14:00 | 0.7106 | 0.7744 | 0.6114 | 0.8754 | 0.4077 | 0.2577 | 0.9348 | 0.4192 | 0.6112 | 0.8591 | 0.82 | 14:00 | 0.4457 | 0.1048 | 0.6093 | 0.2185 | 0.1247 | 0.5498 | 0.4987 | 0.1757 | 0.0742 | 0.1882 | 0.0867 | 14:00 | 0.0281 | 0.2527 | 0.3503 | 0.4955 | 0.0166 | 0.492 | 0.6581 | 0.3692 | 0.2175 | 0.2588 | 0.1931
|  | 105:00 | 0.6225 | 0.3471 | 0.5634 | 0.1817 | 0.4926 | 0.4415 | 0.5488 | 0.3698 | 0.453 | 0.4588 | 0.7337 | 0.5128 | 0.2977 | 0.2554 | 0.0828 | 0.2714 | 0.2554 | 0.2014 | 0.2373 | 0.3465 | 0.3566 | 0.2885 | 0.3083 | 0.3136 | 15:00 | 0.6499 | 0.5103 | 0.4066 | 0.7577 | 0.1306 | 0.0427 | 0.6502 | 0.0093 | 0.571 | 0.8972 | 0.7586 | 15:00 | 0.7543 | 0.637 | 0.616 | 0.7847 | 0.4072 | 0.2697 | 0.844 | 0.2903 | 0.8324 | 0.8771 | 0.838 | 15:00 | 0.3904 | 0.1445 | 0.6085 | 0.3419 | 0.1349 | 0.6407 | 0.645 | 0.1666 | 0.0947 | 0.2203 | 0.1003 | 15:00 | 0.0474 | 0.3677 | 0.3527 | 0.592 | 0.0322 | 0.5438 | 0.7738 | 0.3844 | 0.3001 | 0.2979 | 0.2209
|  | 106:00 | 0.7778 | 0.5444 | 0.6954 | 0.4354 | 0.7095 | 0.6325 | 0.7757 | 0.5652 | 0.7578 | 0.6824 | 0.7218 | 0.7006 | 0.4451 | 0.3606 | 0.1221 | 0.3805 | 0.3606 | 0.2929 | 0.2673 | 0.4859 | 0.3633 | 0.42 | 0.3029 | 0.3523 | 16:00 | 0.6193 | 0.3674 | 0.3699 | 0.7336 | 0.185 | 0 | 0.748 | 0.0036 | 0.5808 | 0.8579 | 0.7303 | 16:00 | 0.6837 | 0.5102 | 0.5586 | 0.8608 | 0.5334 | 0.1588 | 0.8751 | 0.2671 | 0.7022 | 0.8282 | 0.7886 | 16:00 | 0.4054 | 0.1061 | 0.6192 | 0.3678 | 0.1404 | 0.6443 | 0.7022 | 0.209 | 0.1664 | 0.2227 | 0.0888 | 16:00 | 0.0815 | 0.268 | 0.3593 | 0.6103 | 0.0701 | 0.5058 | 0.8448 | 0.4652 | 0.3841 | 0.4081 | 0.1782
|  | 107:00 | 0.728 | 0.519 | 0.6909 | 0.4643 | 0.6302 | 0.6065 | 0.8004 | 0.6347 | 0.8771 | 0.7571 | 0.8328 | 0.7804 | 0.4247 | 0.3343 | 0.117 | 0.3607 | 0.3343 | 0.278 | 0.255 | 0.4026 | 0.4666 | 0.4609 | 0.2956 | 0.3421 | 17:00 | 0 | 0.4475 | 0 | 0.6176 | 0.014 | 0 | 0.7451 | 0.0264 | 0.4528 | 0.6946 | 0.3029 | 17:00 | 0.4411 | 0.6791 | 0.3846 | 0.684 | 0.3553 | 0.0246 | 0.8228 | 0.1596 | 0.6875 | 0.6926 | 0.5688 | 17:00 | 0.4815 | 0.1113 | 0.5427 | 0.3088 | 0.1924 | 0.5503 | 0.6936 | 0.286 | 0.2133 | 0.2248 | 0.0709 | 17:00 | 0.1164 | 0.2065 | 0.3539 | 0.4535 | 0.1339 | 0.5075 | 0.8278 | 0.6041 | 0.3815 | 0.4128 | 0.1678
|  | 108:00 | 0.6962 | 0.4977 | 0.6933 | 0.4473 | 0.5506 | 0.577 | 0.7882 | 0.738 | 0.9156 | 0.7989 | 0.7494 | 0.798 | 0.4347 | 0.3193 | 0.1033 | 0.3516 | 0.3193 | 0.2717 | 0.2345 | 0.3691 | 0.5243 | 0.4997 | 0.2445 | 0.3148 | 18:00 | 0 | 0 | 0 | 0.4171 | 0 | 0 | 0.4807 | 0 | 0.2569 | 0 | 0 | 18:00 | 0.0323 | 0.2935 | 0.0236 | 0.5226 | 0.0217 | 0 | 0.5949 | 0.0055 | 0.4294 | 0.2489 | 0.0383 | 18:00 | 0.5254 | 0.131 | 0.5744 | 0.3264 | 0.2169 | 0.5085 | 0.7327 | 0.2469 | 0.1867 | 0.2259 | 0.0787 | 18:00 | 0.1514 | 0.2109 | 0.3774 | 0.5189 | 0.2096 | 0.5494 | 0.813 | 0.5237 | 0.3155 | 0.3456 | 0.0991
|  | 109:00 | 0.655 | 0.4678 | 0.6576 | 0.4104 | 0.5067 | 0.5395 | 0.7497 | 0.7401 | 0.8859 | 0.8088 | 0.7343 | 0.7838 | 0.4714 | 0.3555 | 0.1148 | 0.3771 | 0.3555 | 0.2961 | 0.28 | 0.3877 | 0.6418 | 0.5985 | 0.2469 | 0.3432 | 19:00 | 0 | 0 | 0 | 0 | 0 | 0 | 0 | 0 | 0 | 0 | 0 | 19:00 | 0 | 0.0085 | 0 | 0.1826 | 0 | 0 | 0.2003 | 0 | 0.1397 | 0.0002 | 0 | 19:00 | 0.5879 | 0.1802 | 0.6486 | 0.3535 | 0.2139 | 0.6111 | 0.7815 | 0.2841 | 0.1745 | 0.2127 | 0.0633 | 19:00 | 0.1937 | 0.2698 | 0.5134 | 0.5532 | 0.2181 | 0.6375 | 0.7616 | 0.422 | 0.2561 | 0.295 | 0.0482
|  | 110:00 | 0.6247 | 0.4529 | 0.6494 | 0.3847 | 0.4925 | 0.5209 | 0.6807 | 0.7043 | 0.9105 | 0.7819 | 0.8137 | 0.7782 | 0.4712 | 0.3957 | 0.1369 | 0.3723 | 0.3957 | 0.3087 | 0.3 | 0.414 | 0.5972 | 0.5364 | 0.324 | 0.3823 | 20:00 | 0 | 0 | 0 | 0 | 0 | 0 | 0 | 0 | 0 | 0 | 0 | 20:00 | 0 | 0 | 0 | 0.0062 | 0 | 0 | 0.0012 | 0 | 0.0006 | 0 | 0 | 20:00 | 0.6494 | 0.237 | 0.6916 | 0.4108 | 0.1948 | 0.6003 | 0.755 | 0.2186 | 0.2461 | 0.3207 | 0.0759 | 20:00 | 0.261 | 0.3069 | 0.5652 | 0.6143 | 0.2647 | 0.5317 | 0.672 | 0.3192 | 0.2318 | 0.2502 | 0.0256
|  | 111:00 | 0.6013 | 0.4449 | 0.6134 | 0.3181 | 0.3922 | 0.474 | 0.7128 | 0.6533 | 0.8799 | 0.7825 | 0.714 | 0.7485 | 0.4301 | 0.3389 | 0.1365 | 0.3526 | 0.3389 | 0.2863 | 0.3948 | 0.4232 | 0.657 | 0.5894 | 0.369 | 0.4269 | 21:00 | 0 | 0 | 0 | 0 | 0 | 0 | 0 | 0 | 0 | 0 | 0 | 21:00 | 0 | 0 | 0 | 0 | 0 | 0 | 0 | 0 | 0 | 0 | 0 | 21:00 | 0.6782 | 0.2848 | 0.7461 | 0.4689 | 0.1981 | 0.5551 | 0.7707 | 0.2039 | 0.2693 | 0.4614 | 0.1018 | 21:00 | 0.3478 | 0.3301 | 0.6244 | 0.6195 | 0.3192 | 0.4345 | 0.6253 | 0.2489 | 0.2199 | 0.1999 | 0.0323
|  | 112:00 | 0.5877 | 0.4536 | 0.5718 | 0.2972 | 0.4614 | 0.4743 | 0.7153 | 0.6373 | 0.8475 | 0.78 | 0.7466 | 0.7453 | 0.4299 | 0.3076 | 0.1344 | 0.3128 | 0.3076 | 0.2737 | 0.4042 | 0.4498 | 0.7209 | 0.6839 | 0.3892 | 0.4556 | 22:00 | 0 | 0 | 0 | 0 | 0 | 0 | 0 | 0 | 0 | 0 | 0 | 22:00 | 0 | 0 | 0 | 0 | 0 | 0 | 0 | 0 | 0 | 0 | 0 | 22:00 | 0.6558 | 0.2033 | 0.6821 | 0.4488 | 0.1965 | 0.6009 | 0.7018 | 0.1237 | 0.2573 | 0.3915 | 0.19 | 22:00 | 0.2883 | 0.1921 | 0.5698 | 0.5081 | 0.3031 | 0.4065 | 0.5527 | 0.1996 | 0.1752 | 0.1572 | 0.0282
|  | 113:00 | 0.574 | 0.4498 | 0.5354 | 0.2972 | 0.4843 | 0.4681 | 0.6394 | 0.5709 | 0.6718 | 0.5907 | 0.7058 | 0.6357 | 0.3777 | 0.2678 | 0.1149 | 0.2666 | 0.2678 | 0.2373 | 0.3674 | 0.3921 | 0.6623 | 0.6544 | 0.3263 | 0.3988 | 23:00 | 0 | 0 | 0 | 0 | 0 | 0 | 0 | 0 | 0 | 0 | 0 | 23:00 | 0 | 0 | 0 | 0 | 0 | 0 | 0 | 0 | 0 | 0 | 0 | 23:00 | 0.6504 | 0.1098 | 0.6174 | 0.3602 | 0.1546 | 0.5603 | 0.6334 | 0.0948 | 0.3237 | 0.3373 | 0.1927 | 23:00 | 0.2843 | 0.0694 | 0.4867 | 0.3276 | 0.2213 | 0.424 | 0.5025 | 0.1525 | 0.1931 | 0.1673 | 0.0335
|  | 114:00 | 0.518 | 0.2785 | 0.454 | 0.2598 | 0.5109 | 0.4042 | 0.4404 | 0.3816 | 0.3732 | 0.3664 | 0.4972 | 0.4118 | 0.3436 | 0.199 | 0.098 | 0.2175 | 0.199 | 0.203 | 0.392 | 0.3492 | 0.6021 | 0.7255 | 0.3724 | 0.4113 | 24:00 | 0 | 0 | 0 | 0 | 0 | 0 | 0 | 0 | 0 | 0 | 0 | 24:00 | 0 | 0 | 0 | 0 | 0 | 0 | 0 | 0 | 0 | 0 | 0 | 24:00 | 0.6422 | 0.1421 | 0.557 | 0.3565 | 0.1679 | 0.5171 | 0.6432 | 0.121 | 0.3123 | 0.3392 | 0.1919 | 24:00 | 0.3239 | 0.1504 | 0.4548 | 0.2554 | 0.2067 | 0.4266 | 0.4491 | 0.2182 | 0.1871 | 0.1533 | 0.0304
|  | 115:00 | 0 | 0.0461 | 0 | 0 | 0.0764 | 0.0245 | 0.1268 | 0.0722 | 0.0668 | 0.0925 | 0.1455 | 0.1008 | 0.3845 | 0.201 | 0.0953 | 0.2721 | 0.201 | 0.2246 | 0.4627 | 0.401 | 0.6607 | 0.7666 | 0.4616 | 0.4843
|  | 116:00 | 0 | 0 | 0 | 0 | 0 | 0 | 0.0025 | 0.0033 | 0 | 0.0005 | 0.0023 | 0.0017 | 0.4372 | 0.3637 | 0.1326 | 0.4154 | 0.3637 | 0.3022 | 0.6011 | 0.5377 | 0.503 | 0.6303 | 0.5447 | 0.5485
|  | 117:00 | 0 | 0 | 0 | 0 | 0 | 0 | 0 | 0 | 0 | 0 | 0 | 0 | 0.5068 | 0.6257 | 0.1806 | 0.607 | 0.6257 | 0.4102 | 0.729 | 0.68 | 0.3946 | 0.5171 | 0.6101 | 0.6106 | South
|  | 118:00 | 0 | 0 | 0 | 0 | 0 | 0 | 0 | 0 | 0 | 0 | 0 | 0 | 0.5004 | 0.5604 | 0.1739 | 0.5791 | 0.5604 | 0.3924 | 0.8081 | 0.772 | 0.3525 | 0.5302 | 0.6921 | 0.6772 |  | SOLAR CSP | [11 empty] | SOLAR PVSAT | [11 empty] | wind | [11 empty] | new wind
|  | 119:00 | 0 | 0 | 0 | 0 | 0 | 0 | 0 | 0 | 0 | 0 | 0 | 0 | 0.4883 | 0.5769 | 0.1684 | 0.617 | 0.5769 | 0.3963 | 0.7527 | 0.7147 | 0.2773 | 0.4993 | 0.7785 | 0.6914 |  | 1 | 2 | 3 | 4 | 5 | 6 | 7 | 8 | 9 | 10 | 11 |  | 1 | 2 | 3 | 4 | 5 | 6 | 7 | 8 | 9 | 10 | 11 |  | 1 | 2 | 3 | 4 | 5 | 6 | 7 | 8 | 9 | 10 | 11 |  | 1 | 2 | 3 | 4 | 5 | 6 | 7 | 8 | 9 | 10 | 11
|  | 120:00 | 0 | 0 | 0 | 0 | 0 | 0 | 0 | 0 | 0 | 0 | 0 | 0 | 0.5015 | 0.6476 | 0.1689 | 0.6387 | 0.6476 | 0.4129 | 0.7016 | 0.683 | 0.2792 | 0.4343 | 0.8431 | 0.7083 | 1:00 | 0 | 0 | 0 | 0 | 0 | 0 | 0 | 0 | 0 | 0 | 0 | 1:00 | 0 | 0 | 0 | 0 | 0 | 0 | 0 | 0 | 0 | 0 | 0 | 1:00 | 0.8337 | 0.2433 | 0.863 | 0.6004 | 0.6488 | 0.4798 | 0.7861 | 0.2905 | 0.3563 | 0.5133 | 0.3552 | 1:00 | 0.372 | 0.2051 | 0.5255 | 0.3255 | 0.2345 | 0.485 | 0.418 | 0.0901 | 0.1874 | 0.3589 | 0.4448
Jun | Summer | 121:00 | 0 | 0 | 0 | 0 | 0 | 0 | 0 | 0 | 0 | 0 | 0 | 0 | 0.4009 | 0.5533 | 0.1448 | 0.512 | 0.5533 | 0.3385 | 0.5623 | 0.6079 | 0.2468 | 0.4259 | 0.7044 | 0.6019 | 2:00 | 0 | 0 | 0 | 0 | 0 | 0 | 0 | 0 | 0 | 0 | 0 | 2:00 | 0 | 0 | 0 | 0 | 0 | 0 | 0 | 0 | 0 | 0 | 0 | 2:00 | 0.8269 | 0.3868 | 0.8422 | 0.6608 | 0.6749 | 0.4134 | 0.7871 | 0.21 | 0.431 | 0.4982 | 0.3742 | 2:00 | 0.4704 | 0.1817 | 0.5283 | 0.2336 | 0.268 | 0.4746 | 0.3867 | 0.0828 | 0.1585 | 0.3597 | 0.4812
|  | 122:00 | 0 | 0 | 0 | 0 | 0 | 0 | 0 | 0 | 0 | 0 | 0 | 0 | 0.4216 | 0.6265 | 0.1628 | 0.6211 | 0.6265 | 0.3819 | 0.5698 | 0.6233 | 0.1733 | 0.3276 | 0.6543 | 0.5682 | 3:00 | 0 | 0 | 0 | 0 | 0 | 0 | 0 | 0 | 0 | 0 | 0 | 3:00 | 0 | 0 | 0 | 0 | 0 | 0 | 0 | 0 | 0 | 0 | 0 | 3:00 | 0.7833 | 0.3937 | 0.8367 | 0.6195 | 0.6858 | 0.3483 | 0.7808 | 0.192 | 0.2872 | 0.465 | 0.3272 | 3:00 | 0.4549 | 0.1366 | 0.5594 | 0.2263 | 0.2693 | 0.4507 | 0.3672 | 0.0955 | 0.1634 | 0.3332 | 0.454
|  | 123:00 | 0 | 0 | 0 | 0 | 0 | 0 | 0 | 0 | 0 | 0 | 0 | 0 | 0.4632 | 0.641 | 0.1753 | 0.6666 | 0.641 | 0.4094 | 0.5021 | 0.5716 | 0.1377 | 0.242 | 0.5513 | 0.4893 | 4:00 | 0 | 0 | 0 | 0 | 0 | 0 | 0 | 0 | 0 | 0 | 0 | 4:00 | 0 | 0 | 0 | 0 | 0 | 0 | 0 | 0 | 0 | 0 | 0 | 4:00 | 0.8014 | 0.3505 | 0.8256 | 0.5915 | 0.6429 | 0.3614 | 0.6569 | 0.1854 | 0.189 | 0.4645 | 0.288 | 4:00 | 0.4842 | 0.1184 | 0.5393 | 0.1864 | 0.1931 | 0.4397 | 0.3654 | 0.0968 | 0.143 | 0.3348 | 0.454
|  | 124:00 | 0 | 0 | 0 | 0 | 0 | 0 | 0 | 0 | 0 | 0 | 0 | 0 | 0.4017 | 0.5004 | 0.1309 | 0.5099 | 0.5004 | 0.3265 | 0.5137 | 0.621 | 0.1311 | 0.2202 | 0.5233 | 0.486 | 5:00 | 0 | 0 | 0 | 0 | 0 | 0 | 0 | 0 | 0 | 0 | 0 | 5:00 | 0 | 0 | 0 | 0 | 0 | 0 | 0 | 0 | 0 | 0 | 0 | 5:00 | 0.8131 | 0.2427 | 0.7886 | 0.5445 | 0.6172 | 0.3115 | 0.5696 | 0.1252 | 0.1435 | 0.5 | 0.2308 | 5:00 | 0.4376 | 0.1179 | 0.5495 | 0.1754 | 0.2063 | 0.438 | 0.3691 | 0.1183 | 0.0992 | 0.3635 | 0.4186
|  | 125:00 | 0 | 0 | 0 | 0 | 0 | 0 | 0 | 0 | 0 | 0 | 0 | 0 | 0.3339 | 0.4336 | 0.116 | 0.4403 | 0.4336 | 0.2796 | 0.4457 | 0.5956 | 0.1287 | 0.168 | 0.5419 | 0.4793 | 6:00 | 0 | 0 | 0 | 0 | 0 | 0 | 0 | 0 | 0 | 0 | 0 | 6:00 | 0 | 0 | 0 | 0.0013 | 0 | 0 | 0.0078 | 0 | 0.0007 | 0 | 0 | 6:00 | 0.8365 | 0.1803 | 0.7769 | 0.4809 | 0.6302 | 0.2626 | 0.4983 | 0.0817 | 0.0842 | 0.4704 | 0.1499 | 6:00 | 0.3489 | 0.1168 | 0.5795 | 0.1978 | 0.2865 | 0.4501 | 0.3601 | 0.1337 | 0.0998 | 0.4162 | 0.464
|  | 126:00 | 0 | 0 | 0 | 0 | 0 | 0 | 0.0081 | 0.0318 | 0.0054 | 0.0007 | 0.0161 | 0.0124 | 0.2863 | 0.365 | 0.0941 | 0.3862 | 0.365 | 0.2385 | 0.3488 | 0.5194 | 0.1282 | 0.1287 | 0.5481 | 0.4525 | 7:00 | 0 | 0 | 0 | 0 | 0 | 0 | 0 | 0 | 0 | 0 | 0 | 7:00 | 0.0001 | 0.0671 | 0.0045 | 0.1182 | 0.0021 | 0 | 0.1759 | 0 | 0.0855 | 0.0701 | 0.0244 | 7:00 | 0.8239 | 0.144 | 0.7496 | 0.4134 | 0.5995 | 0.2462 | 0.4072 | 0.0802 | 0.0408 | 0.428 | 0.0883 | 7:00 | 0.3076 | 0.1113 | 0.5287 | 0.2421 | 0.2594 | 0.4353 | 0.303 | 0.1893 | 0.0955 | 0.3887 | 0.4678
|  | 127:00 | 0 | 0 | 0 | 0 | 0 | 0 | 0.205 | 0.2529 | 0.2581 | 0.1851 | 0.2561 | 0.2314 | 0.2561 | 0.3168 | 0.0904 | 0.3632 | 0.3168 | 0.2182 | 0.3374 | 0.488 | 0.1301 | 0.1129 | 0.5233 | 0.4311 | 8:00 | 0 | 0 | 0 | 0 | 0 | 0 | 0 | 0 | 0 | 0 | 0 | 8:00 | 0.1175 | 0.3852 | 0.2442 | 0.5797 | 0.1321 | 0.0441 | 0.5125 | 0.0267 | 0.539 | 0.5216 | 0.3709 | 8:00 | 0.8309 | 0.0828 | 0.7776 | 0.3379 | 0.6143 | 0.2346 | 0.3724 | 0.0645 | 0.0397 | 0.3769 | 0.0982 | 8:00 | 0.2731 | 0.1655 | 0.5495 | 0.2551 | 0.2335 | 0.5345 | 0.3228 | 0.185 | 0.0641 | 0.3872 | 0.3395
|  | 128:00 | 0 | 0.0691 | 0.003 | 0 | 0.0551 | 0.0254 | 0.4665 | 0.5399 | 0.555 | 0.4628 | 0.57 | 0.5188 | 0.2274 | 0.2623 | 0.0741 | 0.2934 | 0.2623 | 0.1833 | 0.2499 | 0.4379 | 0.0738 | 0.077 | 0.3779 | 0.3288 | 9:00 | 0 | 0.1227 | 0 | 0.3369 | 0 | 0 | 0.0803 | 0 | 0.3368 | 0.2996 | 0 | 9:00 | 0.6483 | 0.5411 | 0.6708 | 0.7787 | 0.3958 | 0.2881 | 0.5316 | 0.1927 | 0.7312 | 0.8029 | 0.7344 | 9:00 | 0.8444 | 0.0473 | 0.8108 | 0.2755 | 0.6186 | 0.2245 | 0.3642 | 0.0708 | 0.0449 | 0.3573 | 0.1428 | 9:00 | 0.2386 | 0.2467 | 0.558 | 0.257 | 0.1974 | 0.6468 | 0.394 | 0.1898 | 0.0686 | 0.3573 | 0.2431
|  | 129:00 | 0.1391 | 0.3718 | 0.1905 | 0.1221 | 0.3625 | 0.2372 | 0.6663 | 0.6884 | 0.6583 | 0.6703 | 0.667 | 0.67 | 0.2136 | 0.2235 | 0.0621 | 0.242 | 0.2235 | 0.1598 | 0.1945 | 0.3864 | 0.0655 | 0.0679 | 0.2588 | 0.2498 | 10:00 | 0.3114 | 0.2329 | 0.2628 | 0.6059 | 0.1285 | 0.0054 | 0.2512 | 0 | 0.7198 | 0.8511 | 0.3549 | 10:00 | 0.7364 | 0.5583 | 0.6864 | 0.7489 | 0.4873 | 0.3884 | 0.7676 | 0.3128 | 0.7924 | 0.8834 | 0.8437 | 10:00 | 0.8247 | 0.0563 | 0.7895 | 0.2602 | 0.5586 | 0.316 | 0.4993 | 0.0601 | 0.0424 | 0.2927 | 0.1324 | 10:00 | 0.2779 | 0.1808 | 0.4086 | 0.2813 | 0.1184 | 0.6034 | 0.4853 | 0.1617 | 0.0086 | 0.1576 | 0.2475
|  | 130:00 | 0.5212 | 0.7383 | 0.4679 | 0.3956 | 0.6951 | 0.5636 | 0.8139 | 0.8353 | 0.8065 | 0.78 | 0.9188 | 0.8309 | 0.26 | 0.3009 | 0.0704 | 0.2812 | 0.3009 | 0.1931 | 0.185 | 0.4238 | 0.067 | 0.0691 | 0.2407 | 0.2483 | 11:00 | 0.6478 | 0.2196 | 0.4915 | 0.6697 | 0.2342 | 0.061 | 0.4544 | 0.0104 | 0.9194 | 0.7366 | 0.7923 | 11:00 | 0.7519 | 0.5245 | 0.7169 | 0.8397 | 0.5619 | 0.4136 | 0.8014 | 0.3502 | 0.8395 | 0.8073 | 0.8449 | 11:00 | 0.7783 | 0.0697 | 0.8518 | 0.228 | 0.409 | 0.4081 | 0.4466 | 0.035 | 0.0608 | 0.2327 | 0.0605 | 11:00 | 0.0977 | 0.1094 | 0.4118 | 0.2608 | 0.0869 | 0.6079 | 0.4929 | 0.1188 | 0.0023 | 0.0922 | 0.1698
|  | 131:00 | 0.5952 | 0.7789 | 0.5189 | 0.5646 | 0.8617 | 0.6639 | 0.8045 | 0.9544 | 0.792 | 0.7936 | 0.8859 | 0.8461 | 0.3036 | 0.3208 | 0.0782 | 0.2879 | 0.3208 | 0.2122 | 0.2031 | 0.4331 | 0.0911 | 0.0931 | 0.304 | 0.288 | 12:00 | 0.6299 | 0.1977 | 0.3933 | 0.733 | 0.3065 | 0.0764 | 0.6064 | 0.0345 | 0.7497 | 0.803 | 0.7733 | 12:00 | 0.7248 | 0.5968 | 0.6296 | 0.8459 | 0.5846 | 0.3985 | 0.8553 | 0.4048 | 0.8049 | 0.8338 | 0.8135 | 12:00 | 0.7528 | 0.1108 | 0.8426 | 0.1867 | 0.2591 | 0.5827 | 0.5639 | 0.055 | 0.0655 | 0.2815 | 0.0907 | 12:00 | 0.0835 | 0.1181 | 0.5589 | 0.403 | 0.0842 | 0.6437 | 0.5836 | 0.0828 | 0.0057 | 0.1547 | 0.1078
|  | 132:00 | 0.6921 | 0.8701 | 0.5665 | 0.7629 | 0.9696 | 0.7722 | 0.8546 | 0.9537 | 0.8117 | 0.9028 | 0.9199 | 0.8885 | 0.3167 | 0.2943 | 0.0913 | 0.2959 | 0.2943 | 0.2196 | 0.245 | 0.403 | 0.1375 | 0.1401 | 0.3553 | 0.3191 | 13:00 | 0.6046 | 0.4242 | 0.3066 | 0.5731 | 0.2628 | 0.0555 | 0.7428 | 0.0409 | 0.7936 | 0.7445 | 0.7842 | 13:00 | 0.7057 | 0.6615 | 0.6196 | 0.8008 | 0.5614 | 0.3648 | 0.8875 | 0.4178 | 0.8161 | 0.7748 | 0.8101 | 13:00 | 0.6633 | 0.0631 | 0.7939 | 0.159 | 0.2094 | 0.6587 | 0.5128 | 0.0878 | 0.0397 | 0.3036 | 0.0527 | 13:00 | 0.0773 | 0.0617 | 0.5878 | 0.4813 | 0.0537 | 0.6847 | 0.5946 | 0.0788 | 0.0277 | 0.179 | 0.1087
|  | 133:00 | 0.6784 | 0.9507 | 0.6321 | 0.7152 | 0.9502 | 0.7853 | 0.8521 | 0.9409 | 0.8465 | 0.8606 | 0.8622 | 0.8725 | 0.3457 | 0.4139 | 0.0981 | 0.3605 | 0.4139 | 0.2576 | 0.2167 | 0.3285 | 0.2788 | 0.1742 | 0.3812 | 0.3298 | 14:00 | 0.6156 | 0.4865 | 0.2976 | 0.509 | 0.3299 | 0.0026 | 0.8922 | 0.0288 | 0.6389 | 0.7097 | 0.7692 | 14:00 | 0.7232 | 0.7389 | 0.6414 | 0.729 | 0.6525 | 0.4188 | 0.9471 | 0.3491 | 0.7351 | 0.7933 | 0.816 | 14:00 | 0.5515 | 0.0531 | 0.7848 | 0.1205 | 0.2267 | 0.6122 | 0.416 | 0.1234 | 0.0371 | 0.2749 | 0.0622 | 14:00 | 0.0694 | 0.0977 | 0.5184 | 0.4856 | 0.055 | 0.5864 | 0.5384 | 0.0968 | 0.036 | 0.1156 | 0.1313
|  | 134:00 | 0.6991 | 0.9595 | 0.5803 | 0.7729 | 0.9405 | 0.7905 | 0.8833 | 0.9368 | 0.8048 | 0.8862 | 0.8998 | 0.8822 | 0.3228 | 0.358 | 0.1086 | 0.3147 | 0.358 | 0.2396 | 0.2227 | 0.2934 | 0.4472 | 0.2647 | 0.5054 | 0.4082 | 15:00 | 0.6575 | 0.4275 | 0.2188 | 0.5338 | 0.4801 | 0.0496 | 0.785 | 0.0372 | 0.6239 | 0.8612 | 0.8064 | 15:00 | 0.7504 | 0.7094 | 0.5563 | 0.8156 | 0.7337 | 0.3985 | 0.8908 | 0.3024 | 0.8116 | 0.8564 | 0.844 | 15:00 | 0.4822 | 0.0927 | 0.7645 | 0.1413 | 0.2049 | 0.5936 | 0.4615 | 0.1283 | 0.0565 | 0.2694 | 0.0744 | 15:00 | 0.1294 | 0.1475 | 0.4774 | 0.4957 | 0.0418 | 0.5014 | 0.5926 | 0.1226 | 0.0857 | 0.1677 | 0.1828
|  | 135:00 | 0.7082 | 0.9326 | 0.5078 | 0.7345 | 0.871 | 0.7508 | 0.8668 | 0.9337 | 0.7714 | 0.8764 | 0.86 | 0.8617 | 0.3098 | 0.2882 | 0.1003 | 0.2831 | 0.2882 | 0.218 | 0.1719 | 0.2343 | 0.5535 | 0.3299 | 0.4924 | 0.3976 | 16:00 | 0.6987 | 0.5122 | 0.2082 | 0.5542 | 0.5173 | 0.0941 | 0.6677 | 0.0383 | 0.5107 | 0.7879 | 0.799 | 16:00 | 0.731 | 0.6199 | 0.5428 | 0.7292 | 0.6599 | 0.4371 | 0.856 | 0.2506 | 0.6935 | 0.8 | 0.8145 | 16:00 | 0.5066 | 0.1119 | 0.7555 | 0.1674 | 0.2241 | 0.6465 | 0.5533 | 0.1145 | 0.0817 | 0.2533 | 0.0675 | 16:00 | 0.152 | 0.1646 | 0.4497 | 0.5634 | 0.0265 | 0.498 | 0.6336 | 0.1665 | 0.1265 | 0.1612 | 0.175
|  | 136:00 | 0.6713 | 0.8787 | 0.4952 | 0.6527 | 0.974 | 0.7343 | 0.8355 | 0.8938 | 0.7385 | 0.8239 | 0.9144 | 0.8412 | 0.3543 | 0.3513 | 0.1158 | 0.3417 | 0.3513 | 0.2559 | 0.1597 | 0.1893 | 0.6087 | 0.3408 | 0.467 | 0.3802 | 17:00 | 0.2524 | 0.5011 | 0.2145 | 0.5834 | 0.2993 | 0.0797 | 0.5552 | 0.0332 | 0.5914 | 0.7029 | 0.5825 | 17:00 | 0.5557 | 0.5956 | 0.4403 | 0.7516 | 0.5649 | 0.3144 | 0.7711 | 0.2058 | 0.7322 | 0.7189 | 0.6609 | 17:00 | 0.5598 | 0.0861 | 0.7426 | 0.1676 | 0.2566 | 0.6156 | 0.5617 | 0.0892 | 0.116 | 0.2524 | 0.0565 | 17:00 | 0.1935 | 0.1429 | 0.4147 | 0.5353 | 0.0687 | 0.3625 | 0.6774 | 0.189 | 0.1591 | 0.1921 | 0.1461
|  | 137:00 | 0.5695 | 0.8573 | 0.4065 | 0.5906 | 0.9575 | 0.6763 | 0.7337 | 0.8421 | 0.6282 | 0.7598 | 0.8824 | 0.7692 | 0.3784 | 0.3478 | 0.1187 | 0.3474 | 0.3478 | 0.2646 | 0.1986 | 0.1942 | 0.5772 | 0.3918 | 0.4984 | 0.4001 | 18:00 | 0 | 0 | 0 | 0.4704 | 0 | 0 | 0.4488 | 0 | 0.3894 | 0 | 0 | 18:00 | 0.0725 | 0.4125 | 0.0544 | 0.5862 | 0.0704 | 0.0271 | 0.6091 | 0.0296 | 0.4855 | 0.3819 | 0.1944 | 18:00 | 0.6127 | 0.1062 | 0.7207 | 0.1967 | 0.2084 | 0.6316 | 0.6605 | 0.114 | 0.1622 | 0.2574 | 0.0399 | 18:00 | 0.2123 | 0.1404 | 0.3375 | 0.5919 | 0.0883 | 0.4089 | 0.7512 | 0.1735 | 0.1154 | 0.2154 | 0.1099
|  | 138:00 | 0.3871 | 0.6907 | 0.2345 | 0.4219 | 0.6719 | 0.4812 | 0.5545 | 0.6739 | 0.4239 | 0.5509 | 0.6159 | 0.5638 | 0.3325 | 0.3626 | 0.1106 | 0.3115 | 0.3626 | 0.243 | 0.1823 | 0.1922 | 0.5771 | 0.4522 | 0.4815 | 0.392 | 19:00 | 0 | 0 | 0 | 0 | 0 | 0 | 0 | 0 | 0 | 0 | 0 | 19:00 | 0 | 0.0356 | 0 | 0.2752 | 0 | 0 | 0.2254 | 0 | 0.1723 | 0.0127 | 0 | 19:00 | 0.6826 | 0.1343 | 0.6973 | 0.2615 | 0.1978 | 0.6608 | 0.7857 | 0.2043 | 0.1979 | 0.2925 | 0.0428 | 19:00 | 0.2128 | 0.1832 | 0.3719 | 0.665 | 0.1243 | 0.5167 | 0.7914 | 0.1673 | 0.1718 | 0.2748 | 0.0533
|  | 139:00 | 0.0306 | 0.1081 | 0 | 0 | 0.4574 | 0.1192 | 0.2701 | 0.3803 | 0.1457 | 0.2483 | 0.4102 | 0.2909 | 0.3411 | 0.3631 | 0.1131 | 0.33 | 0.3631 | 0.2502 | 0.2024 | 0.226 | 0.4514 | 0.4974 | 0.4892 | 0.3934 | 20:00 | 0 | 0 | 0 | 0 | 0 | 0 | 0 | 0 | 0 | 0 | 0 | 20:00 | 0 | 0 | 0 | 0.0138 | 0 | 0 | 0.0059 | 0 | 0.0067 | 0 | 0 | 20:00 | 0.7893 | 0.1951 | 0.7755 | 0.3386 | 0.1685 | 0.7303 | 0.8484 | 0.2502 | 0.2194 | 0.4192 | 0.0913 | 20:00 | 0.3312 | 0.3005 | 0.5054 | 0.6847 | 0.19 | 0.5215 | 0.7517 | 0.183 | 0.2363 | 0.2606 | 0.0665
|  | 140:00 | 0 | 0 | 0 | 0 | 0 | 0 | 0.0138 | 0.0364 | 0 | 0.0039 | 0.0997 | 0.0308 | 0.3794 | 0.4143 | 0.1218 | 0.3959 | 0.4143 | 0.2836 | 0.3708 | 0.3598 | 0.4186 | 0.531 | 0.627 | 0.5096 | 21:00 | 0 | 0 | 0 | 0 | 0 | 0 | 0 | 0 | 0 | 0 | 0 | 21:00 | 0 | 0 | 0 | 0 | 0 | 0 | 0 | 0 | 0 | 0 | 0 | 21:00 | 0.8511 | 0.2583 | 0.7918 | 0.4072 | 0.1793 | 0.7644 | 0.8805 | 0.2877 | 0.2433 | 0.5646 | 0.1725 | 21:00 | 0.5044 | 0.4161 | 0.6947 | 0.6916 | 0.2974 | 0.4719 | 0.7549 | 0.1919 | 0.3724 | 0.268 | 0.1018
|  | 141:00 | 0 | 0 | 0 | 0 | 0 | 0 | 0 | 0 | 0 | 0 | 0 | 0 | 0.4157 | 0.4738 | 0.1305 | 0.4771 | 0.4738 | 0.3206 | 0.5927 | 0.5102 | 0.3859 | 0.6077 | 0.7515 | 0.6308 | 22:00 | 0 | 0 | 0 | 0 | 0 | 0 | 0 | 0 | 0 | 0 | 0 | 22:00 | 0 | 0 | 0 | 0 | 0 | 0 | 0 | 0 | 0 | 0 | 0 | 22:00 | 0.8814 | 0.2542 | 0.7787 | 0.471 | 0.1805 | 0.7659 | 0.8173 | 0.2128 | 0.234 | 0.5239 | 0.2452 | 22:00 | 0.5655 | 0.3453 | 0.6329 | 0.6614 | 0.3361 | 0.4342 | 0.6744 | 0.1969 | 0.3724 | 0.2934 | 0.1938
|  | 142:00 | 0 | 0 | 0 | 0 | 0 | 0 | 0 | 0 | 0 | 0 | 0 | 0 | 0.4312 | 0.5824 | 0.1362 | 0.548 | 0.5824 | 0.3542 | 0.6591 | 0.5195 | 0.3469 | 0.5982 | 0.7292 | 0.6244 | 23:00 | 0 | 0 | 0 | 0 | 0 | 0 | 0 | 0 | 0 | 0 | 0 | 23:00 | 0 | 0 | 0 | 0 | 0 | 0 | 0 | 0 | 0 | 0 | 0 | 23:00 | 0.878 | 0.1984 | 0.7765 | 0.3485 | 0.2352 | 0.6896 | 0.7799 | 0.1905 | 0.3137 | 0.4855 | 0.353 | 23:00 | 0.5456 | 0.2158 | 0.5844 | 0.5013 | 0.2962 | 0.4263 | 0.6758 | 0.1698 | 0.3945 | 0.2643 | 0.2501
|  | 143:00 | 0 | 0 | 0 | 0 | 0 | 0 | 0 | 0 | 0 | 0 | 0 | 0 | 0.4375 | 0.6135 | 0.1428 | 0.5374 | 0.6135 | 0.3602 | 0.7468 | 0.6261 | 0.2849 | 0.5539 | 0.7575 | 0.6635 | 24:00 | 0 | 0 | 0 | 0 | 0 | 0 | 0 | 0 | 0 | 0 | 0 | 24:00 | 0 | 0 | 0 | 0 | 0 | 0 | 0 | 0 | 0 | 0 | 0 | 24:00 | 0.8805 | 0.1859 | 0.7297 | 0.4185 | 0.3136 | 0.6481 | 0.8426 | 0.1718 | 0.3243 | 0.5028 | 0.3888 | 24:00 | 0.5617 | 0.3145 | 0.5392 | 0.4804 | 0.266 | 0.5447 | 0.6032 | 0.1659 | 0.3168 | 0.2777 | 0.2928
|  | 144:00 | 0 | 0 | 0 | 0 | 0 | 0 | 0 | 0 | 0 | 0 | 0 | 0 | 0.4962 | 0.7185 | 0.1676 | 0.629 | 0.7185 | 0.4173 | 0.7453 | 0.7021 | 0.2484 | 0.4782 | 0.7838 | 0.6862
Jul |  | 145:00 | 0 | 0 | 0 | 0 | 0 | 0 | 0 | 0 | 0 | 0 | 0 | 0 | 0.3864 | 0.5017 | 0.1334 | 0.4849 | 0.5017 | 0.3183 | 0.5625 | 0.5888 | 0.3206 | 0.4366 | 0.5347 | 0.5212
|  | 146:00 | 0 | 0 | 0 | 0 | 0 | 0 | 0 | 0 | 0 | 0 | 0 | 0 | 0.3146 | 0.4357 | 0.1032 | 0.3852 | 0.4357 | 0.2584 | 0.4352 | 0.5795 | 0.2356 | 0.2946 | 0.4855 | 0.464 | Panhandle
|  | 147:00 | 0 | 0 | 0 | 0 | 0 | 0 | 0 | 0 | 0 | 0 | 0 | 0 | 0.2951 | 0.4027 | 0.0996 | 0.371 | 0.4027 | 0.2446 | 0.4515 | 0.556 | 0.168 | 0.2664 | 0.4993 | 0.4585 |  | SOLAR CSP | [11 empty] | SOLAR PVSAT | [11 empty] | wind | [11 empty] | new wind
|  | 148:00 | 0 | 0 | 0 | 0 | 0 | 0 | 0 | 0 | 0 | 0 | 0 | 0 | 0.3288 | 0.4327 | 0.1064 | 0.4161 | 0.4327 | 0.2694 | 0.3977 | 0.507 | 0.1685 | 0.26 | 0.467 | 0.4249 |  | 1 | 2 | 3 | 4 | 5 | 6 | 7 | 8 | 9 | 10 | 11 |  | 1 | 2 | 3 | 4 | 5 | 6 | 7 | 8 | 9 | 10 | 11 |  | 1 | 2 | 3 | 4 | 5 | 6 | 7 | 8 | 9 | 10 | 11 |  | 1 | 2 | 3 | 4 | 5 | 6 | 7 | 8 | 9 | 10 | 11
|  | 149:00 | 0 | 0 | 0 | 0 | 0 | 0 | 0 | 0 | 0 | 0 | 0 | 0 | 0.3091 | 0.4037 | 0.1012 | 0.4037 | 0.4037 | 0.2559 | 0.3448 | 0.4612 | 0.1351 | 0.2717 | 0.4848 | 0.4142 | 1:00 | 0 | 0 | 0 | 0 | 0 | 0 | 0 | 0 | 0 | 0 | 0 | 1:00 | 0 | 0 | 0 | 0 | 0 | 0 | 0 | 0 | 0 | 0 | 0 | 1:00 | 0.8506 | 0.1481 | 0.8647 | 0.5779 | 0.494 | 0.4369 | 0.8307 | 0.356 | 0.321 | 0.5728 | 0.4289 | 1:00 | 0.8837 | 0.2709 | 0.8698 | 0.5266 | 0.5137 | 0.4946 | 0.7994 | 0.3933 | 0.4157 | 0.5162 | 0.1881
|  | 150:00 | 0 | 0 | 0 | 0 | 0 | 0 | 0.0122 | 0.0076 | 0.0082 | 0.0003 | 0.0049 | 0.0066 | 0.3345 | 0.3966 | 0.1058 | 0.4301 | 0.3966 | 0.2693 | 0.3065 | 0.4072 | 0.1284 | 0.2631 | 0.4413 | 0.3747 | 2:00 | 0 | 0 | 0 | 0 | 0 | 0 | 0 | 0 | 0 | 0 | 0 | 2:00 | 0 | 0 | 0 | 0 | 0 | 0 | 0 | 0 | 0 | 0 | 0 | 2:00 | 0.8377 | 0.2567 | 0.852 | 0.6453 | 0.4797 | 0.4189 | 0.7978 | 0.2471 | 0.3433 | 0.5584 | 0.3973 | 2:00 | 0.8566 | 0.1817 | 0.87 | 0.4755 | 0.5223 | 0.4216 | 0.7511 | 0.3201 | 0.4136 | 0.4657 | 0.3336
|  | 151:00 | 0 | 0 | 0 | 0 | 0 | 0 | 0.2479 | 0.2222 | 0.1774 | 0.0912 | 0.1848 | 0.1847 | 0.3093 | 0.3317 | 0.1039 | 0.4258 | 0.3317 | 0.2529 | 0.3033 | 0.3466 | 0.1293 | 0.265 | 0.3828 | 0.3314 | 3:00 | 0 | 0 | 0 | 0 | 0 | 0 | 0 | 0 | 0 | 0 | 0 | 3:00 | 0 | 0 | 0 | 0 | 0 | 0 | 0 | 0 | 0 | 0 | 0 | 3:00 | 0.8067 | 0.3747 | 0.8442 | 0.596 | 0.5186 | 0.3593 | 0.7716 | 0.2358 | 0.2585 | 0.5488 | 0.3265 | 3:00 | 0.8533 | 0.1413 | 0.8469 | 0.4751 | 0.4697 | 0.3564 | 0.7098 | 0.2552 | 0.3866 | 0.4712 | 0.3662
|  | 152:00 | 0.0704 | 0.0575 | 0 | 0 | 0 | 0.0256 | 0.5476 | 0.5893 | 0.4836 | 0.4995 | 0.6685 | 0.5577 | 0.2373 | 0.2618 | 0.0827 | 0.331 | 0.2618 | 0.1969 | 0.2244 | 0.3051 | 0.1958 | 0.2528 | 0.2691 | 0.263 | 4:00 | 0 | 0 | 0 | 0 | 0 | 0 | 0 | 0 | 0 | 0 | 0 | 4:00 | 0 | 0 | 0 | 0 | 0 | 0 | 0 | 0 | 0 | 0 | 0 | 4:00 | 0.7955 | 0.3619 | 0.775 | 0.567 | 0.5683 | 0.3375 | 0.6909 | 0.1936 | 0.1849 | 0.5242 | 0.2625 | 4:00 | 0.8477 | 0.1271 | 0.8154 | 0.4777 | 0.4451 | 0.3453 | 0.5966 | 0.1808 | 0.4064 | 0.3974 | 0.3351
|  | 153:00 | 0.4491 | 0.308 | 0.0878 | 0.1251 | 0.3326 | 0.2605 | 0.7962 | 0.8375 | 0.6949 | 0.7369 | 0.8698 | 0.7871 | 0.1774 | 0.2118 | 0.0608 | 0.2452 | 0.2118 | 0.1483 | 0.1607 | 0.265 | 0.2859 | 0.276 | 0.1808 | 0.2138 | 5:00 | 0 | 0 | 0 | 0 | 0 | 0 | 0 | 0 | 0 | 0 | 0 | 5:00 | 0 | 0 | 0 | 0 | 0 | 0 | 0 | 0 | 0 | 0 | 0 | 5:00 | 0.7944 | 0.2547 | 0.7348 | 0.5411 | 0.565 | 0.2904 | 0.5675 | 0.1009 | 0.1434 | 0.5105 | 0.1836 | 5:00 | 0.8617 | 0.1026 | 0.8019 | 0.5175 | 0.4674 | 0.3473 | 0.5272 | 0.1002 | 0.4249 | 0.3638 | 0.2462
|  | 154:00 | 0.7784 | 0.6517 | 0.4574 | 0.418 | 0.9313 | 0.6474 | 0.8857 | 0.8901 | 0.7889 | 0.8602 | 0.9142 | 0.8678 | 0.1587 | 0.1817 | 0.0578 | 0.1933 | 0.1817 | 0.1279 | 0.1008 | 0.1949 | 0.2515 | 0.2485 | 0.1437 | 0.1674 | 6:00 | 0 | 0 | 0 | 0 | 0 | 0 | 0 | 0 | 0 | 0 | 0 | 6:00 | 0 | 0 | 0 | 0 | 0 | 0 | 0.0182 | 0 | 0.0002 | 0 | 0 | 6:00 | 0.7907 | 0.1529 | 0.7417 | 0.4736 | 0.5542 | 0.2657 | 0.5278 | 0.0865 | 0.107 | 0.465 | 0.0929 | 6:00 | 0.8727 | 0.0783 | 0.803 | 0.5423 | 0.4702 | 0.3275 | 0.507 | 0.0703 | 0.3959 | 0.3336 | 0.1488
|  | 155:00 | 0.8407 | 0.7584 | 0.6106 | 0.5375 | 0.8615 | 0.7217 | 0.8605 | 0.9074 | 0.7938 | 0.8673 | 0.9374 | 0.8733 | 0.1475 | 0.1571 | 0.0546 | 0.1618 | 0.1571 | 0.1143 | 0.1075 | 0.1838 | 0.2577 | 0.1965 | 0.1505 | 0.1674 | 7:00 | 0 | 0 | 0 | 0 | 0 | 0 | 0 | 0 | 0 | 0 | 0 | 7:00 | 0 | 0.0382 | 0 | 0.0359 | 0 | 0 | 0.2155 | 0 | 0.0608 | 0.014 | 0 | 7:00 | 0.7359 | 0.1202 | 0.7565 | 0.3871 | 0.571 | 0.2305 | 0.4086 | 0.0772 | 0.0563 | 0.4349 | 0.0506 | 7:00 | 0.8565 | 0.0566 | 0.78 | 0.4717 | 0.4976 | 0.293 | 0.4379 | 0.0464 | 0.308 | 0.2678 | 0.1249
|  | 156:00 | 0.9263 | 0.8686 | 0.6247 | 0.6802 | 0.9439 | 0.8087 | 0.8258 | 0.8888 | 0.8063 | 0.8297 | 0.8982 | 0.8498 | 0.1321 | 0.1126 | 0.0461 | 0.1367 | 0.1126 | 0.0962 | 0.0791 | 0.1675 | 0.2162 | 0.1694 | 0.1162 | 0.1374 | 8:00 | 0 | 0 | 0 | 0 | 0 | 0 | 0 | 0 | 0 | 0 | 0 | 8:00 | 0.1041 | 0.3649 | 0.1015 | 0.3487 | 0.1415 | 0.0175 | 0.5242 | 0.0039 | 0.599 | 0.3265 | 0.1569 | 8:00 | 0.7586 | 0.0673 | 0.7391 | 0.3306 | 0.5913 | 0.1717 | 0.3743 | 0.0579 | 0.0439 | 0.3933 | 0.0744 | 8:00 | 0.8643 | 0.0622 | 0.7677 | 0.3948 | 0.5168 | 0.2038 | 0.383 | 0.0687 | 0.2025 | 0.2404 | 0.1314
|  | 157:00 | 0.882 | 0.7132 | 0.5814 | 0.7039 | 0.7828 | 0.7326 | 0.8067 | 0.8584 | 0.8338 | 0.832 | 0.9157 | 0.8493 | 0.1646 | 0.1584 | 0.044 | 0.1675 | 0.1584 | 0.1161 | 0.0974 | 0.1474 | 0.3721 | 0.2092 | 0.1455 | 0.1692 | 9:00 | 0 | 0.0158 | 0 | 0.1309 | 0 | 0 | 0.1887 | 0 | 0.4182 | 0 | 0 | 9:00 | 0.5596 | 0.5819 | 0.4319 | 0.5456 | 0.5251 | 0.1816 | 0.6776 | 0.1226 | 0.8493 | 0.5944 | 0.7191 | 9:00 | 0.8035 | 0.031 | 0.7647 | 0.2712 | 0.6184 | 0.1546 | 0.3407 | 0.0632 | 0.0366 | 0.3743 | 0.1289 | 9:00 | 0.8679 | 0.0965 | 0.7707 | 0.3283 | 0.5794 | 0.1434 | 0.3539 | 0.122 | 0.1291 | 0.2288 | 0.1504
|  | 158:00 | 0.9364 | 0.8183 | 0.5236 | 0.6613 | 0.9667 | 0.7813 | 0.859 | 0.8537 | 0.8328 | 0.8202 | 0.8672 | 0.8466 | 0.2601 | 0.2392 | 0.0838 | 0.242 | 0.2392 | 0.1834 | 0.1107 | 0.145 | 0.4936 | 0.2246 | 0.1479 | 0.186 | 10:00 | 0.1646 | 0.4192 | 0.1766 | 0.4194 | 0.1987 | 0 | 0.6066 | 0 | 0.9558 | 0.4068 | 0.4269 | 10:00 | 0.808 | 0.6002 | 0.7789 | 0.6584 | 0.7822 | 0.2491 | 0.7876 | 0.0579 | 0.9179 | 0.9409 | 0.8149 | 10:00 | 0.7552 | 0.0438 | 0.7777 | 0.2354 | 0.4784 | 0.2659 | 0.4679 | 0.0445 | 0.0296 | 0.3077 | 0.1309 | 10:00 | 0.8686 | 0.0626 | 0.7668 | 0.4277 | 0.6227 | 0.2547 | 0.4672 | 0.1521 | 0.0682 | 0.1929 | 0.1861
|  | 159:00 | 0.9151 | 0.8432 | 0.503 | 0.6584 | 0.9513 | 0.7742 | 0.8508 | 0.8529 | 0.8604 | 0.8232 | 0.8717 | 0.8518 | 0.2696 | 0.1641 | 0.0842 | 0.1773 | 0.1641 | 0.1645 | 0.1014 | 0.138 | 0.6665 | 0.2639 | 0.139 | 0.2004 | 11:00 | 0.5627 | 0.4411 | 0.571 | 0.6562 | 0.5854 | 0 | 0.6558 | 0 | 0.9678 | 0.7077 | 0.781 | 11:00 | 0.7846 | 0.6457 | 0.7574 | 0.9551 | 0.7762 | 0.2325 | 0.9245 | 0.0857 | 0.921 | 0.942 | 0.8273 | 11:00 | 0.7776 | 0.0499 | 0.8365 | 0.2067 | 0.3471 | 0.3409 | 0.439 | 0.0273 | 0.0355 | 0.2162 | 0.0614 | 11:00 | 0.7588 | 0.1682 | 0.6517 | 0.4956 | 0.487 | 0.1513 | 0.3487 | 0.1009 | 0.1609 | 0.2737 | 0.127
|  | 160:00 | 0.8859 | 0.7527 | 0.5513 | 0.6975 | 0.9239 | 0.7623 | 0.8548 | 0.8817 | 0.8659 | 0.8617 | 0.8016 | 0.8531 | 0.2578 | 0.1235 | 0.0847 | 0.1322 | 0.1235 | 0.1475 | 0.0944 | 0.1378 | 0.6608 | 0.2463 | 0.1786 | 0.218 | 12:00 | 0.559 | 0.4875 | 0.494 | 0.6895 | 0.6202 | 0 | 0.8125 | 0 | 0.9556 | 0.8414 | 0.7045 | 12:00 | 0.7087 | 0.7727 | 0.6959 | 0.8724 | 0.7056 | 0.2196 | 0.9766 | 0.1042 | 0.9068 | 0.8952 | 0.7397 | 12:00 | 0.7378 | 0.0747 | 0.818 | 0.1492 | 0.2174 | 0.5048 | 0.6266 | 0.0357 | 0.0387 | 0.2716 | 0.0922 | 12:00 | 0.6689 | 0.3168 | 0.5962 | 0.4685 | 0.3694 | 0.1624 | 0.4194 | 0.0961 | 0.2362 | 0.3898 | 0.1372
|  | 161:00 | 0.7555 | 0.686 | 0.4032 | 0.5995 | 0.9086 | 0.6706 | 0.7982 | 0.7605 | 0.7258 | 0.8105 | 0.863 | 0.7916 | 0.2539 | 0.1341 | 0.0819 | 0.1535 | 0.1341 | 0.1508 | 0.0996 | 0.1379 | 0.6082 | 0.2835 | 0.1831 | 0.2165 | 13:00 | 0.5058 | 0.4417 | 0.2139 | 0.9008 | 0.543 | 0 | 0.9824 | 0 | 1.0199 | 0.8119 | 0.6331 | 13:00 | 0.6661 | 0.7389 | 0.5415 | 0.9084 | 0.6702 | 0.4482 | 0.973 | 0.1696 | 0.873 | 0.8673 | 0.7225 | 13:00 | 0.6205 | 0.0365 | 0.7865 | 0.1395 | 0.1845 | 0.5839 | 0.585 | 0.0878 | 0.0354 | 0.2882 | 0.0614 | 13:00 | 0.5248 | 0.3259 | 0.6549 | 0.4374 | 0.2725 | 0.1961 | 0.4983 | 0.1517 | 0.1493 | 0.4708 | 0.0645
|  | 162:00 | 0.5924 | 0.4644 | 0.1654 | 0.4702 | 0.7905 | 0.4966 | 0.6426 | 0.62 | 0.4855 | 0.6788 | 0.7987 | 0.6451 | 0.3209 | 0.1746 | 0.1043 | 0.2259 | 0.1746 | 0.1979 | 0.1541 | 0.1498 | 0.5486 | 0.3961 | 0.2289 | 0.2466 | 14:00 | 0.5549 | 0.3717 | 0.4214 | 1.0061 | 0.4089 | 0 | 0.9835 | 0 | 1.017 | 0.8506 | 0.6738 | 14:00 | 0.6929 | 0.7361 | 0.6847 | 0.9514 | 0.6406 | 0.4758 | 0.9747 | 0.1145 | 0.8951 | 0.888 | 0.7334 | 14:00 | 0.5263 | 0.0139 | 0.7688 | 0.0924 | 0.2215 | 0.5026 | 0.4666 | 0.135 | 0.0383 | 0.2807 | 0.0649 | 14:00 | 0.3678 | 0.2838 | 0.7589 | 0.368 | 0.1443 | 0.1779 | 0.5057 | 0.1531 | 0.1386 | 0.5507 | 0.0136
|  | 163:00 | 0.0871 | 0.0603 | 0 | 0 | 0.3049 | 0.0905 | 0.3218 | 0.3884 | 0.1211 | 0.3327 | 0.5401 | 0.3408 | 0.3195 | 0.2606 | 0.1192 | 0.2903 | 0.2606 | 0.2265 | 0.2005 | 0.1991 | 0.5451 | 0.4695 | 0.2509 | 0.2769 | 15:00 | 0.6591 | 0.5878 | 0.6622 | 0.737 | 0.6811 | 0.2623 | 0.9872 | 0 | 0.6915 | 0.9153 | 0.7746 | 15:00 | 0.7644 | 0.7408 | 0.7829 | 0.8299 | 0.7494 | 0.6985 | 0.979 | 0.0895 | 0.7476 | 0.9218 | 0.7879 | 15:00 | 0.5553 | 0.0737 | 0.77 | 0.1105 | 0.2682 | 0.4537 | 0.4869 | 0.1286 | 0.0823 | 0.2719 | 0.0848 | 15:00 | 0.3663 | 0.3162 | 0.8449 | 0.3042 | 0.0921 | 0.3407 | 0.5967 | 0.1783 | 0.0873 | 0.6843 | 0.0126
|  | 164:00 | 0 | 0 | 0 | 0 | 0 | 0 | 0.0171 | 0.0409 | 0.0014 | 0.0164 | 0.1297 | 0.0411 | 0.3882 | 0.3028 | 0.1179 | 0.3217 | 0.3028 | 0.2566 | 0.2953 | 0.3185 | 0.6696 | 0.6076 | 0.364 | 0.3917 | 16:00 | 0.7489 | 0.5857 | 0.5284 | 0.8248 | 0.8005 | 0.6363 | 0.9891 | 0 | 0.9702 | 0.939 | 0.8165 | 16:00 | 0.7699 | 0.6419 | 0.6789 | 0.8683 | 0.7747 | 0.7188 | 0.979 | 0.0881 | 0.919 | 0.9384 | 0.7893 | 16:00 | 0.5236 | 0.0851 | 0.7785 | 0.1303 | 0.2382 | 0.5985 | 0.5742 | 0.1155 | 0.1104 | 0.2899 | 0.0633 | 16:00 | 0.4545 | 0.2967 | 0.87 | 0.2471 | 0.1023 | 0.464 | 0.6504 | 0.2189 | 0.0689 | 0.719 | 0.0184
|  | 165:00 | 0 | 0 | 0 | 0 | 0 | 0 | 0 | 0 | 0 | 0 | 0 | 0 | 0.4373 | 0.3284 | 0.123 | 0.3536 | 0.3284 | 0.2818 | 0.3921 | 0.4746 | 0.7593 | 0.6708 | 0.4893 | 0.5139 | 17:00 | 0.2892 | 0.5802 | 0.4818 | 0.7628 | 0.4847 | 0.1322 | 0.9953 | 0 | 0.9519 | 0.9317 | 0.6758 | 17:00 | 0.6355 | 0.6383 | 0.675 | 0.8145 | 0.6485 | 0.5057 | 0.9626 | 0.0469 | 0.8432 | 0.8691 | 0.7048 | 17:00 | 0.5858 | 0.0914 | 0.7963 | 0.1534 | 0.2811 | 0.6831 | 0.6555 | 0.0778 | 0.1343 | 0.2768 | 0.054 | 17:00 | 0.489 | 0.3034 | 0.8903 | 0.2524 | 0.1256 | 0.5121 | 0.6769 | 0.2377 | 0.0821 | 0.7166 | 0.0136
|  | 166:00 | 0 | 0 | 0 | 0 | 0 | 0 | 0 | 0 | 0 | 0 | 0 | 0 | 0.3948 | 0.3615 | 0.1105 | 0.3346 | 0.3615 | 0.265 | 0.3839 | 0.4629 | 0.6054 | 0.6679 | 0.5203 | 0.5082 | 18:00 | 0 | 0.1548 | 0 | 0.7954 | 0 | 0 | 0.8891 | 0 | 0.6353 | 0 | 0 | 18:00 | 0.1399 | 0.4756 | 0.1637 | 0.789 | 0.1926 | 0.0625 | 0.7224 | 0.0169 | 0.6235 | 0.5915 | 0.3317 | 18:00 | 0.6244 | 0.1487 | 0.7399 | 0.1907 | 0.2408 | 0.7757 | 0.6987 | 0.1226 | 0.1348 | 0.2913 | 0.052 | 18:00 | 0.5728 | 0.3881 | 0.8915 | 0.2906 | 0.1447 | 0.5177 | 0.7646 | 0.2674 | 0.1063 | 0.7306 | 0.0122
|  | 167:00 | 0 | 0 | 0 | 0 | 0 | 0 | 0 | 0 | 0 | 0 | 0 | 0 | 0.3487 | 0.4139 | 0.1198 | 0.3531 | 0.4139 | 0.2656 | 0.421 | 0.435 | 0.4526 | 0.4728 | 0.5318 | 0.4857 | 19:00 | 0 | 0 | 0 | 0.3381 | 0 | 0 | 0.136 | 0 | 0.1072 | 0 | 0 | 19:00 | 0 | 0.0783 | 0 | 0.5456 | 0 | 0 | 0.2465 | 0 | 0.3192 | 0.071 | 0 | 19:00 | 0.6331 | 0.2255 | 0.7505 | 0.2404 | 0.2708 | 0.7423 | 0.8103 | 0.215 | 0.2127 | 0.3374 | 0.0409 | 19:00 | 0.7647 | 0.4386 | 0.8727 | 0.4277 | 0.2165 | 0.55 | 0.8624 | 0.3593 | 0.1977 | 0.7358 | 0.0517
|  | 168:00 | 0 | 0 | 0 | 0 | 0 | 0 | 0 | 0 | 0 | 0 | 0 | 0 | 0.4136 | 0.5264 | 0.1285 | 0.4629 | 0.5264 | 0.3226 | 0.4852 | 0.4986 | 0.3214 | 0.4285 | 0.5344 | 0.4917 | 20:00 | 0 | 0 | 0 | 0 | 0 | 0 | 0 | 0 | 0 | 0 | 0 | 20:00 | 0 | 0 | 0 | 0.1418 | 0 | 0 | 0.0034 | 0 | 0.0427 | 0 | 0 | 20:00 | 0.7162 | 0.2769 | 0.8031 | 0.3413 | 0.2111 | 0.7632 | 0.8727 | 0.2817 | 0.2428 | 0.4897 | 0.0905 | 20:00 | 0.8731 | 0.3486 | 0.8549 | 0.3843 | 0.0933 | 0.6016 | 0.8457 | 0.3731 | 0.3297 | 0.7222 | 0.1893
Aug |  | 169:00 | 0 | 0 | 0 | 0 | 0 | 0 | 0 | 0 | 0 | 0 | 0 | 0 | 0.3524 | 0.5881 | 0.1261 | 0.4951 | 0.5881 | 0.3181 | 0.2726 | 0.4074 | 0.1638 | 0.2501 | 0.4624 | 0.3849 | 21:00 | 0 | 0 | 0 | 0 | 0 | 0 | 0 | 0 | 0 | 0 | 0 | 21:00 | 0 | 0 | 0 | 0 | 0 | 0 | 0 | 0 | 0 | 0 | 0 | 21:00 | 0.7786 | 0.3519 | 0.8012 | 0.4289 | 0.1706 | 0.7487 | 0.8767 | 0.3611 | 0.2641 | 0.6462 | 0.1882 | 21:00 | 0.9044 | 0.3132 | 0.8076 | 0.3356 | 0.0383 | 0.6303 | 0.7938 | 0.3822 | 0.4919 | 0.696 | 0.4088
|  | 170:00 | 0 | 0 | 0 | 0 | 0 | 0 | 0 | 0 | 0 | 0 | 0 | 0 | 0.3313 | 0.5341 | 0.1147 | 0.4752 | 0.5341 | 0.2972 | 0.4251 | 0.4963 | 0.1287 | 0.2212 | 0.4603 | 0.4159 | 22:00 | 0 | 0 | 0 | 0 | 0 | 0 | 0 | 0 | 0 | 0 | 0 | 22:00 | 0 | 0 | 0 | 0 | 0 | 0 | 0 | 0 | 0 | 0 | 0 | 22:00 | 0.8479 | 0.269 | 0.8054 | 0.4955 | 0.1137 | 0.7413 | 0.7817 | 0.2494 | 0.2679 | 0.609 | 0.2692 | 22:00 | 0.9049 | 0.2449 | 0.7803 | 0.3103 | 0.0409 | 0.7109 | 0.6113 | 0.3485 | 0.4561 | 0.6555 | 0.4119
|  | 171:00 | 0 | 0 | 0 | 0 | 0 | 0 | 0 | 0 | 0 | 0 | 0 | 0 | 0.2816 | 0.4866 | 0.0993 | 0.4121 | 0.4866 | 0.2588 | 0.3547 | 0.4144 | 0.1299 | 0.2261 | 0.4333 | 0.3762 | 23:00 | 0 | 0 | 0 | 0 | 0 | 0 | 0 | 0 | 0 | 0 | 0 | 23:00 | 0 | 0 | 0 | 0 | 0 | 0 | 0 | 0 | 0 | 0 | 0 | 23:00 | 0.8848 | 0.2428 | 0.8001 | 0.3448 | 0.1126 | 0.7319 | 0.7705 | 0.2191 | 0.3444 | 0.5574 | 0.3488 | 23:00 | 0.8969 | 0.1738 | 0.7815 | 0.3837 | 0.0278 | 0.7074 | 0.5796 | 0.2875 | 0.5473 | 0.7102 | 0.4912
|  | 172:00 | 0 | 0 | 0 | 0 | 0 | 0 | 0 | 0 | 0 | 0 | 0 | 0 | 0.2455 | 0.4023 | 0.0975 | 0.3497 | 0.4023 | 0.2255 | 0.2693 | 0.3353 | 0.1153 | 0.2058 | 0.4531 | 0.3561 | 24:00 | 0 | 0 | 0 | 0 | 0 | 0 | 0 | 0 | 0 | 0 | 0 | 24:00 | 0 | 0 | 0 | 0 | 0 | 0 | 0 | 0 | 0 | 0 | 0 | 24:00 | 0.8922 | 0.2325 | 0.7135 | 0.4086 | 0.0781 | 0.6845 | 0.8655 | 0.1663 | 0.3775 | 0.5757 | 0.3926 | 24:00 | 0.8851 | 0.1499 | 0.7787 | 0.4765 | 0.0329 | 0.6643 | 0.6462 | 0.1966 | 0.5769 | 0.6802 | 0.5763
|  | 173:00 | 0 | 0 | 0 | 0 | 0 | 0 | 0 | 0 | 0 | 0 | 0 | 0 | 0.2454 | 0.3798 | 0.0841 | 0.3476 | 0.3798 | 0.217 | 0.2062 | 0.2734 | 0.1027 | 0.1619 | 0.4716 | 0.3409
|  | 174:00 | 0 | 0 | 0 | 0 | 0 | 0 | 0.0002 | 0.0036 | 0 | 0 | 0 | 0.0008 | 0.2551 | 0.3517 | 0.0829 | 0.3692 | 0.3517 | 0.2203 | 0.1848 | 0.1945 | 0.0758 | 0.1626 | 0.4426 | 0.303
|  | 175:00 | 0 | 0 | 0 | 0 | 0 | 0 | 0.098 | 0.1696 | 0.0692 | 0.1193 | 0.0777 | 0.1068 | 0.2616 | 0.3673 | 0.0818 | 0.3884 | 0.3673 | 0.2274 | 0.1676 | 0.1322 | 0.0767 | 0.1583 | 0.3547 | 0.2428
|  | 176:00 | 0 | 0 | 0 | 0 | 0 | 0 | 0.5074 | 0.5849 | 0.5521 | 0.5109 | 0.4982 | 0.5307 | 0.1855 | 0.2283 | 0.0563 | 0.2471 | 0.2283 | 0.1511 | 0.1141 | 0.1327 | 0.0763 | 0.1268 | 0.2491 | 0.1824
|  | 177:00 | 0.188 | 0.2351 | 0.0786 | 0.1408 | 0.0801 | 0.1445 | 0.7619 | 0.7969 | 0.7658 | 0.6611 | 0.7937 | 0.7559 | 0.1338 | 0.139 | 0.0374 | 0.1533 | 0.139 | 0.0997 | 0.085 | 0.1517 | 0.0829 | 0.1313 | 0.1758 | 0.1475
|  | 178:00 | 0.5146 | 0.69 | 0.2119 | 0.4302 | 0.3911 | 0.4476 | 0.8245 | 0.869 | 0.8392 | 0.7903 | 0.8988 | 0.8443 | 0.1124 | 0.0997 | 0.0354 | 0.1145 | 0.0997 | 0.0805 | 0.0775 | 0.1634 | 0.0662 | 0.0713 | 0.1149 | 0.1141
|  | 179:00 | 0.6991 | 0.8615 | 0.4204 | 0.7499 | 0.7329 | 0.6928 | 0.8275 | 0.7843 | 0.8568 | 0.8077 | 0.8855 | 0.8324 | 0.1395 | 0.1458 | 0.0435 | 0.1366 | 0.1458 | 0.1012 | 0.0895 | 0.1678 | 0.0661 | 0.065 | 0.2076 | 0.1627
|  | 180:00 | 0.6689 | 0.8532 | 0.4324 | 0.8079 | 0.7491 | 0.7023 | 0.8044 | 0.7741 | 0.8482 | 0.8082 | 0.8714 | 0.8212 | 0.1255 | 0.1321 | 0.038 | 0.1368 | 0.1321 | 0.0935 | 0.1087 | 0.149 | 0.0711 | 0.0684 | 0.2828 | 0.1992
|  | 181:00 | 0.7566 | 0.8969 | 0.4323 | 0.8538 | 0.7471 | 0.7373 | 0.817 | 0.7729 | 0.7981 | 0.8211 | 0.8706 | 0.8159 | 0.1859 | 0.2014 | 0.055 | 0.2136 | 0.2014 | 0.1408 | 0.1254 | 0.1231 | 0.1384 | 0.0904 | 0.196 | 0.1603
|  | 182:00 | 0.6411 | 0.8917 | 0.373 | 0.6817 | 0.7413 | 0.6658 | 0.7964 | 0.766 | 0.8268 | 0.7982 | 0.881 | 0.8137 | 0.2068 | 0.2256 | 0.0636 | 0.1931 | 0.2256 | 0.1489 | 0.1522 | 0.1033 | 0.283 | 0.0987 | 0.1853 | 0.1704
|  | 183:00 | 0.6283 | 0.8346 | 0.5449 | 0.7114 | 0.759 | 0.6957 | 0.7697 | 0.8402 | 0.8516 | 0.8095 | 0.8827 | 0.8308 | 0.2703 | 0.1456 | 0.0649 | 0.1662 | 0.1456 | 0.1525 | 0.1525 | 0.125 | 0.3656 | 0.1484 | 0.1339 | 0.1612
|  | 184:00 | 0.6178 | 0.7411 | 0.4081 | 0.6179 | 0.6237 | 0.6017 | 0.7963 | 0.7162 | 0.8268 | 0.7885 | 0.9089 | 0.8073 | 0.289 | 0.159 | 0.0744 | 0.1667 | 0.159 | 0.1633 | 0.17 | 0.1563 | 0.4496 | 0.1892 | 0.1156 | 0.1724
|  | 185:00 | 0.5176 | 0.6886 | 0.253 | 0.5694 | 0.4263 | 0.491 | 0.7205 | 0.7769 | 0.7471 | 0.7193 | 0.8465 | 0.7621 | 0.2384 | 0.1347 | 0.0629 | 0.1284 | 0.1347 | 0.1339 | 0.2016 | 0.2295 | 0.447 | 0.2218 | 0.1287 | 0.2003
|  | 186:00 | 0.3544 | 0.5102 | 0 | 0.4202 | 0.3005 | 0.3171 | 0.5217 | 0.595 | 0.4312 | 0.5092 | 0.6789 | 0.5472 | 0.2222 | 0.1381 | 0.0635 | 0.1332 | 0.1381 | 0.131 | 0.2428 | 0.2364 | 0.3809 | 0.1781 | 0.153 | 0.2092
|  | 187:00 | 0.0001 | 0.0385 | 0 | 0 | 0 | 0.0077 | 0.1407 | 0.2902 | 0.0238 | 0.1123 | 0.3057 | 0.1745 | 0.2631 | 0.159 | 0.078 | 0.1771 | 0.159 | 0.1595 | 0.2914 | 0.2861 | 0.3216 | 0.2346 | 0.2443 | 0.2675
|  | 188:00 | 0 | 0 | 0 | 0 | 0 | 0 | 0.0018 | 0.012 | 0 | 0 | 0.0211 | 0.007 | 0.3131 | 0.1961 | 0.094 | 0.2078 | 0.1961 | 0.1905 | 0.3244 | 0.3379 | 0.2973 | 0.299 | 0.3764 | 0.3493
|  | 189:00 | 0 | 0 | 0 | 0 | 0 | 0 | 0 | 0 | 0 | 0 | 0 | 0 | 0.3642 | 0.2292 | 0.1145 | 0.2498 | 0.2292 | 0.2254 | 0.3657 | 0.3735 | 0.2854 | 0.4351 | 0.5386 | 0.4482
|  | 190:00 | 0 | 0 | 0 | 0 | 0 | 0 | 0 | 0 | 0 | 0 | 0 | 0 | 0.3367 | 0.3254 | 0.1153 | 0.3409 | 0.3254 | 0.2475 | 0.3868 | 0.3109 | 0.2407 | 0.4351 | 0.5027 | 0.4133
|  | 191:00 | 0 | 0 | 0 | 0 | 0 | 0 | 0 | 0 | 0 | 0 | 0 | 0 | 0.3328 | 0.4079 | 0.1192 | 0.4105 | 0.4079 | 0.2716 | 0.4545 | 0.3578 | 0.2586 | 0.4572 | 0.594 | 0.4804
|  | 192:00 | 0 | 0 | 0 | 0 | 0 | 0 | 0 | 0 | 0 | 0 | 0 | 0 | 0.4107 | 0.6388 | 0.1493 | 0.5509 | 0.6388 | 0.3609 | 0.4306 | 0.4048 | 0.2526 | 0.3795 | 0.6235 | 0.4991
Sep | Fall | 193:00 | 0 | 0 | 0 | 0 | 0 | 0 | 0 | 0 | 0 | 0 | 0 | 0 | 0.2961 | 0.3876 | 0.1044 | 0.3829 | 0.3876 | 0.2474 | 0.4858 | 0.5294 | 0.1556 | 0.2509 | 0.6954 | 0.5527
|  | 194:00 | 0 | 0 | 0 | 0 | 0 | 0 | 0 | 0 | 0 | 0 | 0 | 0 | 0.3018 | 0.4127 | 0.1018 | 0.3801 | 0.4127 | 0.2504 | 0.4927 | 0.5395 | 0.2006 | 0.2964 | 0.602 | 0.516
|  | 195:00 | 0 | 0 | 0 | 0 | 0 | 0 | 0 | 0 | 0 | 0 | 0 | 0 | 0.2672 | 0.4315 | 0.0899 | 0.3753 | 0.4315 | 0.2372 | 0.4473 | 0.537 | 0.2035 | 0.2912 | 0.4643 | 0.4413
|  | 196:00 | 0 | 0 | 0 | 0 | 0 | 0 | 0 | 0 | 0 | 0 | 0 | 0 | 0.2534 | 0.3878 | 0.0837 | 0.3643 | 0.3878 | 0.2234 | 0.3782 | 0.5159 | 0.229 | 0.2375 | 0.386 | 0.3899
|  | 197:00 | 0 | 0 | 0 | 0 | 0 | 0 | 0 | 0 | 0 | 0 | 0 | 0 | 0.2827 | 0.4042 | 0.1045 | 0.4167 | 0.4042 | 0.2524 | 0.3268 | 0.4323 | 0.2215 | 0.2203 | 0.385 | 0.3631
|  | 198:00 | 0 | 0 | 0 | 0 | 0 | 0 | 0 | 0 | 0 | 0 | 0 | 0 | 0.2738 | 0.3691 | 0.099 | 0.4036 | 0.3691 | 0.2409 | 0.3564 | 0.3663 | 0.174 | 0.2045 | 0.357 | 0.3313
|  | 199:00 | 0 | 0 | 0 | 0 | 0 | 0 | 0.0655 | 0.0859 | 0.1041 | 0.0706 | 0.0317 | 0.0715 | 0.2793 | 0.3233 | 0.0898 | 0.3973 | 0.3233 | 0.2321 | 0.3852 | 0.3424 | 0.1753 | 0.195 | 0.4516 | 0.3764
|  | 200:00 | 0 | 0 | 0 | 0 | 0 | 0 | 0.3624 | 0.4427 | 0.3795 | 0.431 | 0.3724 | 0.3976 | 0.2406 | 0.3183 | 0.0846 | 0.3713 | 0.3183 | 0.2133 | 0.2693 | 0.303 | 0.1317 | 0.1466 | 0.4246 | 0.3337
|  | 201:00 | 0.1001 | 0.1167 | 0.0943 | 0.0682 | 0.1755 | 0.1109 | 0.5996 | 0.7571 | 0.6619 | 0.6787 | 0.6685 | 0.6732 | 0.2218 | 0.3138 | 0.0827 | 0.3621 | 0.3138 | 0.2049 | 0.1819 | 0.2742 | 0.0953 | 0.1077 | 0.4145 | 0.3064
|  | 202:00 | 0.4691 | 0.4019 | 0.2821 | 0.2763 | 0.8533 | 0.4566 | 0.7161 | 0.8521 | 0.8032 | 0.7731 | 0.8642 | 0.8017 | 0.1824 | 0.2477 | 0.0605 | 0.2682 | 0.2477 | 0.1584 | 0.0982 | 0.1661 | 0.1077 | 0.1058 | 0.4182 | 0.2757
|  | 203:00 | 0.5951 | 0.6768 | 0.4291 | 0.4108 | 0.802 | 0.5828 | 0.7656 | 0.8238 | 0.7833 | 0.7928 | 0.8123 | 0.7956 | 0.1702 | 0.1992 | 0.0613 | 0.229 | 0.1992 | 0.1417 | 0.1074 | 0.1632 | 0.1881 | 0.1632 | 0.4238 | 0.2906
|  | 204:00 | 0.6946 | 0.8037 | 0.6244 | 0.4554 | 0.9403 | 0.7037 | 0.7655 | 0.783 | 0.8087 | 0.7742 | 0.8149 | 0.7893 | 0.1716 | 0.193 | 0.0581 | 0.2092 | 0.193 | 0.1362 | 0.0911 | 0.1269 | 0.2088 | 0.2169 | 0.3376 | 0.2421
|  | 205:00 | 0.6837 | 0.8166 | 0.4642 | 0.5544 | 0.8795 | 0.6797 | 0.7623 | 0.7925 | 0.7932 | 0.7786 | 0.807 | 0.7867 | 0.1765 | 0.1601 | 0.0602 | 0.1584 | 0.1601 | 0.1244 | 0.1008 | 0.1122 | 0.2232 | 0.1996 | 0.308 | 0.2259
|  | 206:00 | 0.7127 | 0.8435 | 0.6398 | 0.6807 | 0.9511 | 0.7656 | 0.7587 | 0.8081 | 0.7944 | 0.7695 | 0.8178 | 0.7897 | 0.1901 | 0.1649 | 0.0574 | 0.1421 | 0.1649 | 0.1244 | 0.1127 | 0.1343 | 0.345 | 0.2324 | 0.3469 | 0.2671
|  | 207:00 | 0.701 | 0.7725 | 0.6235 | 0.5455 | 0.8983 | 0.7082 | 0.7554 | 0.822 | 0.7445 | 0.8082 | 0.842 | 0.7944 | 0.2005 | 0.1719 | 0.0651 | 0.1569 | 0.1719 | 0.1342 | 0.1535 | 0.1511 | 0.518 | 0.3686 | 0.3736 | 0.3148
|  | 208:00 | 0.6482 | 0.789 | 0.4881 | 0.5495 | 0.9141 | 0.6778 | 0.7112 | 0.8204 | 0.768 | 0.7709 | 0.8563 | 0.7854 | 0.1768 | 0.1585 | 0.0578 | 0.1448 | 0.1585 | 0.1206 | 0.1518 | 0.1516 | 0.4919 | 0.3985 | 0.3405 | 0.2964
|  | 209:00 | 0.503 | 0.6329 | 0.2328 | 0.4423 | 0.8195 | 0.5261 | 0.6224 | 0.7289 | 0.6205 | 0.7039 | 0.773 | 0.6897 | 0.1964 | 0.1554 | 0.066 | 0.1522 | 0.1554 | 0.1305 | 0.1411 | 0.1456 | 0.3154 | 0.2569 | 0.2906 | 0.2423
|  | 210:00 | 0.1319 | 0.2753 | 0 | 0.1034 | 0.5703 | 0.2162 | 0.3469 | 0.4673 | 0.237 | 0.4105 | 0.5643 | 0.4052 | 0.214 | 0.1649 | 0.0606 | 0.1745 | 0.1649 | 0.1389 | 0.163 | 0.1689 | 0.3292 | 0.3099 | 0.2982 | 0.2578
|  | 211:00 | 0 | 0 | 0 | 0 | 0 | 0 | 0.0244 | 0.0369 | 0.0035 | 0.0267 | 0.0345 | 0.0252 | 0.2386 | 0.206 | 0.0693 | 0.2187 | 0.206 | 0.163 | 0.2002 | 0.1972 | 0.2915 | 0.336 | 0.3629 | 0.2977
|  | 212:00 | 0 | 0 | 0 | 0 | 0 | 0 | 0 | 0 | 0 | 0 | 0 | 0 | 0.2976 | 0.3231 | 0.0956 | 0.3222 | 0.3231 | 0.2246 | 0.2501 | 0.2132 | 0.2522 | 0.3596 | 0.4946 | 0.3697
|  | 213:00 | 0 | 0 | 0 | 0 | 0 | 0 | 0 | 0 | 0 | 0 | 0 | 0 | 0.3724 | 0.4647 | 0.1359 | 0.4624 | 0.4647 | 0.3065 | 0.311 | 0.2307 | 0.2107 | 0.3488 | 0.6038 | 0.4302
|  | 214:00 | 0 | 0 | 0 | 0 | 0 | 0 | 0 | 0 | 0 | 0 | 0 | 0 | 0.3809 | 0.5463 | 0.1278 | 0.4741 | 0.5463 | 0.3177 | 0.3687 | 0.2952 | 0.2439 | 0.2874 | 0.6806 | 0.4909
|  | 215:00 | 0 | 0 | 0 | 0 | 0 | 0 | 0 | 0 | 0 | 0 | 0 | 0 | 0.3639 | 0.5908 | 0.1177 | 0.4759 | 0.5908 | 0.3145 | 0.379 | 0.2367 | 0.17 | 0.2123 | 0.7121 | 0.4829
|  | 216:00 | 0 | 0 | 0 | 0 | 0 | 0 | 0 | 0 | 0 | 0 | 0 | 0 | 0.3795 | 0.6218 | 0.1214 | 0.4901 | 0.6218 | 0.3269 | 0.3438 | 0.2015 | 0.1151 | 0.1866 | 0.6219 | 0.4182
Oct |  | 217:00 | 0 | 0 | 0 | 0 | 0 | 0 | 0 | 0 | 0 | 0 | 0 | 0 | 0.4639 | 0.665 | 0.1573 | 0.6459 | 0.665 | 0.4011 | 0.2229 | 0.1516 | 0.0774 | 0.1413 | 0.6567 | 0.4044
|  | 218:00 | 0 | 0 | 0 | 0 | 0 | 0 | 0 | 0 | 0 | 0 | 0 | 0 | 0.453 | 0.6497 | 0.1544 | 0.6106 | 0.6497 | 0.3881 | 0.2342 | 0.1798 | 0.0913 | 0.1306 | 0.5635 | 0.3664
|  | 219:00 | 0 | 0 | 0 | 0 | 0 | 0 | 0 | 0 | 0 | 0 | 0 | 0 | 0.4045 | 0.577 | 0.1431 | 0.5698 | 0.577 | 0.3531 | 0.2067 | 0.2302 | 0.1018 | 0.1214 | 0.5301 | 0.3587
|  | 220:00 | 0 | 0 | 0 | 0 | 0 | 0 | 0 | 0 | 0 | 0 | 0 | 0 | 0.4075 | 0.5688 | 0.1364 | 0.5694 | 0.5688 | 0.3502 | 0.1807 | 0.3049 | 0.1257 | 0.1332 | 0.5206 | 0.3711
|  | 221:00 | 0 | 0 | 0 | 0 | 0 | 0 | 0 | 0 | 0 | 0 | 0 | 0 | 0.3823 | 0.5325 | 0.1333 | 0.5129 | 0.5325 | 0.3263 | 0.1568 | 0.3882 | 0.1754 | 0.1853 | 0.4783 | 0.374
|  | 222:00 | 0 | 0 | 0 | 0 | 0 | 0 | 0 | 0 | 0 | 0 | 0 | 0 | 0.3291 | 0.4451 | 0.1138 | 0.4866 | 0.4451 | 0.2879 | 0.166 | 0.4362 | 0.2078 | 0.173 | 0.4386 | 0.3691
|  | 223:00 | 0 | 0 | 0 | 0 | 0 | 0 | 0.0065 | 0.0039 | 0.0123 | 0.0036 | 0 | 0.0053 | 0.3277 | 0.4047 | 0.1053 | 0.4683 | 0.4047 | 0.2757 | 0.2037 | 0.4495 | 0.2485 | 0.165 | 0.4206 | 0.3716
|  | 224:00 | 0 | 0 | 0 | 0 | 0 | 0 | 0.3084 | 0.2092 | 0.2667 | 0.2951 | 0.1441 | 0.2447 | 0.334 | 0.3927 | 0.1045 | 0.4589 | 0.3927 | 0.2739 | 0.1921 | 0.3632 | 0.2578 | 0.1291 | 0.3993 | 0.3395
|  | 225:00 | 0.0081 | 0.0516 | 0.0024 | 0 | 0 | 0.0124 | 0.6166 | 0.5118 | 0.6135 | 0.5438 | 0.4456 | 0.5463 | 0.3407 | 0.4106 | 0.1008 | 0.4438 | 0.4106 | 0.2734 | 0.1881 | 0.3028 | 0.2615 | 0.1124 | 0.3876 | 0.3193
|  | 226:00 | 0.3792 | 0.3133 | 0.5358 | 0.304 | 0.339 | 0.3743 | 0.7136 | 0.71 | 0.6708 | 0.6047 | 0.587 | 0.6572 | 0.248 | 0.3143 | 0.0771 | 0.3517 | 0.3143 | 0.208 | 0.1454 | 0.2838 | 0.1179 | 0.0806 | 0.2463 | 0.2213
|  | 227:00 | 0.6515 | 0.5309 | 0.6535 | 0.5686 | 0.716 | 0.6241 | 0.6973 | 0.7112 | 0.7344 | 0.634 | 0.6685 | 0.6891 | 0.2173 | 0.316 | 0.0789 | 0.2866 | 0.316 | 0.1874 | 0.0903 | 0.2217 | 0.1158 | 0.0792 | 0.1378 | 0.1462
|  | 228:00 | 0.5925 | 0.5712 | 0.6287 | 0.5676 | 0.6005 | 0.5921 | 0.6998 | 0.6564 | 0.6764 | 0.609 | 0.6333 | 0.655 | 0.284 | 0.3485 | 0.0911 | 0.3486 | 0.3485 | 0.2272 | 0.0999 | 0.2317 | 0.1333 | 0.0933 | 0.3282 | 0.2479
|  | 229:00 | 0.5798 | 0.5973 | 0.5641 | 0.4847 | 0.5888 | 0.5629 | 0.7205 | 0.7177 | 0.7058 | 0.667 | 0.6754 | 0.6973 | 0.2483 | 0.2956 | 0.0806 | 0.2792 | 0.2956 | 0.1929 | 0.0781 | 0.196 | 0.1046 | 0.0881 | 0.3365 | 0.238
|  | 230:00 | 0.6262 | 0.6884 | 0.642 | 0.5104 | 0.6189 | 0.6172 | 0.6979 | 0.6212 | 0.709 | 0.6362 | 0.6584 | 0.6645 | 0.2289 | 0.2245 | 0.0781 | 0.2116 | 0.2245 | 0.1645 | 0.0947 | 0.2627 | 0.1051 | 0.0932 | 0.3905 | 0.2824
|  | 231:00 | 0.6835 | 0.69 | 0.6931 | 0.4885 | 0.6936 | 0.6497 | 0.7108 | 0.6712 | 0.663 | 0.7016 | 0.7259 | 0.6945 | 0.221 | 0.211 | 0.0789 | 0.1969 | 0.211 | 0.1581 | 0.0944 | 0.2202 | 0.1163 | 0.0987 | 0.3359 | 0.2468
|  | 232:00 | 0.7056 | 0.7236 | 0.647 | 0.5094 | 0.7492 | 0.667 | 0.6682 | 0.6709 | 0.6124 | 0.6 | 0.6274 | 0.6358 | 0.2329 | 0.2043 | 0.0704 | 0.1993 | 0.2043 | 0.1577 | 0.0963 | 0.1873 | 0.1489 | 0.0991 | 0.4466 | 0.299
|  | 233:00 | 0.245 | 0.4365 | 0.0637 | 0.2973 | 0.5724 | 0.323 | 0.4486 | 0.4498 | 0.3595 | 0.4393 | 0.4792 | 0.4353 | 0.262 | 0.1925 | 0.0808 | 0.2033 | 0.1925 | 0.1695 | 0.1024 | 0.2423 | 0.1957 | 0.1062 | 0.4563 | 0.3226
|  | 234:00 | 0 | 0 | 0 | 0 | 0 | 0 | 0.0445 | 0.1421 | 0.0257 | 0.0993 | 0.1415 | 0.0906 | 0.2887 | 0.1662 | 0.0824 | 0.1823 | 0.1662 | 0.1704 | 0.1221 | 0.2547 | 0.2424 | 0.1091 | 0.4799 | 0.345
|  | 235:00 | 0 | 0 | 0 | 0 | 0 | 0 | 0 | 0.0005 | 0 | 0 | 0 | 0.0001 | 0.2926 | 0.1791 | 0.1005 | 0.2256 | 0.1791 | 0.1889 | 0.2218 | 0.2945 | 0.2692 | 0.1406 | 0.5779 | 0.419
|  | 236:00 | 0 | 0 | 0 | 0 | 0 | 0 | 0 | 0 | 0 | 0 | 0 | 0 | 0.3628 | 0.3543 | 0.1198 | 0.3734 | 0.3543 | 0.2666 | 0.3167 | 0.3966 | 0.2542 | 0.1897 | 0.4977 | 0.4129
|  | 237:00 | 0 | 0 | 0 | 0 | 0 | 0 | 0 | 0 | 0 | 0 | 0 | 0 | 0.4465 | 0.5582 | 0.146 | 0.5629 | 0.5582 | 0.3625 | 0.4251 | 0.4945 | 0.2359 | 0.2572 | 0.4199 | 0.4091
|  | 238:00 | 0 | 0 | 0 | 0 | 0 | 0 | 0 | 0 | 0 | 0 | 0 | 0 | 0.4866 | 0.6218 | 0.1548 | 0.5815 | 0.6218 | 0.3886 | 0.5174 | 0.5299 | 0.2005 | 0.3374 | 0.452 | 0.4432
|  | 239:00 | 0 | 0 | 0 | 0 | 0 | 0 | 0 | 0 | 0 | 0 | 0 | 0 | 0.4237 | 0.5731 | 0.1437 | 0.5652 | 0.5731 | 0.3574 | 0.5923 | 0.4453 | 0.1824 | 0.3096 | 0.5144 | 0.4605
|  | 240:00 | 0 | 0 | 0 | 0 | 0 | 0 | 0 | 0 | 0 | 0 | 0 | 0 | 0.4242 | 0.5723 | 0.1356 | 0.5908 | 0.5723 | 0.3593 | 0.6217 | 0.407 | 0.1743 | 0.2702 | 0.5581 | 0.4745
Nov |  | 241:00 | 0 | 0 | 0 | 0 | 0 | 0 | 0 | 0 | 0 | 0 | 0 | 0 | 0.4947 | 0.7089 | 0.1725 | 0.6852 | 0.7089 | 0.4289 | 0.2099 | 0.4218 | 0.2531 | 0.2274 | 0.4871 | 0.4027
|  | 242:00 | 0 | 0 | 0 | 0 | 0 | 0 | 0 | 0 | 0 | 0 | 0 | 0 | 0.4917 | 0.71 | 0.1729 | 0.6805 | 0.71 | 0.4274 | 0.2044 | 0.3809 | 0.2651 | 0.2646 | 0.4261 | 0.3652
|  | 243:00 | 0 | 0 | 0 | 0 | 0 | 0 | 0 | 0 | 0 | 0 | 0 | 0 | 0.4937 | 0.6948 | 0.178 | 0.6705 | 0.6948 | 0.4262 | 0.2101 | 0.3573 | 0.2261 | 0.1923 | 0.3807 | 0.3301
|  | 244:00 | 0 | 0 | 0 | 0 | 0 | 0 | 0 | 0 | 0 | 0 | 0 | 0 | 0.4702 | 0.6096 | 0.1542 | 0.6169 | 0.6096 | 0.3893 | 0.2138 | 0.3605 | 0.2277 | 0.1851 | 0.3662 | 0.3238
|  | 245:00 | 0 | 0 | 0 | 0 | 0 | 0 | 0 | 0 | 0 | 0 | 0 | 0 | 0.4349 | 0.5062 | 0.1313 | 0.5373 | 0.5062 | 0.3421 | 0.204 | 0.3855 | 0.181 | 0.1791 | 0.3662 | 0.3227
|  | 246:00 | 0 | 0 | 0 | 0 | 0 | 0 | 0 | 0 | 0 | 0 | 0 | 0 | 0.4068 | 0.403 | 0.1104 | 0.4574 | 0.403 | 0.2977 | 0.1575 | 0.3512 | 0.126 | 0.1713 | 0.3753 | 0.3077
|  | 247:00 | 0 | 0 | 0 | 0 | 0 | 0 | 0 | 0.0002 | 0 | 0 | 0 | 0 | 0.3816 | 0.3341 | 0.0889 | 0.3721 | 0.3341 | 0.2569 | 0.1613 | 0.3143 | 0.0987 | 0.1691 | 0.3968 | 0.3073
|  | 248:00 | 0 | 0 | 0 | 0 | 0 | 0 | 0.0974 | 0.1372 | 0.1977 | 0.1524 | 0.0138 | 0.1197 | 0.3344 | 0.286 | 0.0905 | 0.3293 | 0.286 | 0.23 | 0.1728 | 0.3778 | 0.1077 | 0.1882 | 0.4209 | 0.3369
|  | 249:00 | 0 | 0 | 0 | 0 | 0 | 0 | 0.4337 | 0.5359 | 0.4941 | 0.5093 | 0.3179 | 0.4582 | 0.3041 | 0.2442 | 0.0968 | 0.3064 | 0.2442 | 0.2144 | 0.211 | 0.4622 | 0.1218 | 0.2235 | 0.4756 | 0.391
|  | 250:00 | 0.0342 | 0.1126 | 0.0417 | 0.0331 | 0 | 0.0443 | 0.6116 | 0.7192 | 0.6437 | 0.673 | 0.5357 | 0.6367 | 0.2539 | 0.2189 | 0.0832 | 0.2615 | 0.2189 | 0.1829 | 0.2639 | 0.3827 | 0.1194 | 0.1837 | 0.5348 | 0.4067
|  | 251:00 | 0.1942 | 0.3514 | 0.1616 | 0.135 | 0.2637 | 0.2212 | 0.6439 | 0.7412 | 0.6888 | 0.7073 | 0.6221 | 0.6807 | 0.2578 | 0.2569 | 0.0778 | 0.283 | 0.2569 | 0.1906 | 0.2749 | 0.3577 | 0.0833 | 0.1578 | 0.4096 | 0.3342
|  | 252:00 | 0.2957 | 0.4244 | 0.2654 | 0.2368 | 0.363 | 0.3171 | 0.6289 | 0.7061 | 0.6587 | 0.6962 | 0.5973 | 0.6574 | 0.4001 | 0.3943 | 0.1274 | 0.4308 | 0.3943 | 0.2963 | 0.2494 | 0.3309 | 0.1363 | 0.178 | 0.4766 | 0.3658
|  | 253:00 | 0.305 | 0.4215 | 0.2358 | 0.2498 | 0.2043 | 0.2833 | 0.6135 | 0.6827 | 0.6518 | 0.6847 | 0.5707 | 0.6407 | 0.3731 | 0.4781 | 0.1346 | 0.4359 | 0.4781 | 0.3025 | 0.2457 | 0.2205 | 0.2593 | 0.1866 | 0.519 | 0.3762
|  | 254:00 | 0.3459 | 0.434 | 0.3104 | 0.2615 | 0.2312 | 0.3166 | 0.6307 | 0.7014 | 0.6195 | 0.6956 | 0.578 | 0.645 | 0.3191 | 0.374 | 0.1284 | 0.3824 | 0.374 | 0.2618 | 0.1385 | 0.1578 | 0.3163 | 0.1885 | 0.5607 | 0.3775
|  | 255:00 | 0.3538 | 0.4457 | 0.3882 | 0.3278 | 0.3458 | 0.3723 | 0.6294 | 0.7233 | 0.6472 | 0.7003 | 0.6186 | 0.6638 | 0.3271 | 0.3577 | 0.1359 | 0.3884 | 0.3577 | 0.2663 | 0.1036 | 0.1507 | 0.3751 | 0.2056 | 0.5191 | 0.3585
|  | 256:00 | 0.2996 | 0.439 | 0.3919 | 0.3014 | 0.4033 | 0.3671 | 0.525 | 0.6493 | 0.5138 | 0.6158 | 0.5103 | 0.5628 | 0.3402 | 0.2434 | 0.1229 | 0.2803 | 0.2434 | 0.2298 | 0.1511 | 0.1599 | 0.4214 | 0.2306 | 0.5075 | 0.3666
|  | 257:00 | 0 | 0.093 | 0.0033 | 0 | 0 | 0.0193 | 0.2582 | 0.4222 | 0.253 | 0.3649 | 0.2871 | 0.3171 | 0.3122 | 0.164 | 0.0951 | 0.235 | 0.164 | 0.1923 | 0.2309 | 0.1754 | 0.3658 | 0.1808 | 0.474 | 0.3537
|  | 258:00 | 0 | 0 | 0 | 0 | 0 | 0 | 0.0023 | 0.0535 | 0.0028 | 0.016 | 0.0296 | 0.0208 | 0.2482 | 0.1369 | 0.0696 | 0.1843 | 0.1369 | 0.1508 | 0.3112 | 0.2407 | 0.3945 | 0.195 | 0.4756 | 0.3823
|  | 259:00 | 0 | 0 | 0 | 0 | 0 | 0 | 0 | 0 | 0 | 0 | 0 | 0 | 0.3149 | 0.1944 | 0.0726 | 0.2675 | 0.1944 | 0.1942 | 0.4327 | 0.2939 | 0.4195 | 0.2558 | 0.5972 | 0.4746
|  | 260:00 | 0 | 0 | 0 | 0 | 0 | 0 | 0 | 0 | 0 | 0 | 0 | 0 | 0.3725 | 0.3874 | 0.1007 | 0.4032 | 0.3874 | 0.2715 | 0.5815 | 0.4926 | 0.399 | 0.4108 | 0.6535 | 0.5691
|  | 261:00 | 0 | 0 | 0 | 0 | 0 | 0 | 0 | 0 | 0 | 0 | 0 | 0 | 0.4355 | 0.6371 | 0.1335 | 0.5753 | 0.6371 | 0.3663 | 0.6936 | 0.6749 | 0.3912 | 0.5583 | 0.6958 | 0.6499
|  | 262:00 | 0 | 0 | 0 | 0 | 0 | 0 | 0 | 0 | 0 | 0 | 0 | 0 | 0.3971 | 0.6157 | 0.1254 | 0.5286 | 0.6157 | 0.3403 | 0.6634 | 0.6539 | 0.3687 | 0.4976 | 0.6786 | 0.6278
|  | 263:00 | 0 | 0 | 0 | 0 | 0 | 0 | 0 | 0 | 0 | 0 | 0 | 0 | 0.3623 | 0.4884 | 0.1061 | 0.4668 | 0.4884 | 0.2954 | 0.5693 | 0.6372 | 0.2842 | 0.399 | 0.6432 | 0.5816
|  | 264:00 | 0 | 0 | 0 | 0 | 0 | 0 | 0 | 0 | 0 | 0 | 0 | 0 | 0.3199 | 0.4131 | 0.095 | 0.4301 | 0.4131 | 0.2628 | 0.5608 | 0.6075 | 0.2597 | 0.3517 | 0.5578 | 0.5261
Dec | Winter | 265:00 | 0 | 0 | 0 | 0 | 0 | 0 | 0 | 0 | 0 | 0 | 0 | 0 | 0.4719 | 0.5229 | 0.1399 | 0.4926 | 0.5229 | 0.3491 | 0.2364 | 0.3373 | 0.2877 | 0.3273 | 0.3352 | 0.3187
|  | 266:00 | 0 | 0 | 0 | 0 | 0 | 0 | 0 | 0 | 0 | 0 | 0 | 0 | 0.4666 | 0.5238 | 0.1452 | 0.4859 | 0.5238 | 0.3485 | 0.302 | 0.4324 | 0.2989 | 0.361 | 0.3084 | 0.3369
|  | 267:00 | 0 | 0 | 0 | 0 | 0 | 0 | 0 | 0 | 0 | 0 | 0 | 0 | 0.4985 | 0.6102 | 0.1451 | 0.5007 | 0.6102 | 0.3706 | 0.3203 | 0.4686 | 0.2803 | 0.3302 | 0.2658 | 0.3223
|  | 268:00 | 0 | 0 | 0 | 0 | 0 | 0 | 0 | 0 | 0 | 0 | 0 | 0 | 0.5914 | 0.7272 | 0.188 | 0.6048 | 0.7272 | 0.4486 | 0.3039 | 0.4313 | 0.25 | 0.2878 | 0.2087 | 0.278
|  | 269:00 | 0 | 0 | 0 | 0 | 0 | 0 | 0 | 0 | 0 | 0 | 0 | 0 | 0.5618 | 0.7275 | 0.1916 | 0.6739 | 0.7275 | 0.4555 | 0.3084 | 0.4187 | 0.3223 | 0.342 | 0.2012 | 0.2826
|  | 270:00 | 0 | 0 | 0 | 0 | 0 | 0 | 0 | 0 | 0 | 0 | 0 | 0 | 0.5636 | 0.6389 | 0.1966 | 0.6871 | 0.6389 | 0.4501 | 0.2551 | 0.4641 | 0.3855 | 0.3944 | 0.196 | 0.2937
|  | 271:00 | 0 | 0 | 0 | 0 | 0 | 0 | 0 | 0 | 0 | 0 | 0 | 0 | 0.5482 | 0.5378 | 0.2003 | 0.6289 | 0.5378 | 0.4237 | 0.2229 | 0.4082 | 0.3854 | 0.35 | 0.1879 | 0.2714
|  | 272:00 | 0 | 0 | 0 | 0 | 0 | 0 | 0.0732 | 0.0373 | 0.0508 | 0.0733 | 0.0156 | 0.05 | 0.5238 | 0.478 | 0.1742 | 0.5699 | 0.478 | 0.3875 | 0.2453 | 0.3948 | 0.4315 | 0.4218 | 0.253 | 0.3121
|  | 273:00 | 0 | 0 | 0 | 0 | 0 | 0 | 0.3067 | 0.2851 | 0.2013 | 0.2352 | 0.2772 | 0.2611 | 0.4865 | 0.4222 | 0.1521 | 0.4886 | 0.4222 | 0.3453 | 0.3205 | 0.3883 | 0.5024 | 0.4605 | 0.3652 | 0.3853
|  | 274:00 | 0.0183 | 0.015 | 0 | 0 | 0 | 0.0067 | 0.3752 | 0.4332 | 0.1891 | 0.4127 | 0.6281 | 0.4077 | 0.4259 | 0.4918 | 0.1434 | 0.5635 | 0.4918 | 0.3479 | 0.3352 | 0.3814 | 0.3535 | 0.4013 | 0.3709 | 0.3686
|  | 275:00 | 0.0539 | 0.1665 | 0 | 0.0411 | 0.0835 | 0.069 | 0.4549 | 0.4581 | 0.3586 | 0.4777 | 0.5792 | 0.4657 | 0.4088 | 0.3514 | 0.1164 | 0.3851 | 0.3514 | 0.2802 | 0.384 | 0.3681 | 0.3077 | 0.4006 | 0.2964 | 0.3284
|  | 276:00 | 0.1171 | 0.2758 | 0 | 0.0947 | 0.2596 | 0.1494 | 0.4894 | 0.4967 | 0.4155 | 0.5139 | 0.6039 | 0.5039 | 0.3173 | 0.2512 | 0.0945 | 0.3002 | 0.2512 | 0.2168 | 0.3564 | 0.3482 | 0.3386 | 0.4946 | 0.3062 | 0.3334
|  | 277:00 | 0.1375 | 0.2614 | 0 | 0.1348 | 0.1239 | 0.1315 | 0.5035 | 0.5023 | 0.4164 | 0.4934 | 0.5964 | 0.5024 | 0.2204 | 0.2275 | 0.0653 | 0.2507 | 0.2275 | 0.1652 | 0.3314 | 0.3913 | 0.2679 | 0.3809 | 0.3634 | 0.356
|  | 278:00 | 0.1807 | 0.2808 | 0 | 0.1698 | 0.2947 | 0.1852 | 0.5438 | 0.4446 | 0.3934 | 0.4909 | 0.6306 | 0.5007 | 0.223 | 0.2988 | 0.0762 | 0.3063 | 0.2988 | 0.1898 | 0.4199 | 0.465 | 0.2974 | 0.318 | 0.4751 | 0.4393
|  | 279:00 | 0.2418 | 0.35 | 0.0196 | 0.1582 | 0.3508 | 0.2241 | 0.4848 | 0.5152 | 0.3527 | 0.4882 | 0.6868 | 0.5055 | 0.2479 | 0.3545 | 0.0783 | 0.3257 | 0.3545 | 0.2081 | 0.4124 | 0.5514 | 0.4275 | 0.3796 | 0.4937 | 0.4849
|  | 280:00 | 0.2 | 0.2984 | 0.0291 | 0.1806 | 0.283 | 0.1982 | 0.4386 | 0.4814 | 0.2267 | 0.4703 | 0.6508 | 0.4536 | 0.2655 | 0.3086 | 0.0799 | 0.3063 | 0.3086 | 0.2044 | 0.3687 | 0.6273 | 0.5371 | 0.4008 | 0.5856 | 0.5567
|  | 281:00 | 0.0079 | 0.0463 | 0 | 0 | 0 | 0.0109 | 0.2675 | 0.2315 | 0.1308 | 0.2817 | 0.4387 | 0.27 | 0.2866 | 0.2763 | 0.0858 | 0.3177 | 0.2763 | 0.2112 | 0.4285 | 0.6385 | 0.5691 | 0.4475 | 0.6157 | 0.5869
|  | 282:00 | 0 | 0 | 0 | 0 | 0 | 0 | 0.0131 | 0.0326 | 0.0018 | 0.0284 | 0.0773 | 0.0306 | 0.283 | 0.257 | 0.083 | 0.2928 | 0.257 | 0.2018 | 0.4886 | 0.683 | 0.5039 | 0.4649 | 0.6279 | 0.6032
|  | 283:00 | 0 | 0 | 0 | 0 | 0 | 0 | 0 | 0 | 0 | 0 | 0 | 0 | 0.2988 | 0.2298 | 0.0701 | 0.2516 | 0.2298 | 0.1896 | 0.6062 | 0.7746 | 0.4768 | 0.5106 | 0.7322 | 0.6885
|  | 284:00 | 0 | 0 | 0 | 0 | 0 | 0 | 0 | 0 | 0 | 0 | 0 | 0 | 0.3224 | 0.3149 | 0.0953 | 0.3431 | 0.3149 | 0.2347 | 0.5682 | 0.731 | 0.4241 | 0.5133 | 0.6216 | 0.6129
|  | 285:00 | 0 | 0 | 0 | 0 | 0 | 0 | 0 | 0 | 0 | 0 | 0 | 0 | 0.3692 | 0.4831 | 0.1236 | 0.4815 | 0.4831 | 0.3067 | 0.5342 | 0.6523 | 0.3737 | 0.5612 | 0.4975 | 0.5253
|  | 286:00 | 0 | 0 | 0 | 0 | 0 | 0 | 0 | 0 | 0 | 0 | 0 | 0 | 0.4286 | 0.4939 | 0.1116 | 0.4656 | 0.4939 | 0.3167 | 0.6524 | 0.6443 | 0.3108 | 0.474 | 0.5407 | 0.5475
|  | 287:00 | 0 | 0 | 0 | 0 | 0 | 0 | 0 | 0 | 0 | 0 | 0 | 0 | 0.4504 | 0.463 | 0.1035 | 0.3904 | 0.463 | 0.301 | 0.5929 | 0.7208 | 0.2377 | 0.4024 | 0.4685 | 0.5102
|  | 288:00 | 0 | 0 | 0 | 0 | 0 | 0 | 0 | 0 | 0 | 0 | 0 | 0 | 0.4102 | 0.4017 | 0.1166 | 0.3392 | 0.4017 | 0.2775 | 0.4699 | 0.654 | 0.1394 | 0.2952 | 0.3673 | 0.4144

## CapFactor_hour_10daysyear
|  |  | SolarCSP | [5 empty] | Solar PVSAT | [5 empty] | wind | [5 empty] | new wind
Month | Season | Hour | Northeast | West | Coastal | South | Panhandle | ERCOT total | Northeast | West | Coastal | South | Panhandle | ERCOT total | Northeast | West | Coastal | South | Panhandle | ERCOT total | Northeast | West | Coastal | South | Panhandle | ERCOT total
Jan | Winter | 1:00 | 0 | 0 | 0 | 0 | 0 | 0 | 0 | 0 | 0 | 0 | 0 | 0 | 0.3568 | 0.5495 | 0.1516 | 0.468 | 0.5495 | 0.3196 | 0.2986 | 0.444 | 0.5613 | 0.4138 | 0.3381 | 0.3864 | ERCOT total
|  | 2:00 | 0 | 0 | 0 | 0 | 0 | 0 | 0 | 0 | 0 | 0 | 0 | 0 | 0.3479 | 0.4695 | 0.1469 | 0.3893 | 0.4695 | 0.29 | 0.327 | 0.4754 | 0.4899 | 0.3877 | 0.4128 | 0.4249 |  | SOLAR CSP | [10 empty] | SOLAR PVSAT | [10 empty] | wind | [10 empty] | wind-new
|  | 3:00 | 0 | 0 | 0 | 0 | 0 | 0 | 0 | 0 | 0 | 0 | 0 | 0 | 0.2804 | 0.3726 | 0.1093 | 0.3164 | 0.3726 | 0.23 | 0.37 | 0.4737 | 0.4768 | 0.3958 | 0.4304 | 0.4371 |  | Spring | Summer | Fall | [8 empty] | Spring | Summer | Fall | [8 empty] | Spring | Summer | Fall | [8 empty] | Spring | Summer | Fall
|  | 4:00 | 0 | 0 | 0 | 0 | 0 | 0 | 0 | 0 | 0 | 0 | 0 | 0 | 0.2342 | 0.3478 | 0.0975 | 0.3163 | 0.3478 | 0.2092 | 0.3676 | 0.4877 | 0.4445 | 0.3451 | 0.4158 | 0.4267 | 1:00 | 0 | 0 | 0 | [7 empty] | 1:00 | 0 | 0 | 0 | [7 empty] | 1:00 | 0.456 | 0.3183 | 0.4011 | [7 empty] | 1:00 | 0.6593 | 0.5212 | 0.4044
|  | 5:00 | 0 | 0 | 0 | 0 | 0 | 0 | 0 | 0 | 0 | 0 | 0 | 0 | 0.2181 | 0.4143 | 0.1077 | 0.3794 | 0.4143 | 0.2292 | 0.4697 | 0.5277 | 0.4166 | 0.319 | 0.4361 | 0.4531 | 2:00 | 0 | 0 | 0 | [7 empty] | 2:00 | 0 | 0 | 0 | [7 empty] | 2:00 | 0.4475 | 0.2584 | 0.3881 | [7 empty] | 2:00 | 0.6402 | 0.464 | 0.3664
|  | 6:00 | 0 | 0 | 0 | 0 | 0 | 0 | 0 | 0 | 0 | 0 | 0 | 0 | 0.2129 | 0.3977 | 0.0985 | 0.3798 | 0.3977 | 0.2221 | 0.5254 | 0.4825 | 0.4084 | 0.2792 | 0.4479 | 0.4525 | 3:00 | 0 | 0 | 0 | [7 empty] | 3:00 | 0 | 0 | 0 | [7 empty] | 3:00 | 0.4666 | 0.2446 | 0.3531 | [7 empty] | 3:00 | 0.6353 | 0.4585 | 0.3587
|  | 7:00 | 0 | 0 | 0 | 0 | 0 | 0 | 0 | 0 | 0 | 0 | 0 | 0 | 0.2412 | 0.4065 | 0.0928 | 0.4028 | 0.4065 | 0.2335 | 0.547 | 0.4158 | 0.3878 | 0.2571 | 0.3644 | 0.3946 | 4:00 | 0 | 0 | 0 | [7 empty] | 4:00 | 0 | 0 | 0 | [7 empty] | 4:00 | 0.4386 | 0.2694 | 0.3502 | [7 empty] | 4:00 | 0.6181 | 0.4249 | 0.3711
|  | 8:00 | 0 | 0 | 0 | 0 | 0 | 0 | 0.0045 | 0.0219 | 0.0251 | 0.0131 | 0 | 0.0129 | 0.2647 | 0.4105 | 0.0979 | 0.4313 | 0.4105 | 0.2483 | 0.5022 | 0.409 | 0.435 | 0.2519 | 0.3418 | 0.3818 | 5:00 | 0 | 0 | 0 | [7 empty] | 5:00 | 0 | 0 | 0 | [7 empty] | 5:00 | 0.3995 | 0.2559 | 0.3263 | [7 empty] | 5:00 | 0.6218 | 0.4142 | 0.374
|  | 9:00 | 0 | 0 | 0 | 0 | 0 | 0 | 0.2699 | 0.3216 | 0.241 | 0.196 | 0.2884 | 0.2634 | 0.3084 | 0.4286 | 0.1059 | 0.46 | 0.4286 | 0.2717 | 0.4811 | 0.4342 | 0.4567 | 0.2836 | 0.3414 | 0.3888 | 6:00 | 0 | 0 | 0 | [7 empty] | 6:00 | 0.0007 | 0.0066 | 0 | [7 empty] | 6:00 | 0.3679 | 0.2693 | 0.2879 | [7 empty] | 6:00 | 0.6604 | 0.3747 | 0.3691
|  | 10:00 | 0 | 0.0509 | 0 | 0 | 0 | 0.0102 | 0.5401 | 0.5986 | 0.4245 | 0.4177 | 0.6374 | 0.5236 | 0.2509 | 0.3759 | 0.0788 | 0.3964 | 0.3759 | 0.2258 | 0.4426 | 0.4063 | 0.2755 | 0.1751 | 0.4119 | 0.388 | 7:00 | 0 | 0 | 0 | [7 empty] | 7:00 | 0.0958 | 0.1847 | 0.0053 | [7 empty] | 7:00 | 0.3345 | 0.2529 | 0.2757 | [7 empty] | 7:00 | 0.6425 | 0.3314 | 0.3716
|  | 11:00 | 0.1321 | 0.2156 | 0.044 | 0.0372 | 0.2493 | 0.1356 | 0.6567 | 0.6735 | 0.472 | 0.5395 | 0.7435 | 0.617 | 0.2417 | 0.4009 | 0.0773 | 0.3721 | 0.4009 | 0.2207 | 0.3362 | 0.3106 | 0.1529 | 0.0933 | 0.2399 | 0.2503 | 8:00 | 0 | 0.0126 | 0 | [7 empty] | 8:00 | 0.3954 | 0.5577 | 0.2447 | [7 empty] | 8:00 | 0.2531 | 0.1969 | 0.2739 | [7 empty] | 8:00 | 0.5487 | 0.263 | 0.3395
|  | 12:00 | 0.3054 | 0.4031 | 0.1489 | 0.0974 | 0.5056 | 0.2921 | 0.6656 | 0.6866 | 0.4938 | 0.4987 | 0.7199 | 0.6129 | 0.3135 | 0.5426 | 0.0906 | 0.4699 | 0.5426 | 0.2825 | 0.2676 | 0.2322 | 0.1413 | 0.0823 | 0.2119 | 0.2089 | 9:00 | 0.1115 | 0.3277 | 0.1213 | [7 empty] | 9:00 | 0.5971 | 0.7871 | 0.5463 | [7 empty] | 9:00 | 0.1942 | 0.1483 | 0.2734 | [7 empty] | 9:00 | 0.4574 | 0.2138 | 0.3193
|  | 13:00 | 0.3225 | 0.4281 | 0.1528 | 0.1441 | 0.4484 | 0.2992 | 0.6469 | 0.6762 | 0.4806 | 0.5492 | 0.6737 | 0.6053 | 0.3236 | 0.4488 | 0.0923 | 0.4197 | 0.4488 | 0.2649 | 0.2502 | 0.2231 | 0.086 | 0.0813 | 0.2155 | 0.2004 | 10:00 | 0.4102 | 0.7272 | 0.4494 | [7 empty] | 10:00 | 0.7258 | 0.8678 | 0.6572 | [7 empty] | 10:00 | 0.1881 | 0.1279 | 0.208 | [7 empty] | 10:00 | 0.3256 | 0.1674 | 0.2213
|  | 14:00 | 0.3302 | 0.4308 | 0.1496 | 0.1222 | 0.4493 | 0.2964 | 0.6532 | 0.6725 | 0.4883 | 0.504 | 0.6743 | 0.5985 | 0.2821 | 0.3345 | 0.0801 | 0.3104 | 0.3345 | 0.213 | 0.3055 | 0.2085 | 0.0752 | 0.0809 | 0.1967 | 0.1926 | 11:00 | 0.4276 | 0.8504 | 0.5743 | [7 empty] | 11:00 | 0.7521 | 0.8733 | 0.6891 | [7 empty] | 11:00 | 0.1917 | 0.1143 | 0.1874 | [7 empty] | 11:00 | 0.3857 | 0.1674 | 0.1462
|  | 15:00 | 0.3472 | 0.4698 | 0.1874 | 0.1646 | 0.505 | 0.3348 | 0.6542 | 0.6929 | 0.5334 | 0.4874 | 0.7178 | 0.6171 | 0.2794 | 0.3135 | 0.0725 | 0.2824 | 0.3135 | 0.2012 | 0.3231 | 0.19 | 0.0991 | 0.0871 | 0.1995 | 0.1949 | 12:00 | 0.371 | 0.8741 | 0.5459 | [7 empty] | 12:00 | 0.8102 | 0.8498 | 0.655 | [7 empty] | 12:00 | 0.2841 | 0.0962 | 0.2272 | [7 empty] | 12:00 | 0.529 | 0.1374 | 0.2479
|  | 16:00 | 0.3221 | 0.4663 | 0.2666 | 0.0936 | 0.5566 | 0.341 | 0.5781 | 0.6588 | 0.5262 | 0.3709 | 0.7186 | 0.5705 | 0.3382 | 0.3482 | 0.0767 | 0.2834 | 0.3482 | 0.2237 | 0.3218 | 0.2012 | 0.1452 | 0.1121 | 0.1988 | 0.2033 | 13:00 | 0.339 | 0.926 | 0.4855 | [7 empty] | 13:00 | 0.8016 | 0.8493 | 0.6973 | [7 empty] | 13:00 | 0.3406 | 0.1161 | 0.1929 | [7 empty] | 13:00 | 0.5802 | 0.1692 | 0.238
|  | 17:00 | 0.055 | 0.2775 | 0.0813 | 0.0652 | 0.4715 | 0.1901 | 0.3663 | 0.4849 | 0.3331 | 0.2389 | 0.5902 | 0.4027 | 0.3664 | 0.32 | 0.1055 | 0.2864 | 0.32 | 0.2405 | 0.3099 | 0.2105 | 0.2156 | 0.1353 | 0.2296 | 0.2286 | 14:00 | 0.4448 | 0.9171 | 0.417 | [7 empty] | 14:00 | 0.8069 | 0.8466 | 0.6645 | [7 empty] | 14:00 | 0.2997 | 0.1834 | 0.1645 | [7 empty] | 14:00 | 0.5397 | 0.186 | 0.2824
|  | 18:00 | 0 | 0 | 0 | 0 | 0 | 0 | 0.0521 | 0.155 | 0.0411 | 0.0641 | 0.2317 | 0.1088 | 0.356 | 0.3813 | 0.1159 | 0.3203 | 0.3813 | 0.2557 | 0.3066 | 0.2415 | 0.302 | 0.1682 | 0.2813 | 0.2725 | 15:00 | 0.3666 | 0.9005 | 0.515 | [7 empty] | 15:00 | 0.8102 | 0.8518 | 0.6945 | [7 empty] | 15:00 | 0.2589 | 0.1645 | 0.1581 | [7 empty] | 15:00 | 0.4448 | 0.2004 | 0.2468
|  | 19:00 | 0 | 0 | 0 | 0 | 0 | 0 | 0 | 0.001 | 0 | 0 | 0 | 0.0002 | 0.4174 | 0.49 | 0.1369 | 0.428 | 0.49 | 0.3158 | 0.3926 | 0.3174 | 0.4002 | 0.3055 | 0.3626 | 0.3575 | 16:00 | 0.3849 | 0.8556 | 0.4608 | [7 empty] | 16:00 | 0.7089 | 0.8531 | 0.6358 | [7 empty] | 16:00 | 0.2578 | 0.1475 | 0.1577 | [7 empty] | 16:00 | 0.4542 | 0.218 | 0.299
|  | 20:00 | 0 | 0 | 0 | 0 | 0 | 0 | 0 | 0 | 0 | 0 | 0 | 0 | 0.4117 | 0.4638 | 0.1393 | 0.4489 | 0.4638 | 0.3162 | 0.47 | 0.4323 | 0.4542 | 0.3349 | 0.4861 | 0.4618 | 17:00 | 0.4101 | 0.7436 | 0.3705 | [7 empty] | 17:00 | 0.7081 | 0.7916 | 0.4353 | [7 empty] | 17:00 | 0.2615 | 0.1508 | 0.1695 | [7 empty] | 17:00 | 0.5143 | 0.2165 | 0.3226
|  | 21:00 | 0 | 0 | 0 | 0 | 0 | 0 | 0 | 0 | 0 | 0 | 0 | 0 | 0.4085 | 0.4365 | 0.1338 | 0.456 | 0.4365 | 0.3112 | 0.5246 | 0.5675 | 0.488 | 0.3838 | 0.6013 | 0.5624 | 18:00 | 0.0695 | 0.5343 | 0.0273 | [7 empty] | 18:00 | 0.4816 | 0.6451 | 0.0906 | [7 empty] | 18:00 | 0.3254 | 0.1979 | 0.1704 | [7 empty] | 18:00 | 0.561 | 0.2466 | 0.345
|  | 22:00 | 0 | 0 | 0 | 0 | 0 | 0 | 0 | 0 | 0 | 0 | 0 | 0 | 0.4282 | 0.4514 | 0.1346 | 0.4334 | 0.4514 | 0.3144 | 0.4238 | 0.5284 | 0.35 | 0.3889 | 0.5725 | 0.5121 | 19:00 | 0 | 0.0418 | 0 | [7 empty] | 19:00 | 0.1357 | 0.3408 | 0.0001 | [7 empty] | 19:00 | 0.4104 | 0.2265 | 0.1889 | [7 empty] | 19:00 | 0.6292 | 0.2769 | 0.419
|  | 23:00 | 0 | 0 | 0 | 0 | 0 | 0 | 0 | 0 | 0 | 0 | 0 | 0 | 0.4664 | 0.4958 | 0.1266 | 0.435 | 0.4958 | 0.3275 | 0.3396 | 0.4841 | 0.3129 | 0.4767 | 0.527 | 0.4694 | 20:00 | 0 | 0 | 0 | [7 empty] | 20:00 | 0.0039 | 0.0411 | 0 | [7 empty] | 20:00 | 0.431 | 0.2566 | 0.2666 | [7 empty] | 20:00 | 0.7398 | 0.3917 | 0.4129
|  | 24:00 | 0 | 0 | 0 | 0 | 0 | 0 | 0 | 0 | 0 | 0 | 0 | 0 | 0.4185 | 0.4117 | 0.1115 | 0.3986 | 0.4117 | 0.2907 | 0.3879 | 0.4293 | 0.2613 | 0.4427 | 0.4378 | 0.4103 | 21:00 | 0 | 0 | 0 | [7 empty] | 21:00 | 0 | 0 | 0 | [7 empty] | 21:00 | 0.4282 | 0.2818 | 0.3625 | [7 empty] | 21:00 | 0.8021 | 0.5139 | 0.4091
Feb |  | 25:00 | 0 | 0 | 0 | 0 | 0 | 0 | 0 | 0 | 0 | 0 | 0 | 0 | 0.2844 | 0.3183 | 0.0688 | 0.2738 | 0.3183 | 0.2 | 0.1647 | 0.424 | 0.1211 | 0.2983 | 0.4965 | 0.3909 | 22:00 | 0 | 0 | 0 | [7 empty] | 22:00 | 0 | 0 | 0 | [7 empty] | 22:00 | 0.4818 | 0.265 | 0.3886 | [7 empty] | 22:00 | 0.7607 | 0.5082 | 0.4432
|  | 26:00 | 0 | 0 | 0 | 0 | 0 | 0 | 0 | 0 | 0 | 0 | 0 | 0 | 0.332 | 0.3813 | 0.0903 | 0.3219 | 0.3813 | 0.239 | 0.1949 | 0.4511 | 0.2229 | 0.3483 | 0.5077 | 0.4199 | 23:00 | 0 | 0 | 0 | [7 empty] | 23:00 | 0 | 0 | 0 | [7 empty] | 23:00 | 0.4783 | 0.2656 | 0.3574 | [7 empty] | 23:00 | 0.7406 | 0.4857 | 0.4605
|  | 27:00 | 0 | 0 | 0 | 0 | 0 | 0 | 0 | 0 | 0 | 0 | 0 | 0 | 0.3772 | 0.4151 | 0.1022 | 0.3595 | 0.4151 | 0.2681 | 0.198 | 0.4549 | 0.3615 | 0.428 | 0.4385 | 0.4057 | 24:00 | 0 | 0 | 0 | [7 empty] | 24:00 | 0 | 0 | 0 | [7 empty] | 24:00 | 0.489 | 0.3226 | 0.3593 | [7 empty] | 24:00 | 0.5846 | 0.4917 | 0.4745
|  | 28:00 | 0 | 0 | 0 | 0 | 0 | 0 | 0 | 0 | 0 | 0 | 0 | 0 | 0.4551 | 0.4277 | 0.1189 | 0.4112 | 0.4277 | 0.3085 | 0.2824 | 0.4716 | 0.5008 | 0.5376 | 0.3863 | 0.4136
|  | 29:00 | 0 | 0 | 0 | 0 | 0 | 0 | 0 | 0 | 0 | 0 | 0 | 0 | 0.4607 | 0.4496 | 0.1361 | 0.4468 | 0.4496 | 0.3266 | 0.2791 | 0.4928 | 0.4842 | 0.5103 | 0.4603 | 0.4521
|  | 30:00 | 0 | 0 | 0 | 0 | 0 | 0 | 0 | 0 | 0 | 0 | 0 | 0 | 0.3806 | 0.4284 | 0.1214 | 0.453 | 0.4284 | 0.2968 | 0.2551 | 0.4717 | 0.3965 | 0.3981 | 0.4786 | 0.4388 | Northeast
|  | 31:00 | 0 | 0 | 0 | 0 | 0 | 0 | 0 | 0 | 0 | 0 | 0 | 0 | 0.394 | 0.3987 | 0.1186 | 0.4517 | 0.3987 | 0.2957 | 0.3075 | 0.4713 | 0.3814 | 0.4096 | 0.51 | 0.4592 |  | SOLAR CSP | [10 empty] | SOLAR PVSAT | [10 empty] | wind | [10 empty] | new-wind
|  | 32:00 | 0 | 0 | 0 | 0 | 0 | 0 | 0.0791 | 0.064 | 0.1298 | 0.0621 | 0.0053 | 0.0681 | 0.3904 | 0.3987 | 0.0997 | 0.4025 | 0.3987 | 0.2773 | 0.2508 | 0.457 | 0.3425 | 0.447 | 0.476 | 0.4297 |  | 1 | 2 | 3 | 4 | 5 | 6 | 7 | 8 | 9 | 10 |  | 1 | 2 | 3 | 4 | 5 | 6 | 7 | 8 | 9 | 10 |  | 1 | 2 | 3 | 4 | 5 | 6 | 7 | 8 | 9 | 10 |  | 1 | 2 | 3 | 4 | 5 | 6 | 7 | 8 | 9 | 10
|  | 33:00 | 0 | 0 | 0 | 0 | 0 | 0 | 0.4657 | 0.4355 | 0.4771 | 0.3181 | 0.3369 | 0.4067 | 0.4001 | 0.4322 | 0.0942 | 0.3929 | 0.4322 | 0.2799 | 0.2143 | 0.4694 | 0.3063 | 0.5191 | 0.4703 | 0.4246 | 1:00 | 0 | 0 | 0 | 0 | 0 | 0 | 0 | 0 | 0 | 0 | 1:00 | 0 | 0 | 0 | 0 | 0 | 0 | 0 | 0 | 0 | 0 | 1:00 | 0.6273 | 0.2372 | 0.2996 | 0.5582 | 0.4603 | 0.393 | 0.6336 | 0.2448 | 0.2917 | 0.4298 | 1:00 | 0.8029 | 0.1799 | 0.2924 | 0.6844 | 0.6616 | 0.5059 | 0.6847 | 0.235 | 0.1421 | 0.4489
|  | 34:00 | 0.0943 | 0.1206 | 0.0771 | 0 | 0 | 0.0584 | 0.7051 | 0.7039 | 0.6804 | 0.5522 | 0.6468 | 0.6577 | 0.4204 | 0.4703 | 0.138 | 0.4736 | 0.4703 | 0.3238 | 0.1795 | 0.5433 | 0.2414 | 0.402 | 0.4187 | 0.3987 | 2:00 | 0 | 0 | 0 | 0 | 0 | 0 | 0 | 0 | 0 | 0 | 2:00 | 0 | 0 | 0 | 0 | 0 | 0 | 0 | 0 | 0 | 0 | 2:00 | 0.6208 | 0.1938 | 0.3203 | 0.5769 | 0.4471 | 0.3669 | 0.5789 | 0.265 | 0.2419 | 0.4122 | 2:00 | 0.8044 | 0.1257 | 0.3104 | 0.7058 | 0.6161 | 0.4173 | 0.6208 | 0.2266 | 0.0787 | 0.3955
|  | 35:00 | 0.2844 | 0.5028 | 0.2332 | 0.0384 | 0.2473 | 0.2612 | 0.7824 | 0.7697 | 0.698 | 0.6017 | 0.7572 | 0.7218 | 0.4548 | 0.5354 | 0.157 | 0.5414 | 0.5354 | 0.3623 | 0.1735 | 0.6101 | 0.212 | 0.3594 | 0.4739 | 0.4356 | 3:00 | 0 | 0 | 0 | 0 | 0 | 0 | 0 | 0 | 0 | 0 | 3:00 | 0 | 0 | 0 | 0 | 0 | 0 | 0 | 0 | 0 | 0 | 3:00 | 0.6308 | 0.1899 | 0.297 | 0.5457 | 0.4438 | 0.3228 | 0.4866 | 0.2876 | 0.235 | 0.3777 | 3:00 | 0.7611 | 0.0961 | 0.2989 | 0.6678 | 0.5801 | 0.3074 | 0.5155 | 0.2105 | 0.0444 | 0.3423
|  | 36:00 | 0.4503 | 0.5996 | 0.2676 | 0.093 | 0.5459 | 0.3913 | 0.7764 | 0.7446 | 0.6983 | 0.671 | 0.7611 | 0.7303 | 0.528 | 0.5736 | 0.1734 | 0.5493 | 0.5736 | 0.3956 | 0.2558 | 0.6836 | 0.4384 | 0.3501 | 0.6124 | 0.5566 | 4:00 | 0 | 0 | 0 | 0 | 0 | 0 | 0 | 0 | 0 | 0 | 4:00 | 0 | 0 | 0 | 0 | 0 | 0 | 0 | 0 | 0 | 0 | 4:00 | 0.6166 | 0.1652 | 0.2808 | 0.5407 | 0.4087 | 0.3413 | 0.4758 | 0.3081 | 0.2246 | 0.3517 | 4:00 | 0.6792 | 0.0616 | 0.192 | 0.6834 | 0.5995 | 0.2527 | 0.4659 | 0.1805 | 0.0203 | 0.3105
|  | 37:00 | 0.4974 | 0.6087 | 0.2485 | 0.1189 | 0.4577 | 0.3862 | 0.7441 | 0.7473 | 0.6806 | 0.6304 | 0.7424 | 0.709 | 0.4439 | 0.4078 | 0.1589 | 0.4572 | 0.4078 | 0.3281 | 0.2891 | 0.6269 | 0.3501 | 0.2159 | 0.7052 | 0.5781 | 5:00 | 0 | 0 | 0 | 0 | 0 | 0 | 0 | 0 | 0 | 0 | 5:00 | 0 | 0 | 0 | 0 | 0 | 0 | 0 | 0 | 0 | 0 | 5:00 | 0.6198 | 0.1543 | 0.2829 | 0.5618 | 0.3649 | 0.322 | 0.3841 | 0.2461 | 0.2171 | 0.3639 | 5:00 | 0.6805 | 0.1033 | 0.1723 | 0.7249 | 0.6039 | 0.2401 | 0.4086 | 0.1431 | 0.0192 | 0.3391
|  | 38:00 | 0.4976 | 0.6204 | 0.0852 | 0.1236 | 0.3809 | 0.3415 | 0.7565 | 0.7493 | 0.7248 | 0.6099 | 0.7305 | 0.7142 | 0.3597 | 0.3062 | 0.1286 | 0.3466 | 0.3062 | 0.2582 | 0.2096 | 0.5038 | 0.2281 | 0.2448 | 0.6404 | 0.4961 | 6:00 | 0 | 0 | 0 | 0 | 0 | 0 | 0 | 0 | 0 | 0 | 6:00 | 0 | 0 | 0.0019 | 0 | 0 | 0 | 0.0586 | 0 | 0 | 0 | 6:00 | 0.6119 | 0.1409 | 0.255 | 0.5757 | 0.3692 | 0.3148 | 0.285 | 0.1894 | 0.212 | 0.3678 | 6:00 | 0.6542 | 0.144 | 0.1797 | 0.7594 | 0.6033 | 0.2178 | 0.3014 | 0.1127 | 0.0483 | 0.3477
|  | 39:00 | 0.4094 | 0.6377 | 0.0976 | 0.111 | 0.3474 | 0.3206 | 0.7402 | 0.6425 | 0.5915 | 0.5894 | 0.7166 | 0.6561 | 0.4351 | 0.3687 | 0.1434 | 0.3977 | 0.3687 | 0.3029 | 0.2128 | 0.5183 | 0.4061 | 0.352 | 0.5536 | 0.4812 | 7:00 | 0 | 0 | 0 | 0 | 0 | 0 | 0 | 0 | 0 | 0 | 7:00 | 0.0035 | 0.0089 | 0.106 | 0.0002 | 0.0021 | 0 | 0.3386 | 0.0638 | 0 | 0.0898 | 7:00 | 0.528 | 0.1461 | 0.2369 | 0.5744 | 0.354 | 0.2961 | 0.2667 | 0.147 | 0.2037 | 0.3359 | 7:00 | 0.6552 | 0.1442 | 0.1587 | 0.7501 | 0.576 | 0.2616 | 0.2799 | 0.0722 | 0.0516 | 0.3216
|  | 40:00 | 0.4467 | 0.6345 | 0.0897 | 0.1039 | 0.4589 | 0.3467 | 0.6328 | 0.6613 | 0.4989 | 0.4689 | 0.7239 | 0.5972 | 0.4177 | 0.3212 | 0.1424 | 0.3887 | 0.3212 | 0.2902 | 0.2718 | 0.5246 | 0.4751 | 0.369 | 0.442 | 0.442 | 8:00 | 0 | 0 | 0 | 0 | 0 | 0 | 0.0772 | 0 | 0 | 0 | 8:00 | 0.187 | 0.2059 | 0.3794 | 0.1434 | 0.1663 | 0.0149 | 0.5392 | 0.3448 | 0.0222 | 0.4857 | 8:00 | 0.5536 | 0.1758 | 0.1985 | 0.5624 | 0.3669 | 0.2815 | 0.3121 | 0.1095 | 0.2006 | 0.3245 | 8:00 | 0.6795 | 0.0902 | 0.1262 | 0.7247 | 0.5138 | 0.275 | 0.2921 | 0.0513 | 0.0336 | 0.2664
|  | 41:00 | 0.2648 | 0.4357 | 0 | 0.0552 | 0.1652 | 0.1842 | 0.4947 | 0.4604 | 0.2752 | 0.3842 | 0.5866 | 0.4402 | 0.3908 | 0.3303 | 0.1453 | 0.4009 | 0.3303 | 0.2873 | 0.3113 | 0.5425 | 0.4396 | 0.3181 | 0.439 | 0.4427 | 9:00 | 0 | 0 | 0.1268 | 0 | 0 | 0 | 0.4012 | 0.0817 | 0 | 0.2584 | 9:00 | 0.6029 | 0.719 | 0.4793 | 0.5519 | 0.4627 | 0.1006 | 0.7132 | 0.4166 | 0.2004 | 0.8267 | 9:00 | 0.5874 | 0.2219 | 0.1773 | 0.5511 | 0.3805 | 0.2721 | 0.352 | 0.0865 | 0.199 | 0.3283 | 9:00 | 0.7184 | 0.0662 | 0.0959 | 0.7071 | 0.4451 | 0.3177 | 0.3112 | 0.0399 | 0.0252 | 0.2315
|  | 42:00 | 0.003 | 0.0611 | 0 | 0 | 0.0161 | 0.016 | 0.1547 | 0.1866 | 0.0869 | 0.182 | 0.3008 | 0.1822 | 0.4544 | 0.444 | 0.1727 | 0.5011 | 0.444 | 0.3496 | 0.3525 | 0.61 | 0.5217 | 0.4204 | 0.492 | 0.5031 | 10:00 | 0.2775 | 0.3686 | 0.3967 | 0.2353 | 0.2039 | 0 | 0.5656 | 0.1929 | 0 | 0.7711 | 10:00 | 0.7365 | 0.7822 | 0.7155 | 0.7018 | 0.6012 | 0.1466 | 0.7407 | 0.4918 | 0.3483 | 0.8972 | 10:00 | 0.5358 | 0.1389 | 0.1296 | 0.5383 | 0.3276 | 0.3068 | 0.3609 | 0.084 | 0.2133 | 0.2844 | 10:00 | 0.7244 | 0.0497 | 0.0498 | 0.6186 | 0.4102 | 0.3552 | 0.3356 | 0.0192 | 0.0142 | 0.1251
|  | 43:00 | 0 | 0 | 0 | 0 | 0 | 0 | 0.0001 | 0.006 | 0 | 0.0011 | 0.0086 | 0.0031 | 0.4559 | 0.5069 | 0.1732 | 0.4982 | 0.5069 | 0.3571 | 0.3847 | 0.6305 | 0.496 | 0.5177 | 0.5377 | 0.5357 | 11:00 | 0.5059 | 0.7252 | 0.5348 | 0.5 | 0.4015 | 0 | 0.5277 | 0.2723 | 0 | 0.8331 | 11:00 | 0.7544 | 0.7603 | 0.781 | 0.6928 | 0.6241 | 0.2515 | 0.7552 | 0.5191 | 0.303 | 0.8829 | 11:00 | 0.5438 | 0.0575 | 0.1176 | 0.493 | 0.2543 | 0.3881 | 0.3487 | 0.0995 | 0.1808 | 0.2304 | 11:00 | 0.8551 | 0.0005 | 0.06 | 0.5884 | 0.3633 | 0.4539 | 0.2961 | 0.0108 | 0.0025 | 0.1324
|  | 44:00 | 0 | 0 | 0 | 0 | 0 | 0 | 0 | 0 | 0 | 0 | 0 | 0 | 0.5011 | 0.5979 | 0.1737 | 0.5674 | 0.5979 | 0.3946 | 0.4378 | 0.6775 | 0.4221 | 0.5388 | 0.4807 | 0.5162 | 12:00 | 0.3671 | 0.6539 | 0.766 | 0.4666 | 0.3842 | 0 | 0.6506 | 0.3003 | 0 | 0.7639 | 12:00 | 0.6496 | 0.7048 | 0.8013 | 0.6435 | 0.642 | 0.254 | 0.8539 | 0.4924 | 0.3563 | 0.8093 | 12:00 | 0.5585 | 0.0486 | 0.1171 | 0.4691 | 0.153 | 0.5104 | 0.4319 | 0.1772 | 0.1374 | 0.2822 | 12:00 | 0.8523 | 0.0004 | 0.0962 | 0.5686 | 0.2688 | 0.563 | 0.3926 | 0.015 | 0.0081 | 0.1928
|  | 45:00 | 0 | 0 | 0 | 0 | 0 | 0 | 0 | 0 | 0 | 0 | 0 | 0 | 0.5414 | 0.6738 | 0.171 | 0.6219 | 0.6738 | 0.4247 | 0.501 | 0.713 | 0.3751 | 0.5152 | 0.4428 | 0.5059 | 13:00 | 0.3372 | 0.6359 | 0.8565 | 0.4541 | 0.3666 | 0.0168 | 0.8004 | 0.2357 | 0.0131 | 0.7967 | 13:00 | 0.6579 | 0.6958 | 0.7951 | 0.6272 | 0.5855 | 0.2499 | 0.857 | 0.4406 | 0.3969 | 0.8336 | 13:00 | 0.517 | 0.0458 | 0.0882 | 0.3786 | 0.1295 | 0.5187 | 0.5117 | 0.1112 | 0.1455 | 0.334 | 13:00 | 0.8306 | 0.0001 | 0.0497 | 0.5145 | 0.1948 | 0.576 | 0.4797 | 0.0183 | 0.0587 | 0.1732
|  | 46:00 | 0 | 0 | 0 | 0 | 0 | 0 | 0 | 0 | 0 | 0 | 0 | 0 | 0.541 | 0.7208 | 0.1773 | 0.6598 | 0.7208 | 0.4403 | 0.4969 | 0.7158 | 0.3265 | 0.5712 | 0.3604 | 0.4616 | 14:00 | 0.3947 | 0.6907 | 0.8086 | 0.5004 | 0.4505 | 0 | 0.7817 | 0.2147 | 0.0368 | 0.8617 | 14:00 | 0.6216 | 0.7358 | 0.7939 | 0.6565 | 0.6669 | 0.2071 | 0.8757 | 0.4163 | 0.3415 | 0.8324 | 14:00 | 0.5195 | 0.0415 | 0.0883 | 0.3081 | 0.1473 | 0.4276 | 0.482 | 0.1063 | 0.1565 | 0.3105 | 14:00 | 0.8545 | 0.0084 | 0.0329 | 0.4308 | 0.1385 | 0.459 | 0.4206 | 0.0331 | 0.1443 | 0.1554
|  | 47:00 | 0 | 0 | 0 | 0 | 0 | 0 | 0 | 0 | 0 | 0 | 0 | 0 | 0.4343 | 0.4994 | 0.1476 | 0.5444 | 0.4994 | 0.3491 | 0.4421 | 0.6198 | 0.1502 | 0.3745 | 0.4015 | 0.4254 | 15:00 | 0.4175 | 0.7478 | 0.845 | 0.5723 | 0.4323 | 0.0202 | 0.5547 | 0.1136 | 0.1412 | 0.8971 | 15:00 | 0.6902 | 0.7622 | 0.828 | 0.7084 | 0.6597 | 0.3143 | 0.7115 | 0.4637 | 0.4394 | 0.8613 | 15:00 | 0.5236 | 0.0339 | 0.1725 | 0.297 | 0.1503 | 0.467 | 0.4602 | 0.1652 | 0.1967 | 0.3297 | 15:00 | 0.8162 | 0.0165 | 0.0732 | 0.3805 | 0.1321 | 0.3888 | 0.4309 | 0.0533 | 0.1741 | 0.2218
|  | 48:00 | 0 | 0 | 0 | 0 | 0 | 0 | 0 | 0 | 0 | 0 | 0 | 0 | 0.421 | 0.4545 | 0.1312 | 0.4711 | 0.4545 | 0.3189 | 0.3769 | 0.5331 | 0.2578 | 0.3324 | 0.3917 | 0.404 | 16:00 | 0.511 | 0.7903 | 0.8204 | 0.6311 | 0.5594 | 0.0312 | 0.5421 | 0.2613 | 0.2618 | 0.9183 | 16:00 | 0.6675 | 0.7561 | 0.7909 | 0.7277 | 0.6942 | 0.3066 | 0.82 | 0.4836 | 0.4305 | 0.8672 | 16:00 | 0.5058 | 0.0345 | 0.2013 | 0.3264 | 0.1705 | 0.5538 | 0.4409 | 0.1515 | 0.2071 | 0.3162 | 16:00 | 0.8141 | 0.0402 | 0.1013 | 0.4828 | 0.1537 | 0.4244 | 0.3933 | 0.1021 | 0.1411 | 0.2167
Mar | Spring | 49:00 | 0 | 0 | 0 | 0 | 0 | 0 | 0 | 0 | 0 | 0 | 0 | 0 | 0.4019 | 0.438 | 0.1198 | 0.491 | 0.438 | 0.3109 | 0.5272 | 0.6632 | 0.4977 | 0.4303 | 0.3493 | 0.4609 | 17:00 | 0.1214 | 0.2527 | 0.5256 | 0.0283 | 0.157 | 0.0254 | 0.6877 | 0.3332 | 0 | 0.7879 | 17:00 | 0.4937 | 0.5769 | 0.5921 | 0.5061 | 0.4916 | 0.2066 | 0.7689 | 0.4078 | 0.2967 | 0.7509 | 17:00 | 0.5274 | 0.0525 | 0.2013 | 0.37 | 0.1816 | 0.6167 | 0.4908 | 0.1504 | 0.2028 | 0.3147 | 17:00 | 0.8035 | 0.0822 | 0.1163 | 0.5145 | 0.1838 | 0.4369 | 0.4464 | 0.1008 | 0.1267 | 0.2051
|  | 50:00 | 0 | 0 | 0 | 0 | 0 | 0 | 0 | 0 | 0 | 0 | 0 | 0 | 0.4382 | 0.5198 | 0.1161 | 0.4927 | 0.5198 | 0.3297 | 0.444 | 0.6632 | 0.4995 | 0.4095 | 0.4172 | 0.4848 | 18:00 | 0 | 0 | 0.3036 | 0 | 0 | 0 | 0.5482 | 0.0302 | 0 | 0 | 18:00 | 0.0435 | 0.0669 | 0.4424 | 0.0528 | 0.0475 | 0.0163 | 0.6421 | 0.2358 | 0.0196 | 0.3536 | 18:00 | 0.4914 | 0.0626 | 0.2536 | 0.4281 | 0.1657 | 0.616 | 0.4547 | 0.1674 | 0.2178 | 0.3293 | 18:00 | 0.8068 | 0.0987 | 0.1713 | 0.5685 | 0.1817 | 0.3294 | 0.4692 | 0.1666 | 0.1192 | 0.2073
|  | 51:00 | 0 | 0 | 0 | 0 | 0 | 0 | 0 | 0 | 0 | 0 | 0 | 0 | 0.3895 | 0.5961 | 0.1198 | 0.5182 | 0.5961 | 0.3316 | 0.4028 | 0.6472 | 0.5451 | 0.4306 | 0.3686 | 0.4583 | 19:00 | 0 | 0 | 0 | 0 | 0 | 0 | 0.0305 | 0 | 0 | 0 | 19:00 | 0 | 0 | 0.2219 | 0 | 0 | 0 | 0.3071 | 0.0122 | 0 | 0.0109 | 19:00 | 0.4953 | 0.0762 | 0.3028 | 0.476 | 0.1374 | 0.618 | 0.4855 | 0.1693 | 0.2467 | 0.3232 | 19:00 | 0.8308 | 0.1533 | 0.2722 | 0.667 | 0.1755 | 0.3664 | 0.5991 | 0.1725 | 0.1349 | 0.2721
|  | 52:00 | 0 | 0 | 0 | 0 | 0 | 0 | 0 | 0 | 0 | 0 | 0 | 0 | 0.3611 | 0.5037 | 0.1295 | 0.5154 | 0.5037 | 0.3159 | 0.4422 | 0.6874 | 0.5882 | 0.4568 | 0.3397 | 0.4634 | 20:00 | 0 | 0 | 0 | 0 | 0 | 0 | 0 | 0 | 0 | 0 | 20:00 | 0 | 0 | 0.0086 | 0 | 0 | 0 | 0.0175 | 0 | 0 | 0 | 20:00 | 0.6193 | 0.1372 | 0.3461 | 0.5803 | 0.1745 | 0.6375 | 0.4741 | 0.2288 | 0.2831 | 0.3768 | 20:00 | 0.8691 | 0.2542 | 0.3153 | 0.8033 | 0.2117 | 0.4742 | 0.6228 | 0.1616 | 0.1833 | 0.4272
|  | 53:00 | 0 | 0 | 0 | 0 | 0 | 0 | 0 | 0 | 0 | 0 | 0 | 0 | 0.3139 | 0.4761 | 0.1041 | 0.4282 | 0.4761 | 0.2718 | 0.4876 | 0.6657 | 0.5756 | 0.4822 | 0.2807 | 0.4338 | 21:00 | 0 | 0 | 0 | 0 | 0 | 0 | 0 | 0 | 0 | 0 | 21:00 | 0 | 0 | 0 | 0 | 0 | 0 | 0 | 0 | 0 | 0 | 21:00 | 0.7043 | 0.2213 | 0.3902 | 0.6459 | 0.2742 | 0.6206 | 0.4469 | 0.2973 | 0.327 | 0.4322 | 21:00 | 0.8422 | 0.4069 | 0.3413 | 0.8702 | 0.2535 | 0.5882 | 0.6097 | 0.148 | 0.2273 | 0.5722
|  | 54:00 | 0 | 0 | 0 | 0 | 0 | 0 | 0 | 0 | 0 | 0 | 0 | 0 | 0.2912 | 0.4427 | 0.1244 | 0.4654 | 0.4427 | 0.277 | 0.5604 | 0.6296 | 0.6904 | 0.5407 | 0.2936 | 0.456 | 22:00 | 0 | 0 | 0 | 0 | 0 | 0 | 0 | 0 | 0 | 0 | 22:00 | 0 | 0 | 0 | 0 | 0 | 0 | 0 | 0 | 0 | 0 | 22:00 | 0.704 | 0.3034 | 0.3787 | 0.6603 | 0.2812 | 0.6097 | 0.5468 | 0.2698 | 0.2798 | 0.4122 | 22:00 | 0.7795 | 0.5385 | 0.5107 | 0.8878 | 0.2834 | 0.6339 | 0.6724 | 0.2198 | 0.143 | 0.524
|  | 55:00 | 0 | 0 | 0 | 0 | 0 | 0 | 0 | 0.0034 | 0 | 0 | 0 | 0.0007 | 0.3393 | 0.4562 | 0.0992 | 0.4441 | 0.4562 | 0.2778 | 0.4933 | 0.5426 | 0.7688 | 0.5616 | 0.2784 | 0.431 | 23:00 | 0 | 0 | 0 | 0 | 0 | 0 | 0 | 0 | 0 | 0 | 23:00 | 0 | 0 | 0 | 0 | 0 | 0 | 0 | 0 | 0 | 0 | 23:00 | 0.6084 | 0.3756 | 0.3945 | 0.6418 | 0.3111 | 0.572 | 0.5202 | 0.1659 | 0.2335 | 0.4054 | 23:00 | 0.7486 | 0.692 | 0.5369 | 0.8856 | 0.2878 | 0.634 | 0.6018 | 0.1467 | 0.1246 | 0.4754
|  | 56:00 | 0 | 0 | 0 | 0 | 0 | 0 | 0.1432 | 0.1876 | 0.0235 | 0.1096 | 0.0607 | 0.1049 | 0.4779 | 0.4097 | 0.0826 | 0.3735 | 0.4097 | 0.2907 | 0.4046 | 0.4776 | 0.7102 | 0.5751 | 0.2238 | 0.3728 | 24:00 | 0 | 0 | 0 | 0 | 0 | 0 | 0 | 0 | 0 | 0 | 24:00 | 0 | 0 | 0 | 0 | 0 | 0 | 0 | 0 | 0 | 0 | 24:00 | 0.5741 | 0.4246 | 0.3724 | 0.6514 | 0.3232 | 0.5151 | 0.5041 | 0.1714 | 0.2508 | 0.3918 | 24:00 | 0.7213 | 0.69 | 0.5507 | 0.868 | 0.2708 | 0.6522 | 0.6304 | 0.1187 | 0.1366 | 0.4706
|  | 57:00 | 0 | 0.0042 | 0 | 0 | 0 | 0.0008 | 0.4621 | 0.5912 | 0.0614 | 0.4015 | 0.4395 | 0.3912 | 0.4622 | 0.3678 | 0.0742 | 0.3322 | 0.3678 | 0.2698 | 0.3507 | 0.4239 | 0.654 | 0.6047 | 0.1917 | 0.3333
|  | 58:00 | 0.2182 | 0.3351 | 0 | 0.1932 | 0.1338 | 0.176 | 0.657 | 0.7865 | 0.2379 | 0.6205 | 0.6944 | 0.5993 | 0.4017 | 0.4138 | 0.1253 | 0.3686 | 0.4138 | 0.2858 | 0.4306 | 0.4069 | 0.7136 | 0.6831 | 0.1779 | 0.3419
|  | 59:00 | 0.5002 | 0.7479 | 0 | 0.4246 | 0.4501 | 0.4246 | 0.7329 | 0.8408 | 0.3587 | 0.7949 | 0.7934 | 0.7042 | 0.4928 | 0.5659 | 0.1248 | 0.505 | 0.5659 | 0.3565 | 0.3006 | 0.325 | 0.8233 | 0.6586 | 0.1987 | 0.3306 | West
|  | 60:00 | 0.5334 | 0.7507 | 0.168 | 0.583 | 0.5327 | 0.5136 | 0.7943 | 0.8434 | 0.5496 | 0.8067 | 0.8052 | 0.7599 | 0.5693 | 0.5552 | 0.1341 | 0.5181 | 0.5552 | 0.3831 | 0.2764 | 0.3536 | 0.8207 | 0.6536 | 0.2739 | 0.3715 |  | SOLAR CSP | [10 empty] | SOLAR PVSAT | [10 empty] | wind | [10 empty] | new wind
|  | 61:00 | 0.5713 | 0.7408 | 0.3381 | 0.6706 | 0.5635 | 0.5769 | 0.7825 | 0.8309 | 0.6791 | 0.8094 | 0.7907 | 0.7785 | 0.5345 | 0.4525 | 0.1129 | 0.4368 | 0.4525 | 0.3365 | 0.3347 | 0.4108 | 0.8523 | 0.7066 | 0.3518 | 0.4362 |  | 1 | 2 | 3 | 4 | 5 | 6 | 7 | 8 | 9 | 10 |  | 1 | 2 | 3 | 4 | 5 | 6 | 7 | 8 | 9 | 10 |  | 1 | 2 | 3 | 4 | 5 | 6 | 7 | 8 | 9 | 10 |  | 1 | 2 | 3 | 4 | 5 | 6 | 7 | 8 | 9 | 10
|  | 62:00 | 0.586 | 0.7448 | 0.4453 | 0.6625 | 0.4367 | 0.5751 | 0.7773 | 0.8354 | 0.8172 | 0.8132 | 0.77 | 0.8026 | 0.4966 | 0.3516 | 0.1381 | 0.3577 | 0.3516 | 0.3082 | 0.2941 | 0.3765 | 0.8671 | 0.7075 | 0.3182 | 0.4087 | 1:00 | 0 | 0 | 0 | 0 | 0 | 0 | 0 | 0 | 0 | 0 | 1:00 | 0 | 0 | 0 | 0 | 0 | 0 | 0 | 0 | 0 | 0 | 1:00 | 0.8647 | 0.3767 | 0.4131 | 0.8506 | 0.494 | 0.4369 | 0.796 | 0.1481 | 0.356 | 0.5728 | 1:00 | 0.8465 | 0.3338 | 0.4698 | 0.7842 | 0.6476 | 0.5452 | 0.7911 | 0.3814 | 0.3749 | 0.5669
|  | 63:00 | 0.5851 | 0.7508 | 0.5712 | 0.6674 | 0.5637 | 0.6277 | 0.7794 | 0.8483 | 0.8211 | 0.7921 | 0.7747 | 0.8031 | 0.4158 | 0.3536 | 0.1122 | 0.3715 | 0.3536 | 0.278 | 0.3432 | 0.4391 | 0.9017 | 0.6984 | 0.3538 | 0.4498 | 2:00 | 0 | 0 | 0 | 0 | 0 | 0 | 0 | 0 | 0 | 0 | 2:00 | 0 | 0 | 0 | 0 | 0 | 0 | 0 | 0 | 0 | 0 | 2:00 | 0.852 | 0.2902 | 0.4897 | 0.8377 | 0.4797 | 0.4189 | 0.7306 | 0.2567 | 0.2471 | 0.5584 | 2:00 | 0.8616 | 0.2549 | 0.4802 | 0.7864 | 0.6424 | 0.5189 | 0.7469 | 0.3745 | 0.285 | 0.5523
|  | 64:00 | 0.517 | 0.7321 | 0.564 | 0.6423 | 0.5417 | 0.5994 | 0.7204 | 0.8257 | 0.757 | 0.7831 | 0.7438 | 0.766 | 0.4213 | 0.374 | 0.1163 | 0.3312 | 0.374 | 0.2756 | 0.3926 | 0.5244 | 0.8909 | 0.7456 | 0.4345 | 0.5161 | 3:00 | 0 | 0 | 0 | 0 | 0 | 0 | 0 | 0 | 0 | 0 | 3:00 | 0 | 0 | 0 | 0 | 0 | 0 | 0 | 0 | 0 | 0 | 3:00 | 0.8442 | 0.243 | 0.4251 | 0.8067 | 0.5186 | 0.3593 | 0.6193 | 0.3747 | 0.2358 | 0.5488 | 3:00 | 0.8444 | 0.204 | 0.485 | 0.766 | 0.6182 | 0.4475 | 0.6703 | 0.4057 | 0.2632 | 0.5368
|  | 65:00 | 0.3638 | 0.5514 | 0.3375 | 0.5187 | 0.3475 | 0.4238 | 0.5658 | 0.6556 | 0.5051 | 0.6473 | 0.6269 | 0.6001 | 0.4039 | 0.3712 | 0.1208 | 0.3259 | 0.3712 | 0.2711 | 0.4217 | 0.4908 | 0.8441 | 0.7563 | 0.4502 | 0.5148 | 4:00 | 0 | 0 | 0 | 0 | 0 | 0 | 0 | 0 | 0 | 0 | 4:00 | 0 | 0 | 0 | 0 | 0 | 0 | 0 | 0 | 0 | 0 | 4:00 | 0.775 | 0.1917 | 0.3746 | 0.7955 | 0.5683 | 0.3375 | 0.5562 | 0.3619 | 0.1936 | 0.5242 | 4:00 | 0.8037 | 0.1881 | 0.4561 | 0.748 | 0.5664 | 0.4278 | 0.6345 | 0.3494 | 0.2404 | 0.4985
|  | 66:00 | 0 | 0.0925 | 0 | 0.0614 | 0 | 0.0308 | 0.2652 | 0.403 | 0.1733 | 0.3705 | 0.3745 | 0.3173 | 0.3278 | 0.3617 | 0.1314 | 0.3215 | 0.3617 | 0.2519 | 0.4883 | 0.5474 | 0.8437 | 0.7828 | 0.5164 | 0.5695 | 5:00 | 0 | 0 | 0 | 0 | 0 | 0 | 0 | 0 | 0 | 0 | 5:00 | 0 | 0 | 0 | 0 | 0 | 0 | 0 | 0 | 0 | 0 | 5:00 | 0.7348 | 0.15 | 0.3166 | 0.7944 | 0.565 | 0.2904 | 0.4117 | 0.2547 | 0.1009 | 0.5105 | 5:00 | 0.7831 | 0.1862 | 0.4098 | 0.7816 | 0.5129 | 0.3899 | 0.526 | 0.2799 | 0.1871 | 0.5119
|  | 67:00 | 0 | 0 | 0 | 0 | 0 | 0 | 0.0106 | 0.0282 | 0.001 | 0.0159 | 0.0276 | 0.0166 | 0.291 | 0.3366 | 0.0968 | 0.3201 | 0.3366 | 0.2244 | 0.6 | 0.5825 | 0.8913 | 0.8752 | 0.5814 | 0.6322 | 6:00 | 0 | 0 | 0 | 0 | 0 | 0 | 0 | 0 | 0 | 0 | 6:00 | 0 | 0 | 0.0006 | 0 | 0 | 0 | 0.0163 | 0.0001 | 0 | 0 | 6:00 | 0.7417 | 0.0675 | 0.3086 | 0.7907 | 0.5542 | 0.2657 | 0.2922 | 0.1529 | 0.0865 | 0.465 | 6:00 | 0.7554 | 0.1929 | 0.3781 | 0.7865 | 0.49 | 0.3702 | 0.3894 | 0.2307 | 0.1583 | 0.4907
|  | 68:00 | 0 | 0 | 0 | 0 | 0 | 0 | 0 | 0 | 0 | 0 | 0 | 0 | 0.3242 | 0.3418 | 0.1155 | 0.3583 | 0.3418 | 0.2495 | 0.6186 | 0.6476 | 0.8139 | 0.7919 | 0.631 | 0.6614 | 7:00 | 0 | 0 | 0 | 0 | 0 | 0 | 0 | 0 | 0 | 0 | 7:00 | 0.0169 | 0.0145 | 0.1861 | 0.0094 | 0.0169 | 0.0048 | 0.2292 | 0.0701 | 0 | 0.0332 | 7:00 | 0.7565 | 0.0237 | 0.3088 | 0.7359 | 0.571 | 0.2305 | 0.2384 | 0.1202 | 0.0772 | 0.4349 | 7:00 | 0.6942 | 0.164 | 0.3025 | 0.7753 | 0.4469 | 0.3568 | 0.3577 | 0.1466 | 0.1506 | 0.4574
|  | 69:00 | 0 | 0 | 0 | 0 | 0 | 0 | 0 | 0 | 0 | 0 | 0 | 0 | 0.3288 | 0.3568 | 0.1311 | 0.3938 | 0.3568 | 0.2659 | 0.6098 | 0.6763 | 0.6646 | 0.6763 | 0.6615 | 0.66 | 8:00 | 0 | 0 | 0.0479 | 0 | 0 | 0 | 0 | 0 | 0 | 0 | 8:00 | 0.1479 | 0.2158 | 0.6259 | 0.2309 | 0.1972 | 0.1135 | 0.488 | 0.2852 | 0.0647 | 0.3808 | 8:00 | 0.7391 | 0.0123 | 0.2434 | 0.7586 | 0.5913 | 0.1717 | 0.2948 | 0.0673 | 0.0579 | 0.3933 | 8:00 | 0.6928 | 0.1367 | 0.2287 | 0.7875 | 0.4698 | 0.3459 | 0.3558 | 0.1346 | 0.1543 | 0.402
|  | 70:00 | 0 | 0 | 0 | 0 | 0 | 0 | 0 | 0 | 0 | 0 | 0 | 0 | 0.4091 | 0.4901 | 0.1495 | 0.4823 | 0.4901 | 0.3293 | 0.4975 | 0.5981 | 0.4927 | 0.5553 | 0.6856 | 0.6167 | 9:00 | 0.035 | 0.0622 | 0.4356 | 0.015 | 0.0422 | 0 | 0.2875 | 0.0761 | 0 | 0.0962 | 9:00 | 0.7264 | 0.6627 | 0.7311 | 0.6334 | 0.5807 | 0.3488 | 0.7801 | 0.4503 | 0.154 | 0.5693 | 9:00 | 0.7647 | 0.016 | 0.2097 | 0.8035 | 0.6184 | 0.1546 | 0.3532 | 0.031 | 0.0632 | 0.3743 | 9:00 | 0.6905 | 0.1286 | 0.1716 | 0.8113 | 0.5006 | 0.3722 | 0.366 | 0.1435 | 0.178 | 0.3538
|  | 71:00 | 0 | 0 | 0 | 0 | 0 | 0 | 0 | 0 | 0 | 0 | 0 | 0 | 0.3655 | 0.4991 | 0.1256 | 0.4466 | 0.4991 | 0.3014 | 0.4154 | 0.5548 | 0.5015 | 0.5665 | 0.614 | 0.5632 | 10:00 | 0.3913 | 0.4074 | 0.813 | 0.333 | 0.3551 | 0.0549 | 0.5554 | 0.1878 | 0.0638 | 0.3719 | 10:00 | 0.8187 | 0.6796 | 0.8067 | 0.7981 | 0.7598 | 0.4484 | 0.7075 | 0.4464 | 0.2556 | 0.6542 | 10:00 | 0.7777 | 0.0261 | 0.19 | 0.7552 | 0.4784 | 0.2659 | 0.297 | 0.0438 | 0.0445 | 0.3077 | 10:00 | 0.6911 | 0.1303 | 0.1625 | 0.7925 | 0.5131 | 0.4457 | 0.356 | 0.1661 | 0.1986 | 0.3334
|  | 72:00 | 0 | 0 | 0 | 0 | 0 | 0 | 0 | 0 | 0 | 0 | 0 | 0 | 0.2956 | 0.4105 | 0.1023 | 0.3639 | 0.4105 | 0.2454 | 0.3986 | 0.5649 | 0.5432 | 0.5121 | 0.5194 | 0.5184 | 11:00 | 0.6699 | 0.597 | 0.8093 | 0.6498 | 0.6335 | 0.125 | 0.563 | 0.1762 | 0.1057 | 0.5029 | 11:00 | 0.7995 | 0.7279 | 0.7762 | 0.785 | 0.78 | 0.3816 | 0.6891 | 0.3822 | 0.2629 | 0.7774 | 11:00 | 0.8365 | 0.006 | 0.1788 | 0.7776 | 0.3471 | 0.3409 | 0.2225 | 0.0499 | 0.0273 | 0.2162 | 11:00 | 0.6969 | 0.068 | 0.1648 | 0.7961 | 0.3652 | 0.4729 | 0.281 | 0.1628 | 0.1287 | 0.3488
Apr |  | 73:00 | 0 | 0 | 0 | 0 | 0 | 0 | 0 | 0 | 0 | 0 | 0 | 0 | 0.4901 | 0.7972 | 0.1844 | 0.7515 | 0.7972 | 0.456 | 0.7445 | 0.6554 | 0.5128 | 0.5885 | 0.6815 | 0.6593 | 12:00 | 0.5936 | 0.606 | 0.8573 | 0.5843 | 0.6704 | 0.1642 | 0.6326 | 0.1357 | 0.0879 | 0.5759 | 12:00 | 0.7633 | 0.7566 | 0.8968 | 0.7271 | 0.7401 | 0.381 | 0.793 | 0.4128 | 0.2522 | 0.7292 | 12:00 | 0.818 | 0.0032 | 0.1874 | 0.7378 | 0.2174 | 0.5048 | 0.2836 | 0.0747 | 0.0357 | 0.2716 | 12:00 | 0.686 | 0.0533 | 0.2214 | 0.7463 | 0.2458 | 0.5838 | 0.312 | 0.2083 | 0.1489 | 0.4234
|  | 74:00 | 0 | 0 | 0 | 0 | 0 | 0 | 0 | 0 | 0 | 0 | 0 | 0 | 0.5022 | 0.7537 | 0.1772 | 0.7319 | 0.7537 | 0.4475 | 0.7947 | 0.7184 | 0.4061 | 0.5213 | 0.6342 | 0.6402 | 13:00 | 0.4941 | 0.6855 | 1.0206 | 0.5479 | 0.6592 | 0.0881 | 0.7624 | 0.2097 | 0.0722 | 0.6578 | 13:00 | 0.6809 | 0.7348 | 0.8932 | 0.703 | 0.7288 | 0.3259 | 0.8547 | 0.4962 | 0.3117 | 0.8032 | 13:00 | 0.7865 | 0.0105 | 0.1148 | 0.6205 | 0.1845 | 0.5839 | 0.3139 | 0.0365 | 0.0878 | 0.2882 | 13:00 | 0.6081 | 0.0415 | 0.157 | 0.6286 | 0.1975 | 0.6133 | 0.3509 | 0.1042 | 0.1529 | 0.4341
|  | 75:00 | 0 | 0 | 0 | 0 | 0 | 0 | 0 | 0 | 0 | 0 | 0 | 0 | 0.5128 | 0.782 | 0.1902 | 0.7698 | 0.782 | 0.4666 | 0.7792 | 0.7346 | 0.3838 | 0.3994 | 0.6364 | 0.6353 | 14:00 | 0.5904 | 0.7397 | 0.9998 | 0.5913 | 0.671 | 0.1093 | 0.8768 | 0.2378 | 0.1088 | 0.7368 | 14:00 | 0.7683 | 0.737 | 0.8559 | 0.7222 | 0.7352 | 0.3789 | 0.906 | 0.5565 | 0.3929 | 0.8227 | 14:00 | 0.7688 | 0.0326 | 0.092 | 0.5263 | 0.2215 | 0.5026 | 0.2417 | 0.0139 | 0.135 | 0.2807 | 14:00 | 0.6166 | 0.0648 | 0.1533 | 0.534 | 0.1679 | 0.5611 | 0.3235 | 0.0887 | 0.1844 | 0.407
|  | 76:00 | 0 | 0 | 0 | 0 | 0 | 0 | 0 | 0 | 0 | 0 | 0 | 0 | 0.4968 | 0.7423 | 0.1728 | 0.7104 | 0.7423 | 0.4386 | 0.7488 | 0.7747 | 0.3124 | 0.3205 | 0.6141 | 0.6181 | 15:00 | 0.729 | 0.8044 | 0.9908 | 0.6884 | 0.7024 | 0.1915 | 0.8166 | 0.3987 | 0.2165 | 0.8808 | 15:00 | 0.8096 | 0.8017 | 0.8622 | 0.7716 | 0.7716 | 0.5873 | 0.8391 | 0.5624 | 0.4644 | 0.8673 | 15:00 | 0.77 | 0.0265 | 0.134 | 0.5553 | 0.2682 | 0.4537 | 0.2738 | 0.0737 | 0.1286 | 0.2719 | 15:00 | 0.5565 | 0.0353 | 0.2051 | 0.494 | 0.1374 | 0.5624 | 0.3203 | 0.1397 | 0.2045 | 0.416
|  | 77:00 | 0 | 0 | 0 | 0 | 0 | 0 | 0 | 0 | 0 | 0 | 0 | 0 | 0.4716 | 0.6588 | 0.1618 | 0.6216 | 0.6588 | 0.3995 | 0.7481 | 0.7488 | 0.3487 | 0.326 | 0.6246 | 0.6218 | 16:00 | 0.6562 | 0.8222 | 0.948 | 0.7238 | 0.7013 | 0.2903 | 0.79 | 0.4604 | 0.2888 | 0.9467 | 16:00 | 0.7179 | 0.7727 | 0.8602 | 0.7542 | 0.728 | 0.5309 | 0.876 | 0.5556 | 0.417 | 0.9017 | 16:00 | 0.7785 | 0.0229 | 0.1248 | 0.5236 | 0.2382 | 0.5985 | 0.2741 | 0.0851 | 0.1155 | 0.2899 | 16:00 | 0.5324 | 0.0163 | 0.2258 | 0.4491 | 0.1199 | 0.6491 | 0.312 | 0.187 | 0.2122 | 0.3753
|  | 78:00 | 0 | 0 | 0 | 0 | 0 | 0 | 0.0014 | 0.002 | 0 | 0 | 0 | 0.0007 | 0.4353 | 0.5785 | 0.1455 | 0.5944 | 0.5785 | 0.3679 | 0.8028 | 0.6806 | 0.3613 | 0.3671 | 0.7133 | 0.6604 | 17:00 | 0.3985 | 0.5092 | 0.693 | 0.3254 | 0.4336 | 0.0785 | 0.8768 | 0.4712 | 0.0981 | 0.8437 | 17:00 | 0.5975 | 0.5836 | 0.6928 | 0.5865 | 0.5922 | 0.3425 | 0.859 | 0.5281 | 0.2924 | 0.8043 | 17:00 | 0.7963 | 0.0498 | 0.1528 | 0.5858 | 0.2811 | 0.6831 | 0.253 | 0.0914 | 0.0778 | 0.2768 | 17:00 | 0.5458 | 0.0347 | 0.2096 | 0.4401 | 0.1152 | 0.6653 | 0.3365 | 0.1924 | 0.1642 | 0.3779
|  | 79:00 | 0 | 0 | 0 | 0 | 0 | 0 | 0.1016 | 0.1197 | 0.0292 | 0.0329 | 0.1955 | 0.0958 | 0.428 | 0.4881 | 0.1287 | 0.525 | 0.4881 | 0.3345 | 0.7596 | 0.5497 | 0.3676 | 0.3396 | 0.7471 | 0.6425 | 18:00 | 0 | 0 | 0.3936 | 0 | 0 | 0 | 0.7594 | 0.0971 | 0 | 0.0506 | 18:00 | 0.1601 | 0.1924 | 0.4778 | 0.123 | 0.1399 | 0.0322 | 0.7312 | 0.2965 | 0.0795 | 0.4766 | 18:00 | 0.7399 | 0.0506 | 0.1743 | 0.6244 | 0.2408 | 0.7757 | 0.2662 | 0.1487 | 0.1226 | 0.2913 | 18:00 | 0.5533 | 0.0373 | 0.2404 | 0.5088 | 0.1045 | 0.6781 | 0.3519 | 0.2376 | 0.1997 | 0.4138
|  | 80:00 | 0 | 0 | 0 | 0 | 0 | 0 | 0.4377 | 0.3413 | 0.2824 | 0.2432 | 0.6724 | 0.3954 | 0.3158 | 0.3645 | 0.1038 | 0.3985 | 0.3645 | 0.2531 | 0.6612 | 0.4204 | 0.5347 | 0.4047 | 0.5969 | 0.5487 | 19:00 | 0 | 0 | 0.1061 | 0 | 0 | 0 | 0.1576 | 0 | 0 | 0 | 19:00 | 0 | 0 | 0.3027 | 0 | 0 | 0 | 0.3504 | 0.0298 | 0 | 0.0333 | 19:00 | 0.7505 | 0.087 | 0.1858 | 0.6331 | 0.2708 | 0.7423 | 0.2832 | 0.2255 | 0.215 | 0.3374 | 19:00 | 0.5987 | 0.0719 | 0.3254 | 0.6478 | 0.1176 | 0.6765 | 0.435 | 0.2165 | 0.2908 | 0.4639
|  | 81:00 | 0.1055 | 0.1789 | 0.0455 | 0 | 0.2016 | 0.1063 | 0.5326 | 0.5164 | 0.5664 | 0.4386 | 0.9314 | 0.5971 | 0.2343 | 0.2759 | 0.0885 | 0.3018 | 0.2759 | 0.1942 | 0.5498 | 0.3037 | 0.6601 | 0.4692 | 0.4586 | 0.4574 | 20:00 | 0 | 0 | 0 | 0 | 0 | 0 | 0 | 0 | 0 | 0 | 20:00 | 0 | 0 | 0.023 | 0 | 0 | 0 | 0.0122 | 0 | 0 | 0 | 20:00 | 0.8031 | 0.2041 | 0.2723 | 0.7162 | 0.2111 | 0.7632 | 0.3686 | 0.2769 | 0.2817 | 0.4897 | 20:00 | 0.6667 | 0.1796 | 0.4226 | 0.7337 | 0.2092 | 0.7183 | 0.4813 | 0.2681 | 0.4159 | 0.5458
|  | 82:00 | 0.2351 | 0.5234 | 0.0378 | 0.0037 | 0.4131 | 0.2426 | 0.6937 | 0.7146 | 0.5973 | 0.6443 | 0.979 | 0.7258 | 0.2387 | 0.2749 | 0.0799 | 0.2823 | 0.2749 | 0.1881 | 0.3326 | 0.2141 | 0.6133 | 0.4368 | 0.2989 | 0.3256 | 21:00 | 0 | 0 | 0 | 0 | 0 | 0 | 0 | 0 | 0 | 0 | 21:00 | 0 | 0 | 0 | 0 | 0 | 0 | 0 | 0 | 0 | 0 | 21:00 | 0.8012 | 0.3751 | 0.3408 | 0.7786 | 0.1706 | 0.7487 | 0.4882 | 0.3519 | 0.3611 | 0.6462 | 21:00 | 0.6974 | 0.3223 | 0.4961 | 0.7672 | 0.3661 | 0.7115 | 0.4775 | 0.3086 | 0.5202 | 0.6037
|  | 83:00 | 0.3224 | 0.6106 | 0.1893 | 0 | 0.5187 | 0.3282 | 0.6577 | 0.7741 | 0.639 | 0.7218 | 0.9679 | 0.7521 | 0.2258 | 0.3041 | 0.0839 | 0.2932 | 0.3041 | 0.1917 | 0.4044 | 0.1922 | 0.5747 | 0.4512 | 0.4198 | 0.3857 | 22:00 | 0 | 0 | 0 | 0 | 0 | 0 | 0 | 0 | 0 | 0 | 22:00 | 0 | 0 | 0 | 0 | 0 | 0 | 0 | 0 | 0 | 0 | 22:00 | 0.8054 | 0.5077 | 0.4208 | 0.8479 | 0.1137 | 0.7413 | 0.6251 | 0.269 | 0.2494 | 0.609 | 22:00 | 0.7148 | 0.4009 | 0.5445 | 0.8634 | 0.4587 | 0.701 | 0.6301 | 0.3026 | 0.4326 | 0.6095
|  | 84:00 | 0.3717 | 0.651 | 0.513 | 0.0397 | 0.4423 | 0.4036 | 0.7851 | 0.7777 | 0.748 | 0.8009 | 0.9394 | 0.8102 | 0.3282 | 0.423 | 0.1279 | 0.4533 | 0.423 | 0.2841 | 0.6083 | 0.1957 | 0.6472 | 0.4106 | 0.6446 | 0.529 | 23:00 | 0 | 0 | 0 | 0 | 0 | 0 | 0 | 0 | 0 | 0 | 23:00 | 0 | 0 | 0 | 0 | 0 | 0 | 0 | 0 | 0 | 0 | 23:00 | 0.8001 | 0.5943 | 0.4064 | 0.8848 | 0.1126 | 0.7319 | 0.6141 | 0.2428 | 0.2191 | 0.5574 | 23:00 | 0.6538 | 0.5085 | 0.6183 | 0.8812 | 0.4872 | 0.6556 | 0.6907 | 0.1967 | 0.3936 | 0.5975
|  | 85:00 | 0.4552 | 0.7989 | 0.5299 | 0.1222 | 0.5245 | 0.4861 | 0.8012 | 0.7708 | 0.7071 | 0.8366 | 0.8925 | 0.8016 | 0.4264 | 0.5567 | 0.1422 | 0.4894 | 0.5567 | 0.3406 | 0.5031 | 0.2567 | 0.535 | 0.3656 | 0.7722 | 0.5802 | 24:00 | 0 | 0 | 0 | 0 | 0 | 0 | 0 | 0 | 0 | 0 | 24:00 | 0 | 0 | 0 | 0 | 0 | 0 | 0 | 0 | 0 | 0 | 24:00 | 0.7135 | 0.6852 | 0.501 | 0.8922 | 0.0781 | 0.6845 | 0.6046 | 0.2325 | 0.1663 | 0.5757 | 24:00 | 0.6014 | 0.6381 | 0.6048 | 0.87 | 0.4767 | 0.6387 | 0.7531 | 0.1691 | 0.3471 | 0.5892
|  | 86:00 | 0.5988 | 0.8842 | 0.5587 | 0.0973 | 0.4527 | 0.5183 | 0.834 | 0.8301 | 0.7051 | 0.8478 | 0.8175 | 0.8069 | 0.45 | 0.3819 | 0.1308 | 0.3779 | 0.3819 | 0.2997 | 0.5732 | 0.3566 | 0.4762 | 0.2784 | 0.652 | 0.5397
|  | 87:00 | 0.6746 | 0.8483 | 0.5792 | 0.2029 | 0.4102 | 0.543 | 0.8855 | 0.7944 | 0.7514 | 0.887 | 0.7328 | 0.8102 | 0.3854 | 0.3208 | 0.1127 | 0.3368 | 0.3208 | 0.2589 | 0.5983 | 0.3502 | 0.4996 | 0.2782 | 0.455 | 0.4448
|  | 88:00 | 0.494 | 0.8716 | 0.5207 | 0.272 | 0.4208 | 0.5158 | 0.8597 | 0.7453 | 0.7507 | 0.7929 | 0.3958 | 0.7089 | 0.3797 | 0.3404 | 0.115 | 0.3234 | 0.3404 | 0.2578 | 0.6161 | 0.3483 | 0.6139 | 0.3184 | 0.441 | 0.4542 | Coastal
|  | 89:00 | 0.6101 | 0.7637 | 0.533 | 0.3717 | 0.0789 | 0.4714 | 0.8062 | 0.6603 | 0.5717 | 0.718 | 0.7843 | 0.7081 | 0.3672 | 0.3367 | 0.1233 | 0.3453 | 0.3367 | 0.2615 | 0.6242 | 0.3939 | 0.6877 | 0.3447 | 0.5192 | 0.5143 |  | SOLAR CSP | [10 empty] | SOLAR PVSAT | [10 empty] | wind | [10 empty] | new wind
|  | 90:00 | 0.3008 | 0.468 | 0.0594 | 0.1676 | 0.1294 | 0.225 | 0.5527 | 0.5618 | 0.3614 | 0.47 | 0.4622 | 0.4816 | 0.4289 | 0.4801 | 0.1357 | 0.4684 | 0.4801 | 0.3254 | 0.7545 | 0.3932 | 0.816 | 0.4943 | 0.5406 | 0.561 |  | 1 | 2 | 3 | 4 | 5 | 6 | 7 | 8 | 9 | 10 |  | 1 | 2 | 3 | 4 | 5 | 6 | 7 | 8 | 9 | 10 |  | 1 | 2 | 3 | 4 | 5 | 6 | 7 | 8 | 9 | 10 |  | 1 | 2 | 3 | 4 | 5 | 6 | 7 | 8 | 9 | 10
|  | 91:00 | 0 | 0 | 0 | 0 | 0 | 0 | 0.1571 | 0.129 | 0.0328 | 0.0653 | 0.2942 | 0.1357 | 0.514 | 0.6373 | 0.1715 | 0.6093 | 0.6373 | 0.4104 | 0.8526 | 0.4571 | 0.8206 | 0.6335 | 0.6123 | 0.6292 | 1:00 | 0 | 0 | 0 | 0 | 0 | 0 | 0 | 0 | 0 | 0 | 1:00 | 0 | 0 | 0 | 0 | 0 | 0 | 0 | 0 | 0 | 0 | 1:00 | 0.6452 | 0.2675 | 0.2312 | 0.5485 | 0.3796 | 0.3793 | 0.6317 | 0.1238 | 0.2755 | 0.3526 | 1:00 | 0.3783 | 0.1225 | 0.1862 | 0.0735 | 0.1329 | 0.4488 | 0.4509 | 0.0877 | 0.2271 | 0.2128
|  | 92:00 | 0 | 0 | 0 | 0 | 0 | 0 | 0.0014 | 0.0018 | 0 | 0 | 0.0161 | 0.0039 | 0.5283 | 0.6904 | 0.1809 | 0.6422 | 0.6904 | 0.431 | 0.8526 | 0.6257 | 0.7209 | 0.6598 | 0.777 | 0.7398 | 2:00 | 0 | 0 | 0 | 0 | 0 | 0 | 0 | 0 | 0 | 0 | 2:00 | 0 | 0 | 0 | 0 | 0 | 0 | 0 | 0 | 0 | 0 | 2:00 | 0.6421 | 0.1814 | 0.3399 | 0.537 | 0.4171 | 0.3944 | 0.5746 | 0.1674 | 0.1977 | 0.3461 | 2:00 | 0.3776 | 0.1205 | 0.1411 | 0.13 | 0.1551 | 0.4462 | 0.3844 | 0.1087 | 0.2308 | 0.1901
|  | 93:00 | 0 | 0 | 0 | 0 | 0 | 0 | 0 | 0 | 0 | 0 | 0 | 0 | 0.5194 | 0.708 | 0.1753 | 0.6413 | 0.708 | 0.4282 | 0.8454 | 0.7489 | 0.5912 | 0.6425 | 0.8784 | 0.8021 | 3:00 | 0 | 0 | 0 | 0 | 0 | 0 | 0 | 0 | 0 | 0 | 3:00 | 0 | 0 | 0 | 0 | 0 | 0 | 0 | 0 | 0 | 0 | 3:00 | 0.6791 | 0.2553 | 0.2181 | 0.4851 | 0.4408 | 0.3421 | 0.4233 | 0.2213 | 0.1913 | 0.3248 | 3:00 | 0.4831 | 0.17 | 0.098 | 0.1696 | 0.228 | 0.4223 | 0.263 | 0.0805 | 0.264 | 0.1355
|  | 94:00 | 0 | 0 | 0 | 0 | 0 | 0 | 0 | 0 | 0 | 0 | 0 | 0 | 0.5829 | 0.7866 | 0.1886 | 0.7471 | 0.7866 | 0.4818 | 0.836 | 0.8297 | 0.3649 | 0.541 | 0.8222 | 0.7607 | 4:00 | 0 | 0 | 0 | 0 | 0 | 0 | 0 | 0 | 0 | 0 | 4:00 | 0 | 0 | 0 | 0 | 0 | 0 | 0 | 0 | 0 | 0 | 4:00 | 0.6384 | 0.2288 | 0.1561 | 0.528 | 0.4158 | 0.3178 | 0.3983 | 0.2226 | 0.2046 | 0.2938 | 4:00 | 0.4812 | 0.1791 | 0.0966 | 0.2051 | 0.1989 | 0.4209 | 0.3091 | 0.0804 | 0.3265 | 0.1166
|  | 95:00 | 0 | 0 | 0 | 0 | 0 | 0 | 0 | 0 | 0 | 0 | 0 | 0 | 0.5667 | 0.7988 | 0.1879 | 0.7466 | 0.7988 | 0.4783 | 0.7803 | 0.8306 | 0.4893 | 0.564 | 0.7639 | 0.7406 | 5:00 | 0 | 0 | 0 | 0 | 0 | 0 | 0 | 0 | 0 | 0 | 5:00 | 0 | 0 | 0 | 0 | 0 | 0 | 0 | 0 | 0 | 0 | 5:00 | 0.6632 | 0.1711 | 0.1934 | 0.5264 | 0.3768 | 0.2684 | 0.3446 | 0.1627 | 0.2077 | 0.2989 | 5:00 | 0.5233 | 0.1528 | 0.0872 | 0.1426 | 0.2127 | 0.477 | 0.2937 | 0.071 | 0.3964 | 0.1105
|  | 96:00 | 0 | 0 | 0 | 0 | 0 | 0 | 0 | 0 | 0 | 0 | 0 | 0 | 0.5669 | 0.7994 | 0.2034 | 0.7685 | 0.7994 | 0.489 | 0.7109 | 0.6966 | 0.4996 | 0.4101 | 0.5406 | 0.5846 | 6:00 | 0 | 0 | 0 | 0 | 0 | 0 | 0 | 0 | 0 | 0 | 6:00 | 0 | 0 | 0.0025 | 0 | 0 | 0 | 0.0535 | 0 | 0 | 0 | 6:00 | 0.6954 | 0.1142 | 0.1868 | 0.5408 | 0.3934 | 0.25 | 0.265 | 0.0922 | 0.2032 | 0.2856 | 6:00 | 0.5772 | 0.1691 | 0.0647 | 0.0855 | 0.2236 | 0.5029 | 0.2003 | 0.0467 | 0.4698 | 0.1502
May |  | 97:00 | 0 | 0 | 0 | 0 | 0 | 0 | 0 | 0 | 0 | 0 | 0 | 0 | 0.6385 | 0.8176 | 0.2171 | 0.7686 | 0.8176 | 0.5168 | 0.7875 | 0.8276 | 0.453 | 0.5583 | 0.8481 | 0.7786 | 7:00 | 0 | 0 | 0 | 0 | 0 | 0 | 0 | 0 | 0 | 0 | 7:00 | 0.0136 | 0.0264 | 0.1247 | 0.0012 | 0.0018 | 0 | 0.3495 | 0.1575 | 0 | 0.1324 | 7:00 | 0.6877 | 0.0943 | 0.1852 | 0.5095 | 0.3323 | 0.1897 | 0.2509 | 0.0767 | 0.2238 | 0.2229 | 7:00 | 0.5309 | 0.2416 | 0.0598 | 0.0723 | 0.1608 | 0.4825 | 0.2247 | 0.07 | 0.4655 | 0.1406
|  | 98:00 | 0 | 0 | 0 | 0 | 0 | 0 | 0 | 0 | 0 | 0 | 0 | 0 | 0.605 | 0.7233 | 0.1998 | 0.7481 | 0.7233 | 0.4852 | 0.7082 | 0.796 | 0.3941 | 0.4907 | 0.7784 | 0.7177 | 8:00 | 0 | 0 | 0 | 0 | 0 | 0 | 0.0006 | 0 | 0 | 0 | 8:00 | 0.2891 | 0.3591 | 0.4615 | 0.1617 | 0.1214 | 0.0168 | 0.6351 | 0.5137 | 0.1246 | 0.5644 | 8:00 | 0.7065 | 0.1084 | 0.1592 | 0.5201 | 0.3624 | 0.2107 | 0.3019 | 0.047 | 0.2118 | 0.235 | 8:00 | 0.5977 | 0.3497 | 0.1079 | 0.0491 | 0.174 | 0.5176 | 0.3349 | 0.065 | 0.4633 | 0.1902
|  | 99:00 | 0 | 0 | 0 | 0 | 0 | 0 | 0 | 0 | 0 | 0 | 0 | 0 | 0.5742 | 0.6414 | 0.1944 | 0.7204 | 0.6414 | 0.4591 | 0.5901 | 0.7297 | 0.373 | 0.4308 | 0.7219 | 0.656 | 9:00 | 0 | 0 | 0.156 | 0 | 0 | 0 | 0.3254 | 0.2215 | 0 | 0.3388 | 9:00 | 0.5845 | 0.7026 | 0.6791 | 0.4983 | 0.2384 | 0.1071 | 0.6797 | 0.6204 | 0.4675 | 0.8533 | 9:00 | 0.7409 | 0.1481 | 0.1639 | 0.5473 | 0.3878 | 0.2245 | 0.3935 | 0.0306 | 0.1825 | 0.2274 | 9:00 | 0.6276 | 0.4738 | 0.1833 | 0.0291 | 0.1758 | 0.5222 | 0.4627 | 0.056 | 0.4765 | 0.2582
|  | 100:00 | 0 | 0 | 0 | 0 | 0 | 0 | 0 | 0 | 0 | 0 | 0 | 0 | 0.5868 | 0.6374 | 0.2007 | 0.7254 | 0.6374 | 0.4657 | 0.5979 | 0.7098 | 0.4314 | 0.4241 | 0.6872 | 0.6413 | 10:00 | 0.1918 | 0.3217 | 0.3684 | 0.2045 | 0.0419 | 0 | 0.5397 | 0.269 | 0.0346 | 0.88 | 10:00 | 0.6278 | 0.7736 | 0.639 | 0.649 | 0.2555 | 0.0994 | 0.7654 | 0.5278 | 0.6219 | 0.9051 | 10:00 | 0.6668 | 0.1273 | 0.1294 | 0.4953 | 0.2879 | 0.2453 | 0.3802 | 0.0193 | 0.1852 | 0.1637 | 10:00 | 0.4217 | 0.3362 | 0.1458 | 0.0225 | 0.1173 | 0.3485 | 0.5418 | 0.0076 | 0.4264 | 0.1761
|  | 101:00 | 0 | 0 | 0 | 0 | 0 | 0 | 0 | 0 | 0 | 0 | 0 | 0 | 0.5549 | 0.6141 | 0.1814 | 0.6861 | 0.6141 | 0.4384 | 0.5583 | 0.6456 | 0.4318 | 0.3715 | 0.6188 | 0.5857 | 11:00 | 0.4549 | 0.6364 | 0.3822 | 0.437 | 0 | 0 | 0.473 | 0.2126 | 0.2298 | 0.8767 | 11:00 | 0.6992 | 0.7588 | 0.5745 | 0.6165 | 0.2101 | 0.1881 | 0.8224 | 0.484 | 0.6479 | 0.8849 | 11:00 | 0.6388 | 0.0659 | 0.1143 | 0.4782 | 0.1789 | 0.2609 | 0.4176 | 0.0211 | 0.1293 | 0.1303 | 11:00 | 0.2943 | 0.1959 | 0.1101 | 0.0019 | 0.0404 | 0.3132 | 0.6738 | 0.0173 | 0.3988 | 0.1217
|  | 102:00 | 0 | 0 | 0 | 0 | 0 | 0 | 0.0081 | 0.0015 | 0.0073 | 0 | 0.0172 | 0.0068 | 0.4858 | 0.5524 | 0.1542 | 0.6133 | 0.5524 | 0.3863 | 0.5208 | 0.5472 | 0.4695 | 0.411 | 0.5761 | 0.5438 | 12:00 | 0.2571 | 0.5337 | 0.3151 | 0.4337 | 0 | 0 | 0.5245 | 0.3769 | 0.289 | 0.8734 | 12:00 | 0.6478 | 0.7022 | 0.6578 | 0.6403 | 0.2348 | 0.1957 | 0.7559 | 0.6507 | 0.6038 | 0.8605 | 12:00 | 0.5952 | 0.0604 | 0.0985 | 0.5389 | 0.1329 | 0.4328 | 0.4182 | 0.0433 | 0.1154 | 0.1509 | 12:00 | 0.2769 | 0.1981 | 0.0784 | 0.0002 | 0.0498 | 0.4759 | 0.7665 | 0.0614 | 0.352 | 0.1328
|  | 103:00 | 0 | 0 | 0 | 0 | 0 | 0 | 0.1185 | 0.0443 | 0.1541 | 0.0535 | 0.2905 | 0.1322 | 0.421 | 0.4789 | 0.1369 | 0.5155 | 0.4789 | 0.3329 | 0.4866 | 0.4776 | 0.4648 | 0.3821 | 0.5372 | 0.5029 | 13:00 | 0.1604 | 0.5756 | 0.5781 | 0.4252 | 0.0068 | 0 | 0.6506 | 0.6003 | 0.1605 | 0.8752 | 13:00 | 0.4664 | 0.7175 | 0.6923 | 0.6758 | 0.3447 | 0.2611 | 0.8272 | 0.7907 | 0.5376 | 0.8488 | 13:00 | 0.5965 | 0.0533 | 0.0446 | 0.4983 | 0.1232 | 0.5523 | 0.4896 | 0.0468 | 0.1384 | 0.1439 | 13:00 | 0.2782 | 0.1685 | 0.0321 | 0.0082 | 0.0378 | 0.4962 | 0.873 | 0.1363 | 0.3051 | 0.1882
|  | 104:00 | 0.0919 | 0.0795 | 0.1017 | 0 | 0.0584 | 0.0663 | 0.3286 | 0.2155 | 0.3035 | 0.2646 | 0.5784 | 0.3381 | 0.3488 | 0.3612 | 0.1027 | 0.3764 | 0.3612 | 0.2572 | 0.342 | 0.4007 | 0.4112 | 0.346 | 0.4057 | 0.3953 | 14:00 | 0.1827 | 0.6708 | 0.7714 | 0.5895 | 0.0563 | 0 | 0.7528 | 0.6845 | 0.0078 | 0.8847 | 14:00 | 0.6114 | 0.7525 | 0.8459 | 0.7106 | 0.4077 | 0.2577 | 0.8796 | 0.7744 | 0.4192 | 0.8591 | 14:00 | 0.6093 | 0.0535 | 0.0281 | 0.4457 | 0.1247 | 0.5498 | 0.5275 | 0.1048 | 0.1757 | 0.1882 | 14:00 | 0.3503 | 0.1177 | 0.035 | 0.0281 | 0.0166 | 0.492 | 0.8442 | 0.2527 | 0.3692 | 0.2588
|  | 105:00 | 0.6225 | 0.3471 | 0.5634 | 0.1817 | 0.4926 | 0.4415 | 0.5488 | 0.3698 | 0.453 | 0.4588 | 0.7337 | 0.5128 | 0.2977 | 0.2554 | 0.0828 | 0.2714 | 0.2554 | 0.2014 | 0.2373 | 0.3465 | 0.3566 | 0.2885 | 0.3083 | 0.3136 | 15:00 | 0.4066 | 0.7094 | 0.7557 | 0.6499 | 0.1306 | 0.0427 | 0.9043 | 0.5103 | 0.0093 | 0.8972 | 15:00 | 0.616 | 0.762 | 0.8156 | 0.7543 | 0.4072 | 0.2697 | 0.9052 | 0.637 | 0.2903 | 0.8771 | 15:00 | 0.6085 | 0.0403 | 0.0986 | 0.3904 | 0.1349 | 0.6407 | 0.557 | 0.1445 | 0.1666 | 0.2203 | 15:00 | 0.3527 | 0.1071 | 0.1331 | 0.0474 | 0.0322 | 0.5438 | 0.8359 | 0.3677 | 0.3844 | 0.2979
|  | 106:00 | 0.7778 | 0.5444 | 0.6954 | 0.4354 | 0.7095 | 0.6325 | 0.7757 | 0.5652 | 0.7578 | 0.6824 | 0.7218 | 0.7006 | 0.4451 | 0.3606 | 0.1221 | 0.3805 | 0.3606 | 0.2929 | 0.2673 | 0.4859 | 0.3633 | 0.42 | 0.3029 | 0.3523 | 16:00 | 0.3699 | 0.722 | 0.6138 | 0.6193 | 0.185 | 0 | 0.8656 | 0.3674 | 0.0036 | 0.8579 | 16:00 | 0.5586 | 0.7388 | 0.728 | 0.6837 | 0.5334 | 0.1588 | 0.9005 | 0.5102 | 0.2671 | 0.8282 | 16:00 | 0.6192 | 0.0676 | 0.1643 | 0.4054 | 0.1404 | 0.6443 | 0.4867 | 0.1061 | 0.209 | 0.2227 | 16:00 | 0.3593 | 0.1464 | 0.252 | 0.0815 | 0.0701 | 0.5058 | 0.773 | 0.268 | 0.4652 | 0.4081
|  | 107:00 | 0.728 | 0.519 | 0.6909 | 0.4643 | 0.6302 | 0.6065 | 0.8004 | 0.6347 | 0.8771 | 0.7571 | 0.8328 | 0.7804 | 0.4247 | 0.3343 | 0.117 | 0.3607 | 0.3343 | 0.278 | 0.255 | 0.4026 | 0.4666 | 0.4609 | 0.2956 | 0.3421 | 17:00 | 0 | 0.1146 | 0.6772 | 0 | 0.014 | 0 | 0.7609 | 0.4475 | 0.0264 | 0.6946 | 17:00 | 0.3846 | 0.5166 | 0.7998 | 0.4411 | 0.3553 | 0.0246 | 0.8189 | 0.6791 | 0.1596 | 0.6926 | 17:00 | 0.5427 | 0.1045 | 0.1925 | 0.4815 | 0.1924 | 0.5503 | 0.4869 | 0.1113 | 0.286 | 0.2248 | 17:00 | 0.3539 | 0.1927 | 0.3936 | 0.1164 | 0.1339 | 0.5075 | 0.8093 | 0.2065 | 0.6041 | 0.4128
|  | 108:00 | 0.6962 | 0.4977 | 0.6933 | 0.4473 | 0.5506 | 0.577 | 0.7882 | 0.738 | 0.9156 | 0.7989 | 0.7494 | 0.798 | 0.4347 | 0.3193 | 0.1033 | 0.3516 | 0.3193 | 0.2717 | 0.2345 | 0.3691 | 0.5243 | 0.4997 | 0.2445 | 0.3148 | 18:00 | 0 | 0 | 0.4874 | 0 | 0 | 0 | 0.5276 | 0 | 0 | 0 | 18:00 | 0.0236 | 0.0435 | 0.5766 | 0.0323 | 0.0217 | 0 | 0.6354 | 0.2935 | 0.0055 | 0.2489 | 18:00 | 0.5744 | 0.1219 | 0.2602 | 0.5254 | 0.2169 | 0.5085 | 0.5131 | 0.131 | 0.2469 | 0.2259 | 18:00 | 0.3774 | 0.1701 | 0.4488 | 0.1514 | 0.2096 | 0.5494 | 0.8364 | 0.2109 | 0.5237 | 0.3456
|  | 109:00 | 0.655 | 0.4678 | 0.6576 | 0.4104 | 0.5067 | 0.5395 | 0.7497 | 0.7401 | 0.8859 | 0.8088 | 0.7343 | 0.7838 | 0.4714 | 0.3555 | 0.1148 | 0.3771 | 0.3555 | 0.2961 | 0.28 | 0.3877 | 0.6418 | 0.5985 | 0.2469 | 0.3432 | 19:00 | 0 | 0 | 0 | 0 | 0 | 0 | 0 | 0 | 0 | 0 | 19:00 | 0 | 0 | 0.1726 | 0 | 0 | 0 | 0.2241 | 0.0085 | 0 | 0.0002 | 19:00 | 0.6486 | 0.1298 | 0.3336 | 0.5879 | 0.2139 | 0.6111 | 0.5418 | 0.1802 | 0.2841 | 0.2127 | 19:00 | 0.5134 | 0.1629 | 0.4923 | 0.1937 | 0.2181 | 0.6375 | 0.846 | 0.2698 | 0.422 | 0.295
|  | 110:00 | 0.6247 | 0.4529 | 0.6494 | 0.3847 | 0.4925 | 0.5209 | 0.6807 | 0.7043 | 0.9105 | 0.7819 | 0.8137 | 0.7782 | 0.4712 | 0.3957 | 0.1369 | 0.3723 | 0.3957 | 0.3087 | 0.3 | 0.414 | 0.5972 | 0.5364 | 0.324 | 0.3823 | 20:00 | 0 | 0 | 0 | 0 | 0 | 0 | 0 | 0 | 0 | 0 | 20:00 | 0 | 0 | 0.0004 | 0 | 0 | 0 | 0.0094 | 0 | 0 | 0 | 20:00 | 0.6916 | 0.229 | 0.3139 | 0.6494 | 0.1948 | 0.6003 | 0.546 | 0.237 | 0.2186 | 0.3207 | 20:00 | 0.5652 | 0.1672 | 0.4312 | 0.261 | 0.2647 | 0.5317 | 0.7657 | 0.3069 | 0.3192 | 0.2502
|  | 111:00 | 0.6013 | 0.4449 | 0.6134 | 0.3181 | 0.3922 | 0.474 | 0.7128 | 0.6533 | 0.8799 | 0.7825 | 0.714 | 0.7485 | 0.4301 | 0.3389 | 0.1365 | 0.3526 | 0.3389 | 0.2863 | 0.3948 | 0.4232 | 0.657 | 0.5894 | 0.369 | 0.4269 | 21:00 | 0 | 0 | 0 | 0 | 0 | 0 | 0 | 0 | 0 | 0 | 21:00 | 0 | 0 | 0 | 0 | 0 | 0 | 0 | 0 | 0 | 0 | 21:00 | 0.7461 | 0.3302 | 0.3363 | 0.6782 | 0.1981 | 0.5551 | 0.5166 | 0.2848 | 0.2039 | 0.4614 | 21:00 | 0.6244 | 0.1813 | 0.3733 | 0.3478 | 0.3192 | 0.4345 | 0.6419 | 0.3301 | 0.2489 | 0.1999
|  | 112:00 | 0.5877 | 0.4536 | 0.5718 | 0.2972 | 0.4614 | 0.4743 | 0.7153 | 0.6373 | 0.8475 | 0.78 | 0.7466 | 0.7453 | 0.4299 | 0.3076 | 0.1344 | 0.3128 | 0.3076 | 0.2737 | 0.4042 | 0.4498 | 0.7209 | 0.6839 | 0.3892 | 0.4556 | 22:00 | 0 | 0 | 0 | 0 | 0 | 0 | 0 | 0 | 0 | 0 | 22:00 | 0 | 0 | 0 | 0 | 0 | 0 | 0 | 0 | 0 | 0 | 22:00 | 0.6821 | 0.365 | 0.2968 | 0.6558 | 0.1965 | 0.6009 | 0.5047 | 0.2033 | 0.1237 | 0.3915 | 22:00 | 0.5698 | 0.1286 | 0.3316 | 0.2883 | 0.3031 | 0.4065 | 0.5237 | 0.1921 | 0.1996 | 0.1572
|  | 113:00 | 0.574 | 0.4498 | 0.5354 | 0.2972 | 0.4843 | 0.4681 | 0.6394 | 0.5709 | 0.6718 | 0.5907 | 0.7058 | 0.6357 | 0.3777 | 0.2678 | 0.1149 | 0.2666 | 0.2678 | 0.2373 | 0.3674 | 0.3921 | 0.6623 | 0.6544 | 0.3263 | 0.3988 | 23:00 | 0 | 0 | 0 | 0 | 0 | 0 | 0 | 0 | 0 | 0 | 23:00 | 0 | 0 | 0 | 0 | 0 | 0 | 0 | 0 | 0 | 0 | 23:00 | 0.6174 | 0.423 | 0.3066 | 0.6504 | 0.1546 | 0.5603 | 0.4628 | 0.1098 | 0.0948 | 0.3373 | 23:00 | 0.4867 | 0.0973 | 0.2509 | 0.2843 | 0.2213 | 0.424 | 0.3778 | 0.0694 | 0.1525 | 0.1673
|  | 114:00 | 0.518 | 0.2785 | 0.454 | 0.2598 | 0.5109 | 0.4042 | 0.4404 | 0.3816 | 0.3732 | 0.3664 | 0.4972 | 0.4118 | 0.3436 | 0.199 | 0.098 | 0.2175 | 0.199 | 0.203 | 0.392 | 0.3492 | 0.6021 | 0.7255 | 0.3724 | 0.4113 | 24:00 | 0 | 0 | 0 | 0 | 0 | 0 | 0 | 0 | 0 | 0 | 24:00 | 0 | 0 | 0 | 0 | 0 | 0 | 0 | 0 | 0 | 0 | 24:00 | 0.557 | 0.4429 | 0.3685 | 0.6422 | 0.1679 | 0.5171 | 0.3879 | 0.1421 | 0.121 | 0.3392 | 24:00 | 0.4548 | 0.0625 | 0.2005 | 0.3239 | 0.2067 | 0.4266 | 0.3172 | 0.1504 | 0.2182 | 0.1533
|  | 115:00 | 0 | 0.0461 | 0 | 0 | 0.0764 | 0.0245 | 0.1268 | 0.0722 | 0.0668 | 0.0925 | 0.1455 | 0.1008 | 0.3845 | 0.201 | 0.0953 | 0.2721 | 0.201 | 0.2246 | 0.4627 | 0.401 | 0.6607 | 0.7666 | 0.4616 | 0.4843
|  | 116:00 | 0 | 0 | 0 | 0 | 0 | 0 | 0.0025 | 0.0033 | 0 | 0.0005 | 0.0023 | 0.0017 | 0.4372 | 0.3637 | 0.1326 | 0.4154 | 0.3637 | 0.3022 | 0.6011 | 0.5377 | 0.503 | 0.6303 | 0.5447 | 0.5485
|  | 117:00 | 0 | 0 | 0 | 0 | 0 | 0 | 0 | 0 | 0 | 0 | 0 | 0 | 0.5068 | 0.6257 | 0.1806 | 0.607 | 0.6257 | 0.4102 | 0.729 | 0.68 | 0.3946 | 0.5171 | 0.6101 | 0.6106 | South
|  | 118:00 | 0 | 0 | 0 | 0 | 0 | 0 | 0 | 0 | 0 | 0 | 0 | 0 | 0.5004 | 0.5604 | 0.1739 | 0.5791 | 0.5604 | 0.3924 | 0.8081 | 0.772 | 0.3525 | 0.5302 | 0.6921 | 0.6772 |  | SOLAR CSP | [10 empty] | SOLAR PVSAT | [10 empty] | wind | [10 empty] | new wind
|  | 119:00 | 0 | 0 | 0 | 0 | 0 | 0 | 0 | 0 | 0 | 0 | 0 | 0 | 0.4883 | 0.5769 | 0.1684 | 0.617 | 0.5769 | 0.3963 | 0.7527 | 0.7147 | 0.2773 | 0.4993 | 0.7785 | 0.6914 |  | 1 | 2 | 3 | 4 | 5 | 6 | 7 | 8 | 9 | 10 |  | 1 | 2 | 3 | 4 | 5 | 6 | 7 | 8 | 9 | 10 |  | 1 | 2 | 3 | 4 | 5 | 6 | 7 | 8 | 9 | 10 |  | 1 | 2 | 3 | 4 | 5 | 6 | 7 | 8 | 9 | 10
|  | 120:00 | 0 | 0 | 0 | 0 | 0 | 0 | 0 | 0 | 0 | 0 | 0 | 0 | 0.5015 | 0.6476 | 0.1689 | 0.6387 | 0.6476 | 0.4129 | 0.7016 | 0.683 | 0.2792 | 0.4343 | 0.8431 | 0.7083 | 1:00 | 0 | 0 | 0 | 0 | 0 | 0 | 0 | 0 | 0 | 0 | 1:00 | 0 | 0 | 0 | 0 | 0 | 0 | 0 | 0 | 0 | 0 | 1:00 | 0.863 | 0.333 | 0.3566 | 0.8337 | 0.6488 | 0.4798 | 0.7596 | 0.2433 | 0.2905 | 0.5133 | 1:00 | 0.5255 | 0.1717 | 0.2877 | 0.372 | 0.2345 | 0.485 | 0.5514 | 0.2051 | 0.0901 | 0.3589
Jun | Summer | 121:00 | 0 | 0 | 0 | 0 | 0 | 0 | 0 | 0 | 0 | 0 | 0 | 0 | 0.4009 | 0.5533 | 0.1448 | 0.512 | 0.5533 | 0.3385 | 0.5623 | 0.6079 | 0.2468 | 0.4259 | 0.7044 | 0.6019 | 2:00 | 0 | 0 | 0 | 0 | 0 | 0 | 0 | 0 | 0 | 0 | 2:00 | 0 | 0 | 0 | 0 | 0 | 0 | 0 | 0 | 0 | 0 | 2:00 | 0.8422 | 0.2507 | 0.4108 | 0.8269 | 0.6749 | 0.4134 | 0.7176 | 0.3868 | 0.21 | 0.4982 | 2:00 | 0.5283 | 0.1817 | 0.2799 | 0.4704 | 0.268 | 0.4746 | 0.4616 | 0.1817 | 0.0828 | 0.3597
|  | 122:00 | 0 | 0 | 0 | 0 | 0 | 0 | 0 | 0 | 0 | 0 | 0 | 0 | 0.4216 | 0.6265 | 0.1628 | 0.6211 | 0.6265 | 0.3819 | 0.5698 | 0.6233 | 0.1733 | 0.3276 | 0.6543 | 0.5682 | 3:00 | 0 | 0 | 0 | 0 | 0 | 0 | 0 | 0 | 0 | 0 | 3:00 | 0 | 0 | 0 | 0 | 0 | 0 | 0 | 0 | 0 | 0 | 3:00 | 0.8367 | 0.2005 | 0.4105 | 0.7833 | 0.6858 | 0.3483 | 0.6076 | 0.3937 | 0.192 | 0.465 | 3:00 | 0.5594 | 0.2039 | 0.1954 | 0.4549 | 0.2693 | 0.4507 | 0.329 | 0.1366 | 0.0955 | 0.3332
|  | 123:00 | 0 | 0 | 0 | 0 | 0 | 0 | 0 | 0 | 0 | 0 | 0 | 0 | 0.4632 | 0.641 | 0.1753 | 0.6666 | 0.641 | 0.4094 | 0.5021 | 0.5716 | 0.1377 | 0.242 | 0.5513 | 0.4893 | 4:00 | 0 | 0 | 0 | 0 | 0 | 0 | 0 | 0 | 0 | 0 | 4:00 | 0 | 0 | 0 | 0 | 0 | 0 | 0 | 0 | 0 | 0 | 4:00 | 0.8256 | 0.1611 | 0.3337 | 0.8014 | 0.6429 | 0.3614 | 0.5614 | 0.3505 | 0.1854 | 0.4645 | 4:00 | 0.5393 | 0.1954 | 0.1617 | 0.4842 | 0.1931 | 0.4397 | 0.375 | 0.1184 | 0.0968 | 0.3348
|  | 124:00 | 0 | 0 | 0 | 0 | 0 | 0 | 0 | 0 | 0 | 0 | 0 | 0 | 0.4017 | 0.5004 | 0.1309 | 0.5099 | 0.5004 | 0.3265 | 0.5137 | 0.621 | 0.1311 | 0.2202 | 0.5233 | 0.486 | 5:00 | 0 | 0 | 0 | 0 | 0 | 0 | 0 | 0 | 0 | 0 | 5:00 | 0 | 0 | 0 | 0 | 0 | 0 | 0 | 0 | 0 | 0 | 5:00 | 0.7886 | 0.1379 | 0.3409 | 0.8131 | 0.6172 | 0.3115 | 0.4638 | 0.2427 | 0.1252 | 0.5 | 5:00 | 0.5495 | 0.2082 | 0.135 | 0.4376 | 0.2063 | 0.438 | 0.3417 | 0.1179 | 0.1183 | 0.3635
|  | 125:00 | 0 | 0 | 0 | 0 | 0 | 0 | 0 | 0 | 0 | 0 | 0 | 0 | 0.3339 | 0.4336 | 0.116 | 0.4403 | 0.4336 | 0.2796 | 0.4457 | 0.5956 | 0.1287 | 0.168 | 0.5419 | 0.4793 | 6:00 | 0 | 0 | 0 | 0 | 0 | 0 | 0 | 0 | 0 | 0 | 6:00 | 0 | 0 | 0 | 0 | 0 | 0 | 0.0041 | 0 | 0 | 0 | 6:00 | 0.7769 | 0.0917 | 0.3315 | 0.8365 | 0.6302 | 0.2626 | 0.3401 | 0.1803 | 0.0817 | 0.4704 | 6:00 | 0.5795 | 0.1926 | 0.1146 | 0.3489 | 0.2865 | 0.4501 | 0.2693 | 0.1168 | 0.1337 | 0.4162
|  | 126:00 | 0 | 0 | 0 | 0 | 0 | 0 | 0.0081 | 0.0318 | 0.0054 | 0.0007 | 0.0161 | 0.0124 | 0.2863 | 0.365 | 0.0941 | 0.3862 | 0.365 | 0.2385 | 0.3488 | 0.5194 | 0.1282 | 0.1287 | 0.5481 | 0.4525 | 7:00 | 0 | 0 | 0 | 0 | 0 | 0 | 0 | 0 | 0 | 0 | 7:00 | 0.0045 | 0.0078 | 0.0963 | 0.0001 | 0.0021 | 0 | 0.0901 | 0.0671 | 0 | 0.0701 | 7:00 | 0.7496 | 0.0485 | 0.3428 | 0.8239 | 0.5995 | 0.2462 | 0.3106 | 0.144 | 0.0802 | 0.428 | 7:00 | 0.5287 | 0.2215 | 0.1001 | 0.3076 | 0.2594 | 0.4353 | 0.3063 | 0.1113 | 0.1893 | 0.3887
|  | 127:00 | 0 | 0 | 0 | 0 | 0 | 0 | 0.205 | 0.2529 | 0.2581 | 0.1851 | 0.2561 | 0.2314 | 0.2561 | 0.3168 | 0.0904 | 0.3632 | 0.3168 | 0.2182 | 0.3374 | 0.488 | 0.1301 | 0.1129 | 0.5233 | 0.4311 | 8:00 | 0 | 0 | 0 | 0 | 0 | 0 | 0 | 0 | 0 | 0 | 8:00 | 0.2442 | 0.2666 | 0.5498 | 0.1175 | 0.1321 | 0.0441 | 0.326 | 0.3852 | 0.0267 | 0.5216 | 8:00 | 0.7776 | 0.0289 | 0.2664 | 0.8309 | 0.6143 | 0.2346 | 0.334 | 0.0828 | 0.0645 | 0.3769 | 8:00 | 0.5495 | 0.2751 | 0.1253 | 0.2731 | 0.2335 | 0.5345 | 0.3952 | 0.1655 | 0.185 | 0.3872
|  | 128:00 | 0 | 0.0691 | 0.003 | 0 | 0.0551 | 0.0254 | 0.4665 | 0.5399 | 0.555 | 0.4628 | 0.57 | 0.5188 | 0.2274 | 0.2623 | 0.0741 | 0.2934 | 0.2623 | 0.1833 | 0.2499 | 0.4379 | 0.0738 | 0.077 | 0.3779 | 0.3288 | 9:00 | 0 | 0 | 0.3129 | 0 | 0 | 0 | 0.0096 | 0.1227 | 0 | 0.2996 | 9:00 | 0.6708 | 0.6961 | 0.7585 | 0.6483 | 0.3958 | 0.2881 | 0.4401 | 0.5411 | 0.1927 | 0.8029 | 9:00 | 0.8108 | 0.0327 | 0.223 | 0.8444 | 0.6186 | 0.2245 | 0.3676 | 0.0473 | 0.0708 | 0.3573 | 9:00 | 0.558 | 0.3678 | 0.1452 | 0.2386 | 0.1974 | 0.6468 | 0.4496 | 0.2467 | 0.1898 | 0.3573
|  | 129:00 | 0.1391 | 0.3718 | 0.1905 | 0.1221 | 0.3625 | 0.2372 | 0.6663 | 0.6884 | 0.6583 | 0.6703 | 0.667 | 0.67 | 0.2136 | 0.2235 | 0.0621 | 0.242 | 0.2235 | 0.1598 | 0.1945 | 0.3864 | 0.0655 | 0.0679 | 0.2588 | 0.2498 | 10:00 | 0.2628 | 0.3543 | 0.6276 | 0.3114 | 0.1285 | 0.0054 | 0.1258 | 0.2329 | 0 | 0.8511 | 10:00 | 0.6864 | 0.8067 | 0.7885 | 0.7364 | 0.4873 | 0.3884 | 0.5899 | 0.5583 | 0.3128 | 0.8834 | 10:00 | 0.7895 | 0.0235 | 0.1688 | 0.8247 | 0.5586 | 0.316 | 0.3261 | 0.0563 | 0.0601 | 0.2927 | 10:00 | 0.4086 | 0.2789 | 0.1051 | 0.2779 | 0.1184 | 0.6034 | 0.5428 | 0.1808 | 0.1617 | 0.1576
|  | 130:00 | 0.5212 | 0.7383 | 0.4679 | 0.3956 | 0.6951 | 0.5636 | 0.8139 | 0.8353 | 0.8065 | 0.78 | 0.9188 | 0.8309 | 0.26 | 0.3009 | 0.0704 | 0.2812 | 0.3009 | 0.1931 | 0.185 | 0.4238 | 0.067 | 0.0691 | 0.2407 | 0.2483 | 11:00 | 0.4915 | 0.7229 | 0.8053 | 0.6478 | 0.2342 | 0.061 | 0.3638 | 0.2196 | 0.0104 | 0.7366 | 11:00 | 0.7169 | 0.7907 | 0.8683 | 0.7519 | 0.5619 | 0.4136 | 0.7036 | 0.5245 | 0.3502 | 0.8073 | 11:00 | 0.8518 | 0.0073 | 0.1696 | 0.7783 | 0.409 | 0.4081 | 0.2525 | 0.0697 | 0.035 | 0.2327 | 11:00 | 0.4118 | 0.0776 | 0.0839 | 0.0977 | 0.0869 | 0.6079 | 0.6478 | 0.1094 | 0.1188 | 0.0922
|  | 131:00 | 0.5952 | 0.7789 | 0.5189 | 0.5646 | 0.8617 | 0.6639 | 0.8045 | 0.9544 | 0.792 | 0.7936 | 0.8859 | 0.8461 | 0.3036 | 0.3208 | 0.0782 | 0.2879 | 0.3208 | 0.2122 | 0.2031 | 0.4331 | 0.0911 | 0.0931 | 0.304 | 0.288 | 12:00 | 0.3933 | 0.6548 | 0.8267 | 0.6299 | 0.3065 | 0.0764 | 0.4625 | 0.1977 | 0.0345 | 0.803 | 12:00 | 0.6296 | 0.732 | 0.8289 | 0.7248 | 0.5846 | 0.3985 | 0.7546 | 0.5968 | 0.4048 | 0.8338 | 12:00 | 0.8426 | 0.0052 | 0.1677 | 0.7528 | 0.2591 | 0.5827 | 0.2647 | 0.1108 | 0.055 | 0.2815 | 12:00 | 0.5589 | 0.0655 | 0.0639 | 0.0835 | 0.0842 | 0.6437 | 0.6524 | 0.1181 | 0.0828 | 0.1547
|  | 132:00 | 0.6921 | 0.8701 | 0.5665 | 0.7629 | 0.9696 | 0.7722 | 0.8546 | 0.9537 | 0.8117 | 0.9028 | 0.9199 | 0.8885 | 0.3167 | 0.2943 | 0.0913 | 0.2959 | 0.2943 | 0.2196 | 0.245 | 0.403 | 0.1375 | 0.1401 | 0.3553 | 0.3191 | 13:00 | 0.3066 | 0.683 | 0.8306 | 0.6046 | 0.2628 | 0.0555 | 0.3473 | 0.4242 | 0.0409 | 0.7445 | 13:00 | 0.6196 | 0.7558 | 0.8414 | 0.7057 | 0.5614 | 0.3648 | 0.7483 | 0.6615 | 0.4178 | 0.7748 | 13:00 | 0.7939 | 0.0169 | 0.1277 | 0.6633 | 0.2094 | 0.6587 | 0.3351 | 0.0631 | 0.0878 | 0.3036 | 13:00 | 0.5878 | 0.0637 | 0.0557 | 0.0773 | 0.0537 | 0.6847 | 0.7029 | 0.0617 | 0.0788 | 0.179
|  | 133:00 | 0.6784 | 0.9507 | 0.6321 | 0.7152 | 0.9502 | 0.7853 | 0.8521 | 0.9409 | 0.8465 | 0.8606 | 0.8622 | 0.8725 | 0.3457 | 0.4139 | 0.0981 | 0.3605 | 0.4139 | 0.2576 | 0.2167 | 0.3285 | 0.2788 | 0.1742 | 0.3812 | 0.3298 | 14:00 | 0.2976 | 0.7542 | 0.8464 | 0.6156 | 0.3299 | 0.0026 | 0.5281 | 0.4865 | 0.0288 | 0.7097 | 14:00 | 0.6414 | 0.7736 | 0.8468 | 0.7232 | 0.6525 | 0.4188 | 0.7288 | 0.7389 | 0.3491 | 0.7933 | 14:00 | 0.7848 | 0.0405 | 0.0918 | 0.5515 | 0.2267 | 0.6122 | 0.2681 | 0.0531 | 0.1234 | 0.2749 | 14:00 | 0.5184 | 0.048 | 0.0703 | 0.0694 | 0.055 | 0.5864 | 0.7574 | 0.0977 | 0.0968 | 0.1156
|  | 134:00 | 0.6991 | 0.9595 | 0.5803 | 0.7729 | 0.9405 | 0.7905 | 0.8833 | 0.9368 | 0.8048 | 0.8862 | 0.8998 | 0.8822 | 0.3228 | 0.358 | 0.1086 | 0.3147 | 0.358 | 0.2396 | 0.2227 | 0.2934 | 0.4472 | 0.2647 | 0.5054 | 0.4082 | 15:00 | 0.2188 | 0.796 | 0.7908 | 0.6575 | 0.4801 | 0.0496 | 0.486 | 0.4275 | 0.0372 | 0.8612 | 15:00 | 0.5563 | 0.8008 | 0.7979 | 0.7504 | 0.7337 | 0.3985 | 0.7709 | 0.7094 | 0.3024 | 0.8564 | 15:00 | 0.7645 | 0.034 | 0.1401 | 0.4822 | 0.2049 | 0.5936 | 0.3119 | 0.0927 | 0.1283 | 0.2694 | 15:00 | 0.4774 | 0.0446 | 0.0955 | 0.1294 | 0.0418 | 0.5014 | 0.8063 | 0.1475 | 0.1226 | 0.1677
|  | 135:00 | 0.7082 | 0.9326 | 0.5078 | 0.7345 | 0.871 | 0.7508 | 0.8668 | 0.9337 | 0.7714 | 0.8764 | 0.86 | 0.8617 | 0.3098 | 0.2882 | 0.1003 | 0.2831 | 0.2882 | 0.218 | 0.1719 | 0.2343 | 0.5535 | 0.3299 | 0.4924 | 0.3976 | 16:00 | 0.2082 | 0.8096 | 0.7893 | 0.6987 | 0.5173 | 0.0941 | 0.4576 | 0.5122 | 0.0383 | 0.7879 | 16:00 | 0.5428 | 0.7744 | 0.8024 | 0.731 | 0.6599 | 0.4371 | 0.6635 | 0.6199 | 0.2506 | 0.8 | 16:00 | 0.7555 | 0.0308 | 0.139 | 0.5066 | 0.2241 | 0.6465 | 0.3033 | 0.1119 | 0.1145 | 0.2533 | 16:00 | 0.4497 | 0.0436 | 0.1549 | 0.152 | 0.0265 | 0.498 | 0.7993 | 0.1646 | 0.1665 | 0.1612
|  | 136:00 | 0.6713 | 0.8787 | 0.4952 | 0.6527 | 0.974 | 0.7343 | 0.8355 | 0.8938 | 0.7385 | 0.8239 | 0.9144 | 0.8412 | 0.3543 | 0.3513 | 0.1158 | 0.3417 | 0.3513 | 0.2559 | 0.1597 | 0.1893 | 0.6087 | 0.3408 | 0.467 | 0.3802 | 17:00 | 0.2145 | 0.4718 | 0.6956 | 0.2524 | 0.2993 | 0.0797 | 0.4704 | 0.5011 | 0.0332 | 0.7029 | 17:00 | 0.4403 | 0.6205 | 0.7624 | 0.5557 | 0.5649 | 0.3144 | 0.7385 | 0.5956 | 0.2058 | 0.7189 | 17:00 | 0.7426 | 0.0587 | 0.136 | 0.5598 | 0.2566 | 0.6156 | 0.2603 | 0.0861 | 0.0892 | 0.2524 | 17:00 | 0.4147 | 0.0452 | 0.2132 | 0.1935 | 0.0687 | 0.3625 | 0.7726 | 0.1429 | 0.189 | 0.1921
|  | 137:00 | 0.5695 | 0.8573 | 0.4065 | 0.5906 | 0.9575 | 0.6763 | 0.7337 | 0.8421 | 0.6282 | 0.7598 | 0.8824 | 0.7692 | 0.3784 | 0.3478 | 0.1187 | 0.3474 | 0.3478 | 0.2646 | 0.1986 | 0.1942 | 0.5772 | 0.3918 | 0.4984 | 0.4001 | 18:00 | 0 | 0 | 0.5466 | 0 | 0 | 0 | 0.4585 | 0 | 0 | 0 | 18:00 | 0.0544 | 0.1111 | 0.5938 | 0.0725 | 0.0704 | 0.0271 | 0.5994 | 0.4125 | 0.0296 | 0.3819 | 18:00 | 0.7207 | 0.0671 | 0.1618 | 0.6127 | 0.2084 | 0.6316 | 0.2576 | 0.1062 | 0.114 | 0.2574 | 18:00 | 0.3375 | 0.0392 | 0.2516 | 0.2123 | 0.0883 | 0.4089 | 0.7877 | 0.1404 | 0.1735 | 0.2154
|  | 138:00 | 0.3871 | 0.6907 | 0.2345 | 0.4219 | 0.6719 | 0.4812 | 0.5545 | 0.6739 | 0.4239 | 0.5509 | 0.6159 | 0.5638 | 0.3325 | 0.3626 | 0.1106 | 0.3115 | 0.3626 | 0.243 | 0.1823 | 0.1922 | 0.5771 | 0.4522 | 0.4815 | 0.392 | 19:00 | 0 | 0 | 0 | 0 | 0 | 0 | 0.0063 | 0 | 0 | 0 | 19:00 | 0 | 0 | 0.2977 | 0 | 0 | 0 | 0.3232 | 0.0356 | 0 | 0.0127 | 19:00 | 0.6973 | 0.0903 | 0.2159 | 0.6826 | 0.1978 | 0.6608 | 0.2823 | 0.1343 | 0.2043 | 0.2925 | 19:00 | 0.3719 | 0.0446 | 0.3446 | 0.2128 | 0.1243 | 0.5167 | 0.8172 | 0.1832 | 0.1673 | 0.2748
|  | 139:00 | 0.0306 | 0.1081 | 0 | 0 | 0.4574 | 0.1192 | 0.2701 | 0.3803 | 0.1457 | 0.2483 | 0.4102 | 0.2909 | 0.3411 | 0.3631 | 0.1131 | 0.33 | 0.3631 | 0.2502 | 0.2024 | 0.226 | 0.4514 | 0.4974 | 0.4892 | 0.3934 | 20:00 | 0 | 0 | 0 | 0 | 0 | 0 | 0 | 0 | 0 | 0 | 20:00 | 0 | 0 | 0.0114 | 0 | 0 | 0 | 0.0152 | 0 | 0 | 0 | 20:00 | 0.7755 | 0.1774 | 0.3068 | 0.7893 | 0.1685 | 0.7303 | 0.3777 | 0.1951 | 0.2502 | 0.4192 | 20:00 | 0.5054 | 0.0847 | 0.4146 | 0.3312 | 0.19 | 0.5215 | 0.8332 | 0.3005 | 0.183 | 0.2606
|  | 140:00 | 0 | 0 | 0 | 0 | 0 | 0 | 0.0138 | 0.0364 | 0 | 0.0039 | 0.0997 | 0.0308 | 0.3794 | 0.4143 | 0.1218 | 0.3959 | 0.4143 | 0.2836 | 0.3708 | 0.3598 | 0.4186 | 0.531 | 0.627 | 0.5096 | 21:00 | 0 | 0 | 0 | 0 | 0 | 0 | 0 | 0 | 0 | 0 | 21:00 | 0 | 0 | 0 | 0 | 0 | 0 | 0 | 0 | 0 | 0 | 21:00 | 0.7918 | 0.3058 | 0.3741 | 0.8511 | 0.1793 | 0.7644 | 0.4859 | 0.2583 | 0.2877 | 0.5646 | 21:00 | 0.6947 | 0.1437 | 0.4682 | 0.5044 | 0.2974 | 0.4719 | 0.8423 | 0.4161 | 0.1919 | 0.268
|  | 141:00 | 0 | 0 | 0 | 0 | 0 | 0 | 0 | 0 | 0 | 0 | 0 | 0 | 0.4157 | 0.4738 | 0.1305 | 0.4771 | 0.4738 | 0.3206 | 0.5927 | 0.5102 | 0.3859 | 0.6077 | 0.7515 | 0.6308 | 22:00 | 0 | 0 | 0 | 0 | 0 | 0 | 0 | 0 | 0 | 0 | 22:00 | 0 | 0 | 0 | 0 | 0 | 0 | 0 | 0 | 0 | 0 | 22:00 | 0.7787 | 0.4342 | 0.4004 | 0.8814 | 0.1805 | 0.7659 | 0.6649 | 0.2542 | 0.2128 | 0.5239 | 22:00 | 0.6329 | 0.2154 | 0.453 | 0.5655 | 0.3361 | 0.4342 | 0.7723 | 0.3453 | 0.1969 | 0.2934
|  | 142:00 | 0 | 0 | 0 | 0 | 0 | 0 | 0 | 0 | 0 | 0 | 0 | 0 | 0.4312 | 0.5824 | 0.1362 | 0.548 | 0.5824 | 0.3542 | 0.6591 | 0.5195 | 0.3469 | 0.5982 | 0.7292 | 0.6244 | 23:00 | 0 | 0 | 0 | 0 | 0 | 0 | 0 | 0 | 0 | 0 | 23:00 | 0 | 0 | 0 | 0 | 0 | 0 | 0 | 0 | 0 | 0 | 23:00 | 0.7765 | 0.5854 | 0.4359 | 0.878 | 0.2352 | 0.6896 | 0.5791 | 0.1984 | 0.1905 | 0.4855 | 23:00 | 0.5844 | 0.2889 | 0.4098 | 0.5456 | 0.2962 | 0.4263 | 0.6385 | 0.2158 | 0.1698 | 0.2643
|  | 143:00 | 0 | 0 | 0 | 0 | 0 | 0 | 0 | 0 | 0 | 0 | 0 | 0 | 0.4375 | 0.6135 | 0.1428 | 0.5374 | 0.6135 | 0.3602 | 0.7468 | 0.6261 | 0.2849 | 0.5539 | 0.7575 | 0.6635 | 24:00 | 0 | 0 | 0 | 0 | 0 | 0 | 0 | 0 | 0 | 0 | 24:00 | 0 | 0 | 0 | 0 | 0 | 0 | 0 | 0 | 0 | 0 | 24:00 | 0.7297 | 0.6997 | 0.5218 | 0.8805 | 0.3136 | 0.6481 | 0.5649 | 0.1859 | 0.1718 | 0.5028 | 24:00 | 0.5392 | 0.2598 | 0.3791 | 0.5617 | 0.266 | 0.5447 | 0.5704 | 0.3145 | 0.1659 | 0.2777
|  | 144:00 | 0 | 0 | 0 | 0 | 0 | 0 | 0 | 0 | 0 | 0 | 0 | 0 | 0.4962 | 0.7185 | 0.1676 | 0.629 | 0.7185 | 0.4173 | 0.7453 | 0.7021 | 0.2484 | 0.4782 | 0.7838 | 0.6862
Jul |  | 145:00 | 0 | 0 | 0 | 0 | 0 | 0 | 0 | 0 | 0 | 0 | 0 | 0 | 0.3864 | 0.5017 | 0.1334 | 0.4849 | 0.5017 | 0.3183 | 0.5625 | 0.5888 | 0.3206 | 0.4366 | 0.5347 | 0.5212
|  | 146:00 | 0 | 0 | 0 | 0 | 0 | 0 | 0 | 0 | 0 | 0 | 0 | 0 | 0.3146 | 0.4357 | 0.1032 | 0.3852 | 0.4357 | 0.2584 | 0.4352 | 0.5795 | 0.2356 | 0.2946 | 0.4855 | 0.464 | Panhandle
|  | 147:00 | 0 | 0 | 0 | 0 | 0 | 0 | 0 | 0 | 0 | 0 | 0 | 0 | 0.2951 | 0.4027 | 0.0996 | 0.371 | 0.4027 | 0.2446 | 0.4515 | 0.556 | 0.168 | 0.2664 | 0.4993 | 0.4585 |  | SOLAR CSP | [10 empty] | SOLAR PVSAT | [10 empty] | wind | [10 empty] | new wind
|  | 148:00 | 0 | 0 | 0 | 0 | 0 | 0 | 0 | 0 | 0 | 0 | 0 | 0 | 0.3288 | 0.4327 | 0.1064 | 0.4161 | 0.4327 | 0.2694 | 0.3977 | 0.507 | 0.1685 | 0.26 | 0.467 | 0.4249 |  | 1 | 2 | 3 | 4 | 5 | 6 | 7 | 8 | 9 | 10 |  | 1 | 2 | 3 | 4 | 5 | 6 | 7 | 8 | 9 | 10 |  | 1 | 2 | 3 | 4 | 5 | 6 | 7 | 8 | 9 | 10 |  | 1 | 2 | 3 | 4 | 5 | 6 | 7 | 8 | 9 | 10
|  | 149:00 | 0 | 0 | 0 | 0 | 0 | 0 | 0 | 0 | 0 | 0 | 0 | 0 | 0.3091 | 0.4037 | 0.1012 | 0.4037 | 0.4037 | 0.2559 | 0.3448 | 0.4612 | 0.1351 | 0.2717 | 0.4848 | 0.4142 | 1:00 | 0 | 0 | 0 | 0 | 0 | 0 | 0 | 0 | 0 | 0 | 1:00 | 0 | 0 | 0 | 0 | 0 | 0 | 0 | 0 | 0 | 0 | 1:00 | 0.8647 | 0.3767 | 0.4131 | 0.8506 | 0.494 | 0.4369 | 0.796 | 0.1481 | 0.356 | 0.5728 | 1:00 | 0.8698 | 0.4679 | 0.2292 | 0.8837 | 0.5137 | 0.4946 | 0.7401 | 0.2709 | 0.3933 | 0.5162
|  | 150:00 | 0 | 0 | 0 | 0 | 0 | 0 | 0.0122 | 0.0076 | 0.0082 | 0.0003 | 0.0049 | 0.0066 | 0.3345 | 0.3966 | 0.1058 | 0.4301 | 0.3966 | 0.2693 | 0.3065 | 0.4072 | 0.1284 | 0.2631 | 0.4413 | 0.3747 | 2:00 | 0 | 0 | 0 | 0 | 0 | 0 | 0 | 0 | 0 | 0 | 2:00 | 0 | 0 | 0 | 0 | 0 | 0 | 0 | 0 | 0 | 0 | 2:00 | 0.852 | 0.2902 | 0.4897 | 0.8377 | 0.4797 | 0.4189 | 0.7306 | 0.2567 | 0.2471 | 0.5584 | 2:00 | 0.87 | 0.4003 | 0.2365 | 0.8566 | 0.5223 | 0.4216 | 0.7105 | 0.1817 | 0.3201 | 0.4657
|  | 151:00 | 0 | 0 | 0 | 0 | 0 | 0 | 0.2479 | 0.2222 | 0.1774 | 0.0912 | 0.1848 | 0.1847 | 0.3093 | 0.3317 | 0.1039 | 0.4258 | 0.3317 | 0.2529 | 0.3033 | 0.3466 | 0.1293 | 0.265 | 0.3828 | 0.3314 | 3:00 | 0 | 0 | 0 | 0 | 0 | 0 | 0 | 0 | 0 | 0 | 3:00 | 0 | 0 | 0 | 0 | 0 | 0 | 0 | 0 | 0 | 0 | 3:00 | 0.8442 | 0.243 | 0.4251 | 0.8067 | 0.5186 | 0.3593 | 0.6193 | 0.3747 | 0.2358 | 0.5488 | 3:00 | 0.8469 | 0.3935 | 0.2446 | 0.8533 | 0.4697 | 0.3564 | 0.6711 | 0.1413 | 0.2552 | 0.4712
|  | 152:00 | 0.0704 | 0.0575 | 0 | 0 | 0 | 0.0256 | 0.5476 | 0.5893 | 0.4836 | 0.4995 | 0.6685 | 0.5577 | 0.2373 | 0.2618 | 0.0827 | 0.331 | 0.2618 | 0.1969 | 0.2244 | 0.3051 | 0.1958 | 0.2528 | 0.2691 | 0.263 | 4:00 | 0 | 0 | 0 | 0 | 0 | 0 | 0 | 0 | 0 | 0 | 4:00 | 0 | 0 | 0 | 0 | 0 | 0 | 0 | 0 | 0 | 0 | 4:00 | 0.775 | 0.1917 | 0.3746 | 0.7955 | 0.5683 | 0.3375 | 0.5562 | 0.3619 | 0.1936 | 0.5242 | 4:00 | 0.8154 | 0.405 | 0.2738 | 0.8477 | 0.4451 | 0.3453 | 0.6084 | 0.1271 | 0.1808 | 0.3974
|  | 153:00 | 0.4491 | 0.308 | 0.0878 | 0.1251 | 0.3326 | 0.2605 | 0.7962 | 0.8375 | 0.6949 | 0.7369 | 0.8698 | 0.7871 | 0.1774 | 0.2118 | 0.0608 | 0.2452 | 0.2118 | 0.1483 | 0.1607 | 0.265 | 0.2859 | 0.276 | 0.1808 | 0.2138 | 5:00 | 0 | 0 | 0 | 0 | 0 | 0 | 0 | 0 | 0 | 0 | 5:00 | 0 | 0 | 0 | 0 | 0 | 0 | 0 | 0 | 0 | 0 | 5:00 | 0.7348 | 0.15 | 0.3166 | 0.7944 | 0.565 | 0.2904 | 0.4117 | 0.2547 | 0.1009 | 0.5105 | 5:00 | 0.8019 | 0.3237 | 0.2939 | 0.8617 | 0.4674 | 0.3473 | 0.6011 | 0.1026 | 0.1002 | 0.3638
|  | 154:00 | 0.7784 | 0.6517 | 0.4574 | 0.418 | 0.9313 | 0.6474 | 0.8857 | 0.8901 | 0.7889 | 0.8602 | 0.9142 | 0.8678 | 0.1587 | 0.1817 | 0.0578 | 0.1933 | 0.1817 | 0.1279 | 0.1008 | 0.1949 | 0.2515 | 0.2485 | 0.1437 | 0.1674 | 6:00 | 0 | 0 | 0 | 0 | 0 | 0 | 0 | 0 | 0 | 0 | 6:00 | 0 | 0 | 0 | 0 | 0 | 0 | 0.0269 | 0 | 0 | 0 | 6:00 | 0.7417 | 0.0675 | 0.3086 | 0.7907 | 0.5542 | 0.2657 | 0.2922 | 0.1529 | 0.0865 | 0.465 | 6:00 | 0.803 | 0.2321 | 0.27 | 0.8727 | 0.4702 | 0.3275 | 0.574 | 0.0783 | 0.0703 | 0.3336
|  | 155:00 | 0.8407 | 0.7584 | 0.6106 | 0.5375 | 0.8615 | 0.7217 | 0.8605 | 0.9074 | 0.7938 | 0.8673 | 0.9374 | 0.8733 | 0.1475 | 0.1571 | 0.0546 | 0.1618 | 0.1571 | 0.1143 | 0.1075 | 0.1838 | 0.2577 | 0.1965 | 0.1505 | 0.1674 | 7:00 | 0 | 0 | 0 | 0 | 0 | 0 | 0 | 0 | 0 | 0 | 7:00 | 0 | 0 | 0.1256 | 0 | 0 | 0 | 0.2645 | 0.0382 | 0 | 0.014 | 7:00 | 0.7565 | 0.0237 | 0.3088 | 0.7359 | 0.571 | 0.2305 | 0.2384 | 0.1202 | 0.0772 | 0.4349 | 7:00 | 0.78 | 0.1802 | 0.2884 | 0.8565 | 0.4976 | 0.293 | 0.5705 | 0.0566 | 0.0464 | 0.2678
|  | 156:00 | 0.9263 | 0.8686 | 0.6247 | 0.6802 | 0.9439 | 0.8087 | 0.8258 | 0.8888 | 0.8063 | 0.8297 | 0.8982 | 0.8498 | 0.1321 | 0.1126 | 0.0461 | 0.1367 | 0.1126 | 0.0962 | 0.0791 | 0.1675 | 0.2162 | 0.1694 | 0.1162 | 0.1374 | 8:00 | 0 | 0 | 0 | 0 | 0 | 0 | 0 | 0 | 0 | 0 | 8:00 | 0.1015 | 0.091 | 0.6142 | 0.1041 | 0.1415 | 0.0175 | 0.5314 | 0.3649 | 0.0039 | 0.3265 | 8:00 | 0.7391 | 0.0123 | 0.2434 | 0.7586 | 0.5913 | 0.1717 | 0.2948 | 0.0673 | 0.0579 | 0.3933 | 8:00 | 0.7677 | 0.1475 | 0.3257 | 0.8643 | 0.5168 | 0.2038 | 0.5134 | 0.0622 | 0.0687 | 0.2404
|  | 157:00 | 0.882 | 0.7132 | 0.5814 | 0.7039 | 0.7828 | 0.7326 | 0.8067 | 0.8584 | 0.8338 | 0.832 | 0.9157 | 0.8493 | 0.1646 | 0.1584 | 0.044 | 0.1675 | 0.1584 | 0.1161 | 0.0974 | 0.1474 | 0.3721 | 0.2092 | 0.1455 | 0.1692 | 9:00 | 0 | 0 | 0.2789 | 0 | 0 | 0 | 0.2338 | 0.0158 | 0 | 0 | 9:00 | 0.4319 | 0.5142 | 0.6395 | 0.5596 | 0.5251 | 0.1816 | 0.6427 | 0.5819 | 0.1226 | 0.5944 | 9:00 | 0.7647 | 0.016 | 0.2097 | 0.8035 | 0.6184 | 0.1546 | 0.3532 | 0.031 | 0.0632 | 0.3743 | 9:00 | 0.7707 | 0.134 | 0.3824 | 0.8679 | 0.5794 | 0.1434 | 0.4428 | 0.0965 | 0.122 | 0.2288
|  | 158:00 | 0.9364 | 0.8183 | 0.5236 | 0.6613 | 0.9667 | 0.7813 | 0.859 | 0.8537 | 0.8328 | 0.8202 | 0.8672 | 0.8466 | 0.2601 | 0.2392 | 0.0838 | 0.242 | 0.2392 | 0.1834 | 0.1107 | 0.145 | 0.4936 | 0.2246 | 0.1479 | 0.186 | 10:00 | 0.1766 | 0.2684 | 0.7277 | 0.1646 | 0.1987 | 0 | 0.6343 | 0.4192 | 0 | 0.4068 | 10:00 | 0.7789 | 0.6632 | 0.9244 | 0.808 | 0.7822 | 0.2491 | 0.9202 | 0.6002 | 0.0579 | 0.9409 | 10:00 | 0.7777 | 0.0261 | 0.19 | 0.7552 | 0.4784 | 0.2659 | 0.297 | 0.0438 | 0.0445 | 0.3077 | 10:00 | 0.7668 | 0.1652 | 0.3175 | 0.8686 | 0.6227 | 0.2547 | 0.3347 | 0.0626 | 0.1521 | 0.1929
|  | 159:00 | 0.9151 | 0.8432 | 0.503 | 0.6584 | 0.9513 | 0.7742 | 0.8508 | 0.8529 | 0.8604 | 0.8232 | 0.8717 | 0.8518 | 0.2696 | 0.1641 | 0.0842 | 0.1773 | 0.1641 | 0.1645 | 0.1014 | 0.138 | 0.6665 | 0.2639 | 0.139 | 0.2004 | 11:00 | 0.571 | 0.5138 | 0.9763 | 0.5627 | 0.5854 | 0 | 0.4482 | 0.4411 | 0 | 0.7077 | 11:00 | 0.7574 | 0.8264 | 0.949 | 0.7846 | 0.7762 | 0.2325 | 0.8009 | 0.6457 | 0.0857 | 0.942 | 11:00 | 0.8365 | 0.006 | 0.1788 | 0.7776 | 0.3471 | 0.3409 | 0.2225 | 0.0499 | 0.0273 | 0.2162 | 11:00 | 0.6517 | 0.0666 | 0.4273 | 0.7588 | 0.487 | 0.1513 | 0.2135 | 0.1682 | 0.1009 | 0.2737
|  | 160:00 | 0.8859 | 0.7527 | 0.5513 | 0.6975 | 0.9239 | 0.7623 | 0.8548 | 0.8817 | 0.8659 | 0.8617 | 0.8016 | 0.8531 | 0.2578 | 0.1235 | 0.0847 | 0.1322 | 0.1235 | 0.1475 | 0.0944 | 0.1378 | 0.6608 | 0.2463 | 0.1786 | 0.218 | 12:00 | 0.494 | 0.5559 | 0.9739 | 0.559 | 0.6202 | 0 | 0.6484 | 0.4875 | 0 | 0.8414 | 12:00 | 0.6959 | 0.7754 | 0.9328 | 0.7087 | 0.7056 | 0.2196 | 0.802 | 0.7727 | 0.1042 | 0.8952 | 12:00 | 0.818 | 0.0032 | 0.1874 | 0.7378 | 0.2174 | 0.5048 | 0.2836 | 0.0747 | 0.0357 | 0.2716 | 12:00 | 0.5962 | 0.1936 | 0.5499 | 0.6689 | 0.3694 | 0.1624 | 0.226 | 0.3168 | 0.0961 | 0.3898
|  | 161:00 | 0.7555 | 0.686 | 0.4032 | 0.5995 | 0.9086 | 0.6706 | 0.7982 | 0.7605 | 0.7258 | 0.8105 | 0.863 | 0.7916 | 0.2539 | 0.1341 | 0.0819 | 0.1535 | 0.1341 | 0.1508 | 0.0996 | 0.1379 | 0.6082 | 0.2835 | 0.1831 | 0.2165 | 13:00 | 0.2139 | 0.6377 | 0.9776 | 0.5058 | 0.543 | 0 | 0.8422 | 0.4417 | 0 | 0.8119 | 13:00 | 0.5415 | 0.7443 | 0.9048 | 0.6661 | 0.6702 | 0.4482 | 0.9476 | 0.7389 | 0.1696 | 0.8673 | 13:00 | 0.7865 | 0.0105 | 0.1148 | 0.6205 | 0.1845 | 0.5839 | 0.3139 | 0.0365 | 0.0878 | 0.2882 | 13:00 | 0.6549 | 0.4698 | 0.3885 | 0.5248 | 0.2725 | 0.1961 | 0.2205 | 0.3259 | 0.1517 | 0.4708
|  | 162:00 | 0.5924 | 0.4644 | 0.1654 | 0.4702 | 0.7905 | 0.4966 | 0.6426 | 0.62 | 0.4855 | 0.6788 | 0.7987 | 0.6451 | 0.3209 | 0.1746 | 0.1043 | 0.2259 | 0.1746 | 0.1979 | 0.1541 | 0.1498 | 0.5486 | 0.3961 | 0.2289 | 0.2466 | 14:00 | 0.4214 | 0.668 | 0.9122 | 0.5549 | 0.4089 | 0 | 0.9395 | 0.3717 | 0 | 0.8506 | 14:00 | 0.6847 | 0.7634 | 0.8737 | 0.6929 | 0.6406 | 0.4758 | 0.8949 | 0.7361 | 0.1145 | 0.888 | 14:00 | 0.7688 | 0.0326 | 0.092 | 0.5263 | 0.2215 | 0.5026 | 0.2417 | 0.0139 | 0.135 | 0.2807 | 14:00 | 0.7589 | 0.6656 | 0.2446 | 0.3678 | 0.1443 | 0.1779 | 0.237 | 0.2838 | 0.1531 | 0.5507
|  | 163:00 | 0.0871 | 0.0603 | 0 | 0 | 0.3049 | 0.0905 | 0.3218 | 0.3884 | 0.1211 | 0.3327 | 0.5401 | 0.3408 | 0.3195 | 0.2606 | 0.1192 | 0.2903 | 0.2606 | 0.2265 | 0.2005 | 0.1991 | 0.5451 | 0.4695 | 0.2509 | 0.2769 | 15:00 | 0.6622 | 0.7552 | 0.9392 | 0.6591 | 0.6811 | 0.2623 | 1.0269 | 0.5878 | 0 | 0.9153 | 15:00 | 0.7829 | 0.8277 | 0.9109 | 0.7644 | 0.7494 | 0.6985 | 0.9382 | 0.7408 | 0.0895 | 0.9218 | 15:00 | 0.77 | 0.0265 | 0.134 | 0.5553 | 0.2682 | 0.4537 | 0.2738 | 0.0737 | 0.1286 | 0.2719 | 15:00 | 0.8449 | 0.6481 | 0.3061 | 0.3663 | 0.0921 | 0.3407 | 0.2931 | 0.3162 | 0.1783 | 0.6843
|  | 164:00 | 0 | 0 | 0 | 0 | 0 | 0 | 0.0171 | 0.0409 | 0.0014 | 0.0164 | 0.1297 | 0.0411 | 0.3882 | 0.3028 | 0.1179 | 0.3217 | 0.3028 | 0.2566 | 0.2953 | 0.3185 | 0.6696 | 0.6076 | 0.364 | 0.3917 | 16:00 | 0.5284 | 0.8355 | 1.0243 | 0.7489 | 0.8005 | 0.6363 | 1.0001 | 0.5857 | 0 | 0.939 | 16:00 | 0.6789 | 0.8393 | 0.9262 | 0.7699 | 0.7747 | 0.7188 | 0.9485 | 0.6419 | 0.0881 | 0.9384 | 16:00 | 0.7785 | 0.0229 | 0.1248 | 0.5236 | 0.2382 | 0.5985 | 0.2741 | 0.0851 | 0.1155 | 0.2899 | 16:00 | 0.87 | 0.5938 | 0.3246 | 0.4545 | 0.1023 | 0.464 | 0.3677 | 0.2967 | 0.2189 | 0.719
|  | 165:00 | 0 | 0 | 0 | 0 | 0 | 0 | 0 | 0 | 0 | 0 | 0 | 0 | 0.4373 | 0.3284 | 0.123 | 0.3536 | 0.3284 | 0.2818 | 0.3921 | 0.4746 | 0.7593 | 0.6708 | 0.4893 | 0.5139 | 17:00 | 0.4818 | 0.5902 | 0.934 | 0.2892 | 0.4847 | 0.1322 | 0.6157 | 0.5802 | 0 | 0.9317 | 17:00 | 0.675 | 0.7242 | 0.8444 | 0.6355 | 0.6485 | 0.5057 | 0.6466 | 0.6383 | 0.0469 | 0.8691 | 17:00 | 0.7963 | 0.0498 | 0.1528 | 0.5858 | 0.2811 | 0.6831 | 0.253 | 0.0914 | 0.0778 | 0.2768 | 17:00 | 0.8903 | 0.6298 | 0.257 | 0.489 | 0.1256 | 0.5121 | 0.4613 | 0.3034 | 0.2377 | 0.7166
|  | 166:00 | 0 | 0 | 0 | 0 | 0 | 0 | 0 | 0 | 0 | 0 | 0 | 0 | 0.3948 | 0.3615 | 0.1105 | 0.3346 | 0.3615 | 0.265 | 0.3839 | 0.4629 | 0.6054 | 0.6679 | 0.5203 | 0.5082 | 18:00 | 0 | 0 | 0.839 | 0 | 0 | 0 | 0.5131 | 0.1548 | 0 | 0 | 18:00 | 0.1637 | 0.2626 | 0.7861 | 0.1399 | 0.1926 | 0.0625 | 0.5521 | 0.4756 | 0.0169 | 0.5915 | 18:00 | 0.7399 | 0.0506 | 0.1743 | 0.6244 | 0.2408 | 0.7757 | 0.2662 | 0.1487 | 0.1226 | 0.2913 | 18:00 | 0.8915 | 0.6303 | 0.2991 | 0.5728 | 0.1447 | 0.5177 | 0.4714 | 0.3881 | 0.2674 | 0.7306
|  | 167:00 | 0 | 0 | 0 | 0 | 0 | 0 | 0 | 0 | 0 | 0 | 0 | 0 | 0.3487 | 0.4139 | 0.1198 | 0.3531 | 0.4139 | 0.2656 | 0.421 | 0.435 | 0.4526 | 0.4728 | 0.5318 | 0.4857 | 19:00 | 0 | 0 | 0.3361 | 0 | 0 | 0 | 0 | 0 | 0 | 0 | 19:00 | 0 | 0 | 0.4883 | 0 | 0 | 0 | 0.1612 | 0.0783 | 0 | 0.071 | 19:00 | 0.7505 | 0.087 | 0.1858 | 0.6331 | 0.2708 | 0.7423 | 0.2832 | 0.2255 | 0.215 | 0.3374 | 19:00 | 0.8727 | 0.6252 | 0.4071 | 0.7647 | 0.2165 | 0.55 | 0.6767 | 0.4386 | 0.3593 | 0.7358
|  | 168:00 | 0 | 0 | 0 | 0 | 0 | 0 | 0 | 0 | 0 | 0 | 0 | 0 | 0.4136 | 0.5264 | 0.1285 | 0.4629 | 0.5264 | 0.3226 | 0.4852 | 0.4986 | 0.3214 | 0.4285 | 0.5344 | 0.4917 | 20:00 | 0 | 0 | 0 | 0 | 0 | 0 | 0 | 0 | 0 | 0 | 20:00 | 0 | 0 | 0.0485 | 0 | 0 | 0 | 0.0085 | 0 | 0 | 0 | 20:00 | 0.8031 | 0.2041 | 0.2723 | 0.7162 | 0.2111 | 0.7632 | 0.3686 | 0.2769 | 0.2817 | 0.4897 | 20:00 | 0.8549 | 0.6787 | 0.5116 | 0.8731 | 0.0933 | 0.6016 | 0.65 | 0.3486 | 0.3731 | 0.7222
Aug |  | 169:00 | 0 | 0 | 0 | 0 | 0 | 0 | 0 | 0 | 0 | 0 | 0 | 0 | 0.3524 | 0.5881 | 0.1261 | 0.4951 | 0.5881 | 0.3181 | 0.2726 | 0.4074 | 0.1638 | 0.2501 | 0.4624 | 0.3849 | 21:00 | 0 | 0 | 0 | 0 | 0 | 0 | 0 | 0 | 0 | 0 | 21:00 | 0 | 0 | 0 | 0 | 0 | 0 | 0 | 0 | 0 | 0 | 21:00 | 0.8012 | 0.3751 | 0.3408 | 0.7786 | 0.1706 | 0.7487 | 0.4882 | 0.3519 | 0.3611 | 0.6462 | 21:00 | 0.8076 | 0.7011 | 0.6002 | 0.9044 | 0.0383 | 0.6303 | 0.5373 | 0.3132 | 0.3822 | 0.696
|  | 170:00 | 0 | 0 | 0 | 0 | 0 | 0 | 0 | 0 | 0 | 0 | 0 | 0 | 0.3313 | 0.5341 | 0.1147 | 0.4752 | 0.5341 | 0.2972 | 0.4251 | 0.4963 | 0.1287 | 0.2212 | 0.4603 | 0.4159 | 22:00 | 0 | 0 | 0 | 0 | 0 | 0 | 0 | 0 | 0 | 0 | 22:00 | 0 | 0 | 0 | 0 | 0 | 0 | 0 | 0 | 0 | 0 | 22:00 | 0.8054 | 0.5077 | 0.4208 | 0.8479 | 0.1137 | 0.7413 | 0.6251 | 0.269 | 0.2494 | 0.609 | 22:00 | 0.7803 | 0.6693 | 0.6646 | 0.9049 | 0.0409 | 0.7109 | 0.2552 | 0.2449 | 0.3485 | 0.6555
|  | 171:00 | 0 | 0 | 0 | 0 | 0 | 0 | 0 | 0 | 0 | 0 | 0 | 0 | 0.2816 | 0.4866 | 0.0993 | 0.4121 | 0.4866 | 0.2588 | 0.3547 | 0.4144 | 0.1299 | 0.2261 | 0.4333 | 0.3762 | 23:00 | 0 | 0 | 0 | 0 | 0 | 0 | 0 | 0 | 0 | 0 | 23:00 | 0 | 0 | 0 | 0 | 0 | 0 | 0 | 0 | 0 | 0 | 23:00 | 0.8001 | 0.5943 | 0.4064 | 0.8848 | 0.1126 | 0.7319 | 0.6141 | 0.2428 | 0.2191 | 0.5574 | 23:00 | 0.7815 | 0.722 | 0.755 | 0.8969 | 0.0278 | 0.7074 | 0.7085 | 0.1738 | 0.2875 | 0.7102
|  | 172:00 | 0 | 0 | 0 | 0 | 0 | 0 | 0 | 0 | 0 | 0 | 0 | 0 | 0.2455 | 0.4023 | 0.0975 | 0.3497 | 0.4023 | 0.2255 | 0.2693 | 0.3353 | 0.1153 | 0.2058 | 0.4531 | 0.3561 | 24:00 | 0 | 0 | 0 | 0 | 0 | 0 | 0 | 0 | 0 | 0 | 24:00 | 0 | 0 | 0 | 0 | 0 | 0 | 0 | 0 | 0 | 0 | 24:00 | 0.7135 | 0.6852 | 0.501 | 0.8922 | 0.0781 | 0.6845 | 0.6046 | 0.2325 | 0.1663 | 0.5757 | 24:00 | 0.7787 | 0.7082 | 0.613 | 0.8851 | 0.0329 | 0.6643 | 0.2672 | 0.1499 | 0.1966 | 0.6802
|  | 173:00 | 0 | 0 | 0 | 0 | 0 | 0 | 0 | 0 | 0 | 0 | 0 | 0 | 0.2454 | 0.3798 | 0.0841 | 0.3476 | 0.3798 | 0.217 | 0.2062 | 0.2734 | 0.1027 | 0.1619 | 0.4716 | 0.3409
|  | 174:00 | 0 | 0 | 0 | 0 | 0 | 0 | 0.0002 | 0.0036 | 0 | 0 | 0 | 0.0008 | 0.2551 | 0.3517 | 0.0829 | 0.3692 | 0.3517 | 0.2203 | 0.1848 | 0.1945 | 0.0758 | 0.1626 | 0.4426 | 0.303
|  | 175:00 | 0 | 0 | 0 | 0 | 0 | 0 | 0.098 | 0.1696 | 0.0692 | 0.1193 | 0.0777 | 0.1068 | 0.2616 | 0.3673 | 0.0818 | 0.3884 | 0.3673 | 0.2274 | 0.1676 | 0.1322 | 0.0767 | 0.1583 | 0.3547 | 0.2428
|  | 176:00 | 0 | 0 | 0 | 0 | 0 | 0 | 0.5074 | 0.5849 | 0.5521 | 0.5109 | 0.4982 | 0.5307 | 0.1855 | 0.2283 | 0.0563 | 0.2471 | 0.2283 | 0.1511 | 0.1141 | 0.1327 | 0.0763 | 0.1268 | 0.2491 | 0.1824
|  | 177:00 | 0.188 | 0.2351 | 0.0786 | 0.1408 | 0.0801 | 0.1445 | 0.7619 | 0.7969 | 0.7658 | 0.6611 | 0.7937 | 0.7559 | 0.1338 | 0.139 | 0.0374 | 0.1533 | 0.139 | 0.0997 | 0.085 | 0.1517 | 0.0829 | 0.1313 | 0.1758 | 0.1475
|  | 178:00 | 0.5146 | 0.69 | 0.2119 | 0.4302 | 0.3911 | 0.4476 | 0.8245 | 0.869 | 0.8392 | 0.7903 | 0.8988 | 0.8443 | 0.1124 | 0.0997 | 0.0354 | 0.1145 | 0.0997 | 0.0805 | 0.0775 | 0.1634 | 0.0662 | 0.0713 | 0.1149 | 0.1141
|  | 179:00 | 0.6991 | 0.8615 | 0.4204 | 0.7499 | 0.7329 | 0.6928 | 0.8275 | 0.7843 | 0.8568 | 0.8077 | 0.8855 | 0.8324 | 0.1395 | 0.1458 | 0.0435 | 0.1366 | 0.1458 | 0.1012 | 0.0895 | 0.1678 | 0.0661 | 0.065 | 0.2076 | 0.1627
|  | 180:00 | 0.6689 | 0.8532 | 0.4324 | 0.8079 | 0.7491 | 0.7023 | 0.8044 | 0.7741 | 0.8482 | 0.8082 | 0.8714 | 0.8212 | 0.1255 | 0.1321 | 0.038 | 0.1368 | 0.1321 | 0.0935 | 0.1087 | 0.149 | 0.0711 | 0.0684 | 0.2828 | 0.1992
|  | 181:00 | 0.7566 | 0.8969 | 0.4323 | 0.8538 | 0.7471 | 0.7373 | 0.817 | 0.7729 | 0.7981 | 0.8211 | 0.8706 | 0.8159 | 0.1859 | 0.2014 | 0.055 | 0.2136 | 0.2014 | 0.1408 | 0.1254 | 0.1231 | 0.1384 | 0.0904 | 0.196 | 0.1603
|  | 182:00 | 0.6411 | 0.8917 | 0.373 | 0.6817 | 0.7413 | 0.6658 | 0.7964 | 0.766 | 0.8268 | 0.7982 | 0.881 | 0.8137 | 0.2068 | 0.2256 | 0.0636 | 0.1931 | 0.2256 | 0.1489 | 0.1522 | 0.1033 | 0.283 | 0.0987 | 0.1853 | 0.1704
|  | 183:00 | 0.6283 | 0.8346 | 0.5449 | 0.7114 | 0.759 | 0.6957 | 0.7697 | 0.8402 | 0.8516 | 0.8095 | 0.8827 | 0.8308 | 0.2703 | 0.1456 | 0.0649 | 0.1662 | 0.1456 | 0.1525 | 0.1525 | 0.125 | 0.3656 | 0.1484 | 0.1339 | 0.1612
|  | 184:00 | 0.6178 | 0.7411 | 0.4081 | 0.6179 | 0.6237 | 0.6017 | 0.7963 | 0.7162 | 0.8268 | 0.7885 | 0.9089 | 0.8073 | 0.289 | 0.159 | 0.0744 | 0.1667 | 0.159 | 0.1633 | 0.17 | 0.1563 | 0.4496 | 0.1892 | 0.1156 | 0.1724
|  | 185:00 | 0.5176 | 0.6886 | 0.253 | 0.5694 | 0.4263 | 0.491 | 0.7205 | 0.7769 | 0.7471 | 0.7193 | 0.8465 | 0.7621 | 0.2384 | 0.1347 | 0.0629 | 0.1284 | 0.1347 | 0.1339 | 0.2016 | 0.2295 | 0.447 | 0.2218 | 0.1287 | 0.2003
|  | 186:00 | 0.3544 | 0.5102 | 0 | 0.4202 | 0.3005 | 0.3171 | 0.5217 | 0.595 | 0.4312 | 0.5092 | 0.6789 | 0.5472 | 0.2222 | 0.1381 | 0.0635 | 0.1332 | 0.1381 | 0.131 | 0.2428 | 0.2364 | 0.3809 | 0.1781 | 0.153 | 0.2092
|  | 187:00 | 0.0001 | 0.0385 | 0 | 0 | 0 | 0.0077 | 0.1407 | 0.2902 | 0.0238 | 0.1123 | 0.3057 | 0.1745 | 0.2631 | 0.159 | 0.078 | 0.1771 | 0.159 | 0.1595 | 0.2914 | 0.2861 | 0.3216 | 0.2346 | 0.2443 | 0.2675
|  | 188:00 | 0 | 0 | 0 | 0 | 0 | 0 | 0.0018 | 0.012 | 0 | 0 | 0.0211 | 0.007 | 0.3131 | 0.1961 | 0.094 | 0.2078 | 0.1961 | 0.1905 | 0.3244 | 0.3379 | 0.2973 | 0.299 | 0.3764 | 0.3493
|  | 189:00 | 0 | 0 | 0 | 0 | 0 | 0 | 0 | 0 | 0 | 0 | 0 | 0 | 0.3642 | 0.2292 | 0.1145 | 0.2498 | 0.2292 | 0.2254 | 0.3657 | 0.3735 | 0.2854 | 0.4351 | 0.5386 | 0.4482
|  | 190:00 | 0 | 0 | 0 | 0 | 0 | 0 | 0 | 0 | 0 | 0 | 0 | 0 | 0.3367 | 0.3254 | 0.1153 | 0.3409 | 0.3254 | 0.2475 | 0.3868 | 0.3109 | 0.2407 | 0.4351 | 0.5027 | 0.4133
|  | 191:00 | 0 | 0 | 0 | 0 | 0 | 0 | 0 | 0 | 0 | 0 | 0 | 0 | 0.3328 | 0.4079 | 0.1192 | 0.4105 | 0.4079 | 0.2716 | 0.4545 | 0.3578 | 0.2586 | 0.4572 | 0.594 | 0.4804
|  | 192:00 | 0 | 0 | 0 | 0 | 0 | 0 | 0 | 0 | 0 | 0 | 0 | 0 | 0.4107 | 0.6388 | 0.1493 | 0.5509 | 0.6388 | 0.3609 | 0.4306 | 0.4048 | 0.2526 | 0.3795 | 0.6235 | 0.4991
Sep | Fall | 193:00 | 0 | 0 | 0 | 0 | 0 | 0 | 0 | 0 | 0 | 0 | 0 | 0 | 0.2961 | 0.3876 | 0.1044 | 0.3829 | 0.3876 | 0.2474 | 0.4858 | 0.5294 | 0.1556 | 0.2509 | 0.6954 | 0.5527
|  | 194:00 | 0 | 0 | 0 | 0 | 0 | 0 | 0 | 0 | 0 | 0 | 0 | 0 | 0.3018 | 0.4127 | 0.1018 | 0.3801 | 0.4127 | 0.2504 | 0.4927 | 0.5395 | 0.2006 | 0.2964 | 0.602 | 0.516
|  | 195:00 | 0 | 0 | 0 | 0 | 0 | 0 | 0 | 0 | 0 | 0 | 0 | 0 | 0.2672 | 0.4315 | 0.0899 | 0.3753 | 0.4315 | 0.2372 | 0.4473 | 0.537 | 0.2035 | 0.2912 | 0.4643 | 0.4413
|  | 196:00 | 0 | 0 | 0 | 0 | 0 | 0 | 0 | 0 | 0 | 0 | 0 | 0 | 0.2534 | 0.3878 | 0.0837 | 0.3643 | 0.3878 | 0.2234 | 0.3782 | 0.5159 | 0.229 | 0.2375 | 0.386 | 0.3899
|  | 197:00 | 0 | 0 | 0 | 0 | 0 | 0 | 0 | 0 | 0 | 0 | 0 | 0 | 0.2827 | 0.4042 | 0.1045 | 0.4167 | 0.4042 | 0.2524 | 0.3268 | 0.4323 | 0.2215 | 0.2203 | 0.385 | 0.3631
|  | 198:00 | 0 | 0 | 0 | 0 | 0 | 0 | 0 | 0 | 0 | 0 | 0 | 0 | 0.2738 | 0.3691 | 0.099 | 0.4036 | 0.3691 | 0.2409 | 0.3564 | 0.3663 | 0.174 | 0.2045 | 0.357 | 0.3313
|  | 199:00 | 0 | 0 | 0 | 0 | 0 | 0 | 0.0655 | 0.0859 | 0.1041 | 0.0706 | 0.0317 | 0.0715 | 0.2793 | 0.3233 | 0.0898 | 0.3973 | 0.3233 | 0.2321 | 0.3852 | 0.3424 | 0.1753 | 0.195 | 0.4516 | 0.3764
|  | 200:00 | 0 | 0 | 0 | 0 | 0 | 0 | 0.3624 | 0.4427 | 0.3795 | 0.431 | 0.3724 | 0.3976 | 0.2406 | 0.3183 | 0.0846 | 0.3713 | 0.3183 | 0.2133 | 0.2693 | 0.303 | 0.1317 | 0.1466 | 0.4246 | 0.3337
|  | 201:00 | 0.1001 | 0.1167 | 0.0943 | 0.0682 | 0.1755 | 0.1109 | 0.5996 | 0.7571 | 0.6619 | 0.6787 | 0.6685 | 0.6732 | 0.2218 | 0.3138 | 0.0827 | 0.3621 | 0.3138 | 0.2049 | 0.1819 | 0.2742 | 0.0953 | 0.1077 | 0.4145 | 0.3064
|  | 202:00 | 0.4691 | 0.4019 | 0.2821 | 0.2763 | 0.8533 | 0.4566 | 0.7161 | 0.8521 | 0.8032 | 0.7731 | 0.8642 | 0.8017 | 0.1824 | 0.2477 | 0.0605 | 0.2682 | 0.2477 | 0.1584 | 0.0982 | 0.1661 | 0.1077 | 0.1058 | 0.4182 | 0.2757
|  | 203:00 | 0.5951 | 0.6768 | 0.4291 | 0.4108 | 0.802 | 0.5828 | 0.7656 | 0.8238 | 0.7833 | 0.7928 | 0.8123 | 0.7956 | 0.1702 | 0.1992 | 0.0613 | 0.229 | 0.1992 | 0.1417 | 0.1074 | 0.1632 | 0.1881 | 0.1632 | 0.4238 | 0.2906
|  | 204:00 | 0.6946 | 0.8037 | 0.6244 | 0.4554 | 0.9403 | 0.7037 | 0.7655 | 0.783 | 0.8087 | 0.7742 | 0.8149 | 0.7893 | 0.1716 | 0.193 | 0.0581 | 0.2092 | 0.193 | 0.1362 | 0.0911 | 0.1269 | 0.2088 | 0.2169 | 0.3376 | 0.2421
|  | 205:00 | 0.6837 | 0.8166 | 0.4642 | 0.5544 | 0.8795 | 0.6797 | 0.7623 | 0.7925 | 0.7932 | 0.7786 | 0.807 | 0.7867 | 0.1765 | 0.1601 | 0.0602 | 0.1584 | 0.1601 | 0.1244 | 0.1008 | 0.1122 | 0.2232 | 0.1996 | 0.308 | 0.2259
|  | 206:00 | 0.7127 | 0.8435 | 0.6398 | 0.6807 | 0.9511 | 0.7656 | 0.7587 | 0.8081 | 0.7944 | 0.7695 | 0.8178 | 0.7897 | 0.1901 | 0.1649 | 0.0574 | 0.1421 | 0.1649 | 0.1244 | 0.1127 | 0.1343 | 0.345 | 0.2324 | 0.3469 | 0.2671
|  | 207:00 | 0.701 | 0.7725 | 0.6235 | 0.5455 | 0.8983 | 0.7082 | 0.7554 | 0.822 | 0.7445 | 0.8082 | 0.842 | 0.7944 | 0.2005 | 0.1719 | 0.0651 | 0.1569 | 0.1719 | 0.1342 | 0.1535 | 0.1511 | 0.518 | 0.3686 | 0.3736 | 0.3148
|  | 208:00 | 0.6482 | 0.789 | 0.4881 | 0.5495 | 0.9141 | 0.6778 | 0.7112 | 0.8204 | 0.768 | 0.7709 | 0.8563 | 0.7854 | 0.1768 | 0.1585 | 0.0578 | 0.1448 | 0.1585 | 0.1206 | 0.1518 | 0.1516 | 0.4919 | 0.3985 | 0.3405 | 0.2964
|  | 209:00 | 0.503 | 0.6329 | 0.2328 | 0.4423 | 0.8195 | 0.5261 | 0.6224 | 0.7289 | 0.6205 | 0.7039 | 0.773 | 0.6897 | 0.1964 | 0.1554 | 0.066 | 0.1522 | 0.1554 | 0.1305 | 0.1411 | 0.1456 | 0.3154 | 0.2569 | 0.2906 | 0.2423
|  | 210:00 | 0.1319 | 0.2753 | 0 | 0.1034 | 0.5703 | 0.2162 | 0.3469 | 0.4673 | 0.237 | 0.4105 | 0.5643 | 0.4052 | 0.214 | 0.1649 | 0.0606 | 0.1745 | 0.1649 | 0.1389 | 0.163 | 0.1689 | 0.3292 | 0.3099 | 0.2982 | 0.2578
|  | 211:00 | 0 | 0 | 0 | 0 | 0 | 0 | 0.0244 | 0.0369 | 0.0035 | 0.0267 | 0.0345 | 0.0252 | 0.2386 | 0.206 | 0.0693 | 0.2187 | 0.206 | 0.163 | 0.2002 | 0.1972 | 0.2915 | 0.336 | 0.3629 | 0.2977
|  | 212:00 | 0 | 0 | 0 | 0 | 0 | 0 | 0 | 0 | 0 | 0 | 0 | 0 | 0.2976 | 0.3231 | 0.0956 | 0.3222 | 0.3231 | 0.2246 | 0.2501 | 0.2132 | 0.2522 | 0.3596 | 0.4946 | 0.3697
|  | 213:00 | 0 | 0 | 0 | 0 | 0 | 0 | 0 | 0 | 0 | 0 | 0 | 0 | 0.3724 | 0.4647 | 0.1359 | 0.4624 | 0.4647 | 0.3065 | 0.311 | 0.2307 | 0.2107 | 0.3488 | 0.6038 | 0.4302
|  | 214:00 | 0 | 0 | 0 | 0 | 0 | 0 | 0 | 0 | 0 | 0 | 0 | 0 | 0.3809 | 0.5463 | 0.1278 | 0.4741 | 0.5463 | 0.3177 | 0.3687 | 0.2952 | 0.2439 | 0.2874 | 0.6806 | 0.4909
|  | 215:00 | 0 | 0 | 0 | 0 | 0 | 0 | 0 | 0 | 0 | 0 | 0 | 0 | 0.3639 | 0.5908 | 0.1177 | 0.4759 | 0.5908 | 0.3145 | 0.379 | 0.2367 | 0.17 | 0.2123 | 0.7121 | 0.4829
|  | 216:00 | 0 | 0 | 0 | 0 | 0 | 0 | 0 | 0 | 0 | 0 | 0 | 0 | 0.3795 | 0.6218 | 0.1214 | 0.4901 | 0.6218 | 0.3269 | 0.3438 | 0.2015 | 0.1151 | 0.1866 | 0.6219 | 0.4182
Oct |  | 217:00 | 0 | 0 | 0 | 0 | 0 | 0 | 0 | 0 | 0 | 0 | 0 | 0 | 0.4639 | 0.665 | 0.1573 | 0.6459 | 0.665 | 0.4011 | 0.2229 | 0.1516 | 0.0774 | 0.1413 | 0.6567 | 0.4044
|  | 218:00 | 0 | 0 | 0 | 0 | 0 | 0 | 0 | 0 | 0 | 0 | 0 | 0 | 0.453 | 0.6497 | 0.1544 | 0.6106 | 0.6497 | 0.3881 | 0.2342 | 0.1798 | 0.0913 | 0.1306 | 0.5635 | 0.3664
|  | 219:00 | 0 | 0 | 0 | 0 | 0 | 0 | 0 | 0 | 0 | 0 | 0 | 0 | 0.4045 | 0.577 | 0.1431 | 0.5698 | 0.577 | 0.3531 | 0.2067 | 0.2302 | 0.1018 | 0.1214 | 0.5301 | 0.3587
|  | 220:00 | 0 | 0 | 0 | 0 | 0 | 0 | 0 | 0 | 0 | 0 | 0 | 0 | 0.4075 | 0.5688 | 0.1364 | 0.5694 | 0.5688 | 0.3502 | 0.1807 | 0.3049 | 0.1257 | 0.1332 | 0.5206 | 0.3711
|  | 221:00 | 0 | 0 | 0 | 0 | 0 | 0 | 0 | 0 | 0 | 0 | 0 | 0 | 0.3823 | 0.5325 | 0.1333 | 0.5129 | 0.5325 | 0.3263 | 0.1568 | 0.3882 | 0.1754 | 0.1853 | 0.4783 | 0.374
|  | 222:00 | 0 | 0 | 0 | 0 | 0 | 0 | 0 | 0 | 0 | 0 | 0 | 0 | 0.3291 | 0.4451 | 0.1138 | 0.4866 | 0.4451 | 0.2879 | 0.166 | 0.4362 | 0.2078 | 0.173 | 0.4386 | 0.3691
|  | 223:00 | 0 | 0 | 0 | 0 | 0 | 0 | 0.0065 | 0.0039 | 0.0123 | 0.0036 | 0 | 0.0053 | 0.3277 | 0.4047 | 0.1053 | 0.4683 | 0.4047 | 0.2757 | 0.2037 | 0.4495 | 0.2485 | 0.165 | 0.4206 | 0.3716
|  | 224:00 | 0 | 0 | 0 | 0 | 0 | 0 | 0.3084 | 0.2092 | 0.2667 | 0.2951 | 0.1441 | 0.2447 | 0.334 | 0.3927 | 0.1045 | 0.4589 | 0.3927 | 0.2739 | 0.1921 | 0.3632 | 0.2578 | 0.1291 | 0.3993 | 0.3395
|  | 225:00 | 0.0081 | 0.0516 | 0.0024 | 0 | 0 | 0.0124 | 0.6166 | 0.5118 | 0.6135 | 0.5438 | 0.4456 | 0.5463 | 0.3407 | 0.4106 | 0.1008 | 0.4438 | 0.4106 | 0.2734 | 0.1881 | 0.3028 | 0.2615 | 0.1124 | 0.3876 | 0.3193
|  | 226:00 | 0.3792 | 0.3133 | 0.5358 | 0.304 | 0.339 | 0.3743 | 0.7136 | 0.71 | 0.6708 | 0.6047 | 0.587 | 0.6572 | 0.248 | 0.3143 | 0.0771 | 0.3517 | 0.3143 | 0.208 | 0.1454 | 0.2838 | 0.1179 | 0.0806 | 0.2463 | 0.2213
|  | 227:00 | 0.6515 | 0.5309 | 0.6535 | 0.5686 | 0.716 | 0.6241 | 0.6973 | 0.7112 | 0.7344 | 0.634 | 0.6685 | 0.6891 | 0.2173 | 0.316 | 0.0789 | 0.2866 | 0.316 | 0.1874 | 0.0903 | 0.2217 | 0.1158 | 0.0792 | 0.1378 | 0.1462
|  | 228:00 | 0.5925 | 0.5712 | 0.6287 | 0.5676 | 0.6005 | 0.5921 | 0.6998 | 0.6564 | 0.6764 | 0.609 | 0.6333 | 0.655 | 0.284 | 0.3485 | 0.0911 | 0.3486 | 0.3485 | 0.2272 | 0.0999 | 0.2317 | 0.1333 | 0.0933 | 0.3282 | 0.2479
|  | 229:00 | 0.5798 | 0.5973 | 0.5641 | 0.4847 | 0.5888 | 0.5629 | 0.7205 | 0.7177 | 0.7058 | 0.667 | 0.6754 | 0.6973 | 0.2483 | 0.2956 | 0.0806 | 0.2792 | 0.2956 | 0.1929 | 0.0781 | 0.196 | 0.1046 | 0.0881 | 0.3365 | 0.238
|  | 230:00 | 0.6262 | 0.6884 | 0.642 | 0.5104 | 0.6189 | 0.6172 | 0.6979 | 0.6212 | 0.709 | 0.6362 | 0.6584 | 0.6645 | 0.2289 | 0.2245 | 0.0781 | 0.2116 | 0.2245 | 0.1645 | 0.0947 | 0.2627 | 0.1051 | 0.0932 | 0.3905 | 0.2824
|  | 231:00 | 0.6835 | 0.69 | 0.6931 | 0.4885 | 0.6936 | 0.6497 | 0.7108 | 0.6712 | 0.663 | 0.7016 | 0.7259 | 0.6945 | 0.221 | 0.211 | 0.0789 | 0.1969 | 0.211 | 0.1581 | 0.0944 | 0.2202 | 0.1163 | 0.0987 | 0.3359 | 0.2468
|  | 232:00 | 0.7056 | 0.7236 | 0.647 | 0.5094 | 0.7492 | 0.667 | 0.6682 | 0.6709 | 0.6124 | 0.6 | 0.6274 | 0.6358 | 0.2329 | 0.2043 | 0.0704 | 0.1993 | 0.2043 | 0.1577 | 0.0963 | 0.1873 | 0.1489 | 0.0991 | 0.4466 | 0.299
|  | 233:00 | 0.245 | 0.4365 | 0.0637 | 0.2973 | 0.5724 | 0.323 | 0.4486 | 0.4498 | 0.3595 | 0.4393 | 0.4792 | 0.4353 | 0.262 | 0.1925 | 0.0808 | 0.2033 | 0.1925 | 0.1695 | 0.1024 | 0.2423 | 0.1957 | 0.1062 | 0.4563 | 0.3226
|  | 234:00 | 0 | 0 | 0 | 0 | 0 | 0 | 0.0445 | 0.1421 | 0.0257 | 0.0993 | 0.1415 | 0.0906 | 0.2887 | 0.1662 | 0.0824 | 0.1823 | 0.1662 | 0.1704 | 0.1221 | 0.2547 | 0.2424 | 0.1091 | 0.4799 | 0.345
|  | 235:00 | 0 | 0 | 0 | 0 | 0 | 0 | 0 | 0.0005 | 0 | 0 | 0 | 0.0001 | 0.2926 | 0.1791 | 0.1005 | 0.2256 | 0.1791 | 0.1889 | 0.2218 | 0.2945 | 0.2692 | 0.1406 | 0.5779 | 0.419
|  | 236:00 | 0 | 0 | 0 | 0 | 0 | 0 | 0 | 0 | 0 | 0 | 0 | 0 | 0.3628 | 0.3543 | 0.1198 | 0.3734 | 0.3543 | 0.2666 | 0.3167 | 0.3966 | 0.2542 | 0.1897 | 0.4977 | 0.4129
|  | 237:00 | 0 | 0 | 0 | 0 | 0 | 0 | 0 | 0 | 0 | 0 | 0 | 0 | 0.4465 | 0.5582 | 0.146 | 0.5629 | 0.5582 | 0.3625 | 0.4251 | 0.4945 | 0.2359 | 0.2572 | 0.4199 | 0.4091
|  | 238:00 | 0 | 0 | 0 | 0 | 0 | 0 | 0 | 0 | 0 | 0 | 0 | 0 | 0.4866 | 0.6218 | 0.1548 | 0.5815 | 0.6218 | 0.3886 | 0.5174 | 0.5299 | 0.2005 | 0.3374 | 0.452 | 0.4432
|  | 239:00 | 0 | 0 | 0 | 0 | 0 | 0 | 0 | 0 | 0 | 0 | 0 | 0 | 0.4237 | 0.5731 | 0.1437 | 0.5652 | 0.5731 | 0.3574 | 0.5923 | 0.4453 | 0.1824 | 0.3096 | 0.5144 | 0.4605
|  | 240:00 | 0 | 0 | 0 | 0 | 0 | 0 | 0 | 0 | 0 | 0 | 0 | 0 | 0.4242 | 0.5723 | 0.1356 | 0.5908 | 0.5723 | 0.3593 | 0.6217 | 0.407 | 0.1743 | 0.2702 | 0.5581 | 0.4745
Nov |  | 241:00 | 0 | 0 | 0 | 0 | 0 | 0 | 0 | 0 | 0 | 0 | 0 | 0 | 0.4947 | 0.7089 | 0.1725 | 0.6852 | 0.7089 | 0.4289 | 0.2099 | 0.4218 | 0.2531 | 0.2274 | 0.4871 | 0.4027
|  | 242:00 | 0 | 0 | 0 | 0 | 0 | 0 | 0 | 0 | 0 | 0 | 0 | 0 | 0.4917 | 0.71 | 0.1729 | 0.6805 | 0.71 | 0.4274 | 0.2044 | 0.3809 | 0.2651 | 0.2646 | 0.4261 | 0.3652
|  | 243:00 | 0 | 0 | 0 | 0 | 0 | 0 | 0 | 0 | 0 | 0 | 0 | 0 | 0.4937 | 0.6948 | 0.178 | 0.6705 | 0.6948 | 0.4262 | 0.2101 | 0.3573 | 0.2261 | 0.1923 | 0.3807 | 0.3301
|  | 244:00 | 0 | 0 | 0 | 0 | 0 | 0 | 0 | 0 | 0 | 0 | 0 | 0 | 0.4702 | 0.6096 | 0.1542 | 0.6169 | 0.6096 | 0.3893 | 0.2138 | 0.3605 | 0.2277 | 0.1851 | 0.3662 | 0.3238
|  | 245:00 | 0 | 0 | 0 | 0 | 0 | 0 | 0 | 0 | 0 | 0 | 0 | 0 | 0.4349 | 0.5062 | 0.1313 | 0.5373 | 0.5062 | 0.3421 | 0.204 | 0.3855 | 0.181 | 0.1791 | 0.3662 | 0.3227
|  | 246:00 | 0 | 0 | 0 | 0 | 0 | 0 | 0 | 0 | 0 | 0 | 0 | 0 | 0.4068 | 0.403 | 0.1104 | 0.4574 | 0.403 | 0.2977 | 0.1575 | 0.3512 | 0.126 | 0.1713 | 0.3753 | 0.3077
|  | 247:00 | 0 | 0 | 0 | 0 | 0 | 0 | 0 | 0.0002 | 0 | 0 | 0 | 0 | 0.3816 | 0.3341 | 0.0889 | 0.3721 | 0.3341 | 0.2569 | 0.1613 | 0.3143 | 0.0987 | 0.1691 | 0.3968 | 0.3073
|  | 248:00 | 0 | 0 | 0 | 0 | 0 | 0 | 0.0974 | 0.1372 | 0.1977 | 0.1524 | 0.0138 | 0.1197 | 0.3344 | 0.286 | 0.0905 | 0.3293 | 0.286 | 0.23 | 0.1728 | 0.3778 | 0.1077 | 0.1882 | 0.4209 | 0.3369
|  | 249:00 | 0 | 0 | 0 | 0 | 0 | 0 | 0.4337 | 0.5359 | 0.4941 | 0.5093 | 0.3179 | 0.4582 | 0.3041 | 0.2442 | 0.0968 | 0.3064 | 0.2442 | 0.2144 | 0.211 | 0.4622 | 0.1218 | 0.2235 | 0.4756 | 0.391
|  | 250:00 | 0.0342 | 0.1126 | 0.0417 | 0.0331 | 0 | 0.0443 | 0.6116 | 0.7192 | 0.6437 | 0.673 | 0.5357 | 0.6367 | 0.2539 | 0.2189 | 0.0832 | 0.2615 | 0.2189 | 0.1829 | 0.2639 | 0.3827 | 0.1194 | 0.1837 | 0.5348 | 0.4067
|  | 251:00 | 0.1942 | 0.3514 | 0.1616 | 0.135 | 0.2637 | 0.2212 | 0.6439 | 0.7412 | 0.6888 | 0.7073 | 0.6221 | 0.6807 | 0.2578 | 0.2569 | 0.0778 | 0.283 | 0.2569 | 0.1906 | 0.2749 | 0.3577 | 0.0833 | 0.1578 | 0.4096 | 0.3342
|  | 252:00 | 0.2957 | 0.4244 | 0.2654 | 0.2368 | 0.363 | 0.3171 | 0.6289 | 0.7061 | 0.6587 | 0.6962 | 0.5973 | 0.6574 | 0.4001 | 0.3943 | 0.1274 | 0.4308 | 0.3943 | 0.2963 | 0.2494 | 0.3309 | 0.1363 | 0.178 | 0.4766 | 0.3658
|  | 253:00 | 0.305 | 0.4215 | 0.2358 | 0.2498 | 0.2043 | 0.2833 | 0.6135 | 0.6827 | 0.6518 | 0.6847 | 0.5707 | 0.6407 | 0.3731 | 0.4781 | 0.1346 | 0.4359 | 0.4781 | 0.3025 | 0.2457 | 0.2205 | 0.2593 | 0.1866 | 0.519 | 0.3762
|  | 254:00 | 0.3459 | 0.434 | 0.3104 | 0.2615 | 0.2312 | 0.3166 | 0.6307 | 0.7014 | 0.6195 | 0.6956 | 0.578 | 0.645 | 0.3191 | 0.374 | 0.1284 | 0.3824 | 0.374 | 0.2618 | 0.1385 | 0.1578 | 0.3163 | 0.1885 | 0.5607 | 0.3775
|  | 255:00 | 0.3538 | 0.4457 | 0.3882 | 0.3278 | 0.3458 | 0.3723 | 0.6294 | 0.7233 | 0.6472 | 0.7003 | 0.6186 | 0.6638 | 0.3271 | 0.3577 | 0.1359 | 0.3884 | 0.3577 | 0.2663 | 0.1036 | 0.1507 | 0.3751 | 0.2056 | 0.5191 | 0.3585
|  | 256:00 | 0.2996 | 0.439 | 0.3919 | 0.3014 | 0.4033 | 0.3671 | 0.525 | 0.6493 | 0.5138 | 0.6158 | 0.5103 | 0.5628 | 0.3402 | 0.2434 | 0.1229 | 0.2803 | 0.2434 | 0.2298 | 0.1511 | 0.1599 | 0.4214 | 0.2306 | 0.5075 | 0.3666
|  | 257:00 | 0 | 0.093 | 0.0033 | 0 | 0 | 0.0193 | 0.2582 | 0.4222 | 0.253 | 0.3649 | 0.2871 | 0.3171 | 0.3122 | 0.164 | 0.0951 | 0.235 | 0.164 | 0.1923 | 0.2309 | 0.1754 | 0.3658 | 0.1808 | 0.474 | 0.3537
|  | 258:00 | 0 | 0 | 0 | 0 | 0 | 0 | 0.0023 | 0.0535 | 0.0028 | 0.016 | 0.0296 | 0.0208 | 0.2482 | 0.1369 | 0.0696 | 0.1843 | 0.1369 | 0.1508 | 0.3112 | 0.2407 | 0.3945 | 0.195 | 0.4756 | 0.3823
|  | 259:00 | 0 | 0 | 0 | 0 | 0 | 0 | 0 | 0 | 0 | 0 | 0 | 0 | 0.3149 | 0.1944 | 0.0726 | 0.2675 | 0.1944 | 0.1942 | 0.4327 | 0.2939 | 0.4195 | 0.2558 | 0.5972 | 0.4746
|  | 260:00 | 0 | 0 | 0 | 0 | 0 | 0 | 0 | 0 | 0 | 0 | 0 | 0 | 0.3725 | 0.3874 | 0.1007 | 0.4032 | 0.3874 | 0.2715 | 0.5815 | 0.4926 | 0.399 | 0.4108 | 0.6535 | 0.5691
|  | 261:00 | 0 | 0 | 0 | 0 | 0 | 0 | 0 | 0 | 0 | 0 | 0 | 0 | 0.4355 | 0.6371 | 0.1335 | 0.5753 | 0.6371 | 0.3663 | 0.6936 | 0.6749 | 0.3912 | 0.5583 | 0.6958 | 0.6499
|  | 262:00 | 0 | 0 | 0 | 0 | 0 | 0 | 0 | 0 | 0 | 0 | 0 | 0 | 0.3971 | 0.6157 | 0.1254 | 0.5286 | 0.6157 | 0.3403 | 0.6634 | 0.6539 | 0.3687 | 0.4976 | 0.6786 | 0.6278
|  | 263:00 | 0 | 0 | 0 | 0 | 0 | 0 | 0 | 0 | 0 | 0 | 0 | 0 | 0.3623 | 0.4884 | 0.1061 | 0.4668 | 0.4884 | 0.2954 | 0.5693 | 0.6372 | 0.2842 | 0.399 | 0.6432 | 0.5816
|  | 264:00 | 0 | 0 | 0 | 0 | 0 | 0 | 0 | 0 | 0 | 0 | 0 | 0 | 0.3199 | 0.4131 | 0.095 | 0.4301 | 0.4131 | 0.2628 | 0.5608 | 0.6075 | 0.2597 | 0.3517 | 0.5578 | 0.5261
Dec | Winter | 265:00 | 0 | 0 | 0 | 0 | 0 | 0 | 0 | 0 | 0 | 0 | 0 | 0 | 0.4719 | 0.5229 | 0.1399 | 0.4926 | 0.5229 | 0.3491 | 0.2364 | 0.3373 | 0.2877 | 0.3273 | 0.3352 | 0.3187
|  | 266:00 | 0 | 0 | 0 | 0 | 0 | 0 | 0 | 0 | 0 | 0 | 0 | 0 | 0.4666 | 0.5238 | 0.1452 | 0.4859 | 0.5238 | 0.3485 | 0.302 | 0.4324 | 0.2989 | 0.361 | 0.3084 | 0.3369
|  | 267:00 | 0 | 0 | 0 | 0 | 0 | 0 | 0 | 0 | 0 | 0 | 0 | 0 | 0.4985 | 0.6102 | 0.1451 | 0.5007 | 0.6102 | 0.3706 | 0.3203 | 0.4686 | 0.2803 | 0.3302 | 0.2658 | 0.3223
|  | 268:00 | 0 | 0 | 0 | 0 | 0 | 0 | 0 | 0 | 0 | 0 | 0 | 0 | 0.5914 | 0.7272 | 0.188 | 0.6048 | 0.7272 | 0.4486 | 0.3039 | 0.4313 | 0.25 | 0.2878 | 0.2087 | 0.278
|  | 269:00 | 0 | 0 | 0 | 0 | 0 | 0 | 0 | 0 | 0 | 0 | 0 | 0 | 0.5618 | 0.7275 | 0.1916 | 0.6739 | 0.7275 | 0.4555 | 0.3084 | 0.4187 | 0.3223 | 0.342 | 0.2012 | 0.2826
|  | 270:00 | 0 | 0 | 0 | 0 | 0 | 0 | 0 | 0 | 0 | 0 | 0 | 0 | 0.5636 | 0.6389 | 0.1966 | 0.6871 | 0.6389 | 0.4501 | 0.2551 | 0.4641 | 0.3855 | 0.3944 | 0.196 | 0.2937
|  | 271:00 | 0 | 0 | 0 | 0 | 0 | 0 | 0 | 0 | 0 | 0 | 0 | 0 | 0.5482 | 0.5378 | 0.2003 | 0.6289 | 0.5378 | 0.4237 | 0.2229 | 0.4082 | 0.3854 | 0.35 | 0.1879 | 0.2714
|  | 272:00 | 0 | 0 | 0 | 0 | 0 | 0 | 0.0732 | 0.0373 | 0.0508 | 0.0733 | 0.0156 | 0.05 | 0.5238 | 0.478 | 0.1742 | 0.5699 | 0.478 | 0.3875 | 0.2453 | 0.3948 | 0.4315 | 0.4218 | 0.253 | 0.3121
|  | 273:00 | 0 | 0 | 0 | 0 | 0 | 0 | 0.3067 | 0.2851 | 0.2013 | 0.2352 | 0.2772 | 0.2611 | 0.4865 | 0.4222 | 0.1521 | 0.4886 | 0.4222 | 0.3453 | 0.3205 | 0.3883 | 0.5024 | 0.4605 | 0.3652 | 0.3853
|  | 274:00 | 0.0183 | 0.015 | 0 | 0 | 0 | 0.0067 | 0.3752 | 0.4332 | 0.1891 | 0.4127 | 0.6281 | 0.4077 | 0.4259 | 0.4918 | 0.1434 | 0.5635 | 0.4918 | 0.3479 | 0.3352 | 0.3814 | 0.3535 | 0.4013 | 0.3709 | 0.3686
|  | 275:00 | 0.0539 | 0.1665 | 0 | 0.0411 | 0.0835 | 0.069 | 0.4549 | 0.4581 | 0.3586 | 0.4777 | 0.5792 | 0.4657 | 0.4088 | 0.3514 | 0.1164 | 0.3851 | 0.3514 | 0.2802 | 0.384 | 0.3681 | 0.3077 | 0.4006 | 0.2964 | 0.3284
|  | 276:00 | 0.1171 | 0.2758 | 0 | 0.0947 | 0.2596 | 0.1494 | 0.4894 | 0.4967 | 0.4155 | 0.5139 | 0.6039 | 0.5039 | 0.3173 | 0.2512 | 0.0945 | 0.3002 | 0.2512 | 0.2168 | 0.3564 | 0.3482 | 0.3386 | 0.4946 | 0.3062 | 0.3334
|  | 277:00 | 0.1375 | 0.2614 | 0 | 0.1348 | 0.1239 | 0.1315 | 0.5035 | 0.5023 | 0.4164 | 0.4934 | 0.5964 | 0.5024 | 0.2204 | 0.2275 | 0.0653 | 0.2507 | 0.2275 | 0.1652 | 0.3314 | 0.3913 | 0.2679 | 0.3809 | 0.3634 | 0.356
|  | 278:00 | 0.1807 | 0.2808 | 0 | 0.1698 | 0.2947 | 0.1852 | 0.5438 | 0.4446 | 0.3934 | 0.4909 | 0.6306 | 0.5007 | 0.223 | 0.2988 | 0.0762 | 0.3063 | 0.2988 | 0.1898 | 0.4199 | 0.465 | 0.2974 | 0.318 | 0.4751 | 0.4393
|  | 279:00 | 0.2418 | 0.35 | 0.0196 | 0.1582 | 0.3508 | 0.2241 | 0.4848 | 0.5152 | 0.3527 | 0.4882 | 0.6868 | 0.5055 | 0.2479 | 0.3545 | 0.0783 | 0.3257 | 0.3545 | 0.2081 | 0.4124 | 0.5514 | 0.4275 | 0.3796 | 0.4937 | 0.4849
|  | 280:00 | 0.2 | 0.2984 | 0.0291 | 0.1806 | 0.283 | 0.1982 | 0.4386 | 0.4814 | 0.2267 | 0.4703 | 0.6508 | 0.4536 | 0.2655 | 0.3086 | 0.0799 | 0.3063 | 0.3086 | 0.2044 | 0.3687 | 0.6273 | 0.5371 | 0.4008 | 0.5856 | 0.5567
|  | 281:00 | 0.0079 | 0.0463 | 0 | 0 | 0 | 0.0109 | 0.2675 | 0.2315 | 0.1308 | 0.2817 | 0.4387 | 0.27 | 0.2866 | 0.2763 | 0.0858 | 0.3177 | 0.2763 | 0.2112 | 0.4285 | 0.6385 | 0.5691 | 0.4475 | 0.6157 | 0.5869
|  | 282:00 | 0 | 0 | 0 | 0 | 0 | 0 | 0.0131 | 0.0326 | 0.0018 | 0.0284 | 0.0773 | 0.0306 | 0.283 | 0.257 | 0.083 | 0.2928 | 0.257 | 0.2018 | 0.4886 | 0.683 | 0.5039 | 0.4649 | 0.6279 | 0.6032
|  | 283:00 | 0 | 0 | 0 | 0 | 0 | 0 | 0 | 0 | 0 | 0 | 0 | 0 | 0.2988 | 0.2298 | 0.0701 | 0.2516 | 0.2298 | 0.1896 | 0.6062 | 0.7746 | 0.4768 | 0.5106 | 0.7322 | 0.6885
|  | 284:00 | 0 | 0 | 0 | 0 | 0 | 0 | 0 | 0 | 0 | 0 | 0 | 0 | 0.3224 | 0.3149 | 0.0953 | 0.3431 | 0.3149 | 0.2347 | 0.5682 | 0.731 | 0.4241 | 0.5133 | 0.6216 | 0.6129
|  | 285:00 | 0 | 0 | 0 | 0 | 0 | 0 | 0 | 0 | 0 | 0 | 0 | 0 | 0.3692 | 0.4831 | 0.1236 | 0.4815 | 0.4831 | 0.3067 | 0.5342 | 0.6523 | 0.3737 | 0.5612 | 0.4975 | 0.5253
|  | 286:00 | 0 | 0 | 0 | 0 | 0 | 0 | 0 | 0 | 0 | 0 | 0 | 0 | 0.4286 | 0.4939 | 0.1116 | 0.4656 | 0.4939 | 0.3167 | 0.6524 | 0.6443 | 0.3108 | 0.474 | 0.5407 | 0.5475
|  | 287:00 | 0 | 0 | 0 | 0 | 0 | 0 | 0 | 0 | 0 | 0 | 0 | 0 | 0.4504 | 0.463 | 0.1035 | 0.3904 | 0.463 | 0.301 | 0.5929 | 0.7208 | 0.2377 | 0.4024 | 0.4685 | 0.5102
|  | 288:00 | 0 | 0 | 0 | 0 | 0 | 0 | 0 | 0 | 0 | 0 | 0 | 0 | 0.4102 | 0.4017 | 0.1166 | 0.3392 | 0.4017 | 0.2775 | 0.4699 | 0.654 | 0.1394 | 0.2952 | 0.3673 | 0.4144

## CapFactor_hour_9daysyear
|  |  | SolarCSP | [5 empty] | Solar PVSAT | [5 empty] | wind | [5 empty] | new wind
Month | Season | Hour | Northeast | West | Coastal | South | Panhandle | ERCOT total | Northeast | West | Coastal | South | Panhandle | ERCOT total | Northeast | West | Coastal | South | Panhandle | ERCOT total | Northeast | West | Coastal | South | Panhandle | ERCOT total
Jan | Winter | 1:00 | 0 | 0 | 0 | 0 | 0 | 0 | 0 | 0 | 0 | 0 | 0 | 0 | 0.3568 | 0.5495 | 0.1516 | 0.468 | 0.5495 | 0.3196 | 0.2986 | 0.444 | 0.5613 | 0.4138 | 0.3381 | 0.3864 | ERCOT total
|  | 2:00 | 0 | 0 | 0 | 0 | 0 | 0 | 0 | 0 | 0 | 0 | 0 | 0 | 0.3479 | 0.4695 | 0.1469 | 0.3893 | 0.4695 | 0.29 | 0.327 | 0.4754 | 0.4899 | 0.3877 | 0.4128 | 0.4249 |  | SOLAR CSP | [9 empty] | SOLAR PVSAT | [9 empty] | wind | [9 empty] | wind-new
|  | 3:00 | 0 | 0 | 0 | 0 | 0 | 0 | 0 | 0 | 0 | 0 | 0 | 0 | 0.2804 | 0.3726 | 0.1093 | 0.3164 | 0.3726 | 0.23 | 0.37 | 0.4737 | 0.4768 | 0.3958 | 0.4304 | 0.4371 |  | Spring | Summer | Fall | [7 empty] | Spring | Summer | Fall | [7 empty] | Spring | Summer | Fall | [7 empty] | Spring | Summer | Fall
|  | 4:00 | 0 | 0 | 0 | 0 | 0 | 0 | 0 | 0 | 0 | 0 | 0 | 0 | 0.2342 | 0.3478 | 0.0975 | 0.3163 | 0.3478 | 0.2092 | 0.3676 | 0.4877 | 0.4445 | 0.3451 | 0.4158 | 0.4267 | 1:00 | 0 | 0 | 0 | [6 empty] | 1:00 | 0 | 0 | 0 | [6 empty] | 1:00 | 0.456 | 0.3183 | 0.4011 | [6 empty] | 1:00 | 0.6593 | 0.5212 | 0.4044
|  | 5:00 | 0 | 0 | 0 | 0 | 0 | 0 | 0 | 0 | 0 | 0 | 0 | 0 | 0.2181 | 0.4143 | 0.1077 | 0.3794 | 0.4143 | 0.2292 | 0.4697 | 0.5277 | 0.4166 | 0.319 | 0.4361 | 0.4531 | 2:00 | 0 | 0 | 0 | [6 empty] | 2:00 | 0 | 0 | 0 | [6 empty] | 2:00 | 0.4475 | 0.2584 | 0.3881 | [6 empty] | 2:00 | 0.6402 | 0.464 | 0.3664
|  | 6:00 | 0 | 0 | 0 | 0 | 0 | 0 | 0 | 0 | 0 | 0 | 0 | 0 | 0.2129 | 0.3977 | 0.0985 | 0.3798 | 0.3977 | 0.2221 | 0.5254 | 0.4825 | 0.4084 | 0.2792 | 0.4479 | 0.4525 | 3:00 | 0 | 0 | 0 | [6 empty] | 3:00 | 0 | 0 | 0 | [6 empty] | 3:00 | 0.4666 | 0.2446 | 0.3531 | [6 empty] | 3:00 | 0.6353 | 0.4585 | 0.3587
|  | 7:00 | 0 | 0 | 0 | 0 | 0 | 0 | 0 | 0 | 0 | 0 | 0 | 0 | 0.2412 | 0.4065 | 0.0928 | 0.4028 | 0.4065 | 0.2335 | 0.547 | 0.4158 | 0.3878 | 0.2571 | 0.3644 | 0.3946 | 4:00 | 0 | 0 | 0 | [6 empty] | 4:00 | 0 | 0 | 0 | [6 empty] | 4:00 | 0.4386 | 0.2694 | 0.3502 | [6 empty] | 4:00 | 0.6181 | 0.4249 | 0.3711
|  | 8:00 | 0 | 0 | 0 | 0 | 0 | 0 | 0.0045 | 0.0219 | 0.0251 | 0.0131 | 0 | 0.0129 | 0.2647 | 0.4105 | 0.0979 | 0.4313 | 0.4105 | 0.2483 | 0.5022 | 0.409 | 0.435 | 0.2519 | 0.3418 | 0.3818 | 5:00 | 0 | 0 | 0 | [6 empty] | 5:00 | 0 | 0 | 0 | [6 empty] | 5:00 | 0.3995 | 0.2559 | 0.3263 | [6 empty] | 5:00 | 0.6218 | 0.4142 | 0.374
|  | 9:00 | 0 | 0 | 0 | 0 | 0 | 0 | 0.2699 | 0.3216 | 0.241 | 0.196 | 0.2884 | 0.2634 | 0.3084 | 0.4286 | 0.1059 | 0.46 | 0.4286 | 0.2717 | 0.4811 | 0.4342 | 0.4567 | 0.2836 | 0.3414 | 0.3888 | 6:00 | 0 | 0 | 0 | [6 empty] | 6:00 | 0.0007 | 0.0066 | 0 | [6 empty] | 6:00 | 0.3679 | 0.2693 | 0.2879 | [6 empty] | 6:00 | 0.6604 | 0.3747 | 0.3691
|  | 10:00 | 0 | 0.0509 | 0 | 0 | 0 | 0.0102 | 0.5401 | 0.5986 | 0.4245 | 0.4177 | 0.6374 | 0.5236 | 0.2509 | 0.3759 | 0.0788 | 0.3964 | 0.3759 | 0.2258 | 0.4426 | 0.4063 | 0.2755 | 0.1751 | 0.4119 | 0.388 | 7:00 | 0 | 0 | 0 | [6 empty] | 7:00 | 0.0958 | 0.1847 | 0.0053 | [6 empty] | 7:00 | 0.3345 | 0.2529 | 0.2757 | [6 empty] | 7:00 | 0.6425 | 0.3314 | 0.3716
|  | 11:00 | 0.1321 | 0.2156 | 0.044 | 0.0372 | 0.2493 | 0.1356 | 0.6567 | 0.6735 | 0.472 | 0.5395 | 0.7435 | 0.617 | 0.2417 | 0.4009 | 0.0773 | 0.3721 | 0.4009 | 0.2207 | 0.3362 | 0.3106 | 0.1529 | 0.0933 | 0.2399 | 0.2503 | 8:00 | 0 | 0.0126 | 0 | [6 empty] | 8:00 | 0.3954 | 0.5577 | 0.2447 | [6 empty] | 8:00 | 0.2531 | 0.1969 | 0.2739 | [6 empty] | 8:00 | 0.5487 | 0.263 | 0.3395
|  | 12:00 | 0.3054 | 0.4031 | 0.1489 | 0.0974 | 0.5056 | 0.2921 | 0.6656 | 0.6866 | 0.4938 | 0.4987 | 0.7199 | 0.6129 | 0.3135 | 0.5426 | 0.0906 | 0.4699 | 0.5426 | 0.2825 | 0.2676 | 0.2322 | 0.1413 | 0.0823 | 0.2119 | 0.2089 | 9:00 | 0.1115 | 0.3277 | 0.1213 | [6 empty] | 9:00 | 0.5971 | 0.7871 | 0.5463 | [6 empty] | 9:00 | 0.1942 | 0.1483 | 0.2734 | [6 empty] | 9:00 | 0.4574 | 0.2138 | 0.3193
|  | 13:00 | 0.3225 | 0.4281 | 0.1528 | 0.1441 | 0.4484 | 0.2992 | 0.6469 | 0.6762 | 0.4806 | 0.5492 | 0.6737 | 0.6053 | 0.3236 | 0.4488 | 0.0923 | 0.4197 | 0.4488 | 0.2649 | 0.2502 | 0.2231 | 0.086 | 0.0813 | 0.2155 | 0.2004 | 10:00 | 0.4102 | 0.7272 | 0.4494 | [6 empty] | 10:00 | 0.7258 | 0.8678 | 0.6572 | [6 empty] | 10:00 | 0.1881 | 0.1279 | 0.208 | [6 empty] | 10:00 | 0.3256 | 0.1674 | 0.2213
|  | 14:00 | 0.3302 | 0.4308 | 0.1496 | 0.1222 | 0.4493 | 0.2964 | 0.6532 | 0.6725 | 0.4883 | 0.504 | 0.6743 | 0.5985 | 0.2821 | 0.3345 | 0.0801 | 0.3104 | 0.3345 | 0.213 | 0.3055 | 0.2085 | 0.0752 | 0.0809 | 0.1967 | 0.1926 | 11:00 | 0.4276 | 0.8504 | 0.5743 | [6 empty] | 11:00 | 0.7521 | 0.8733 | 0.6891 | [6 empty] | 11:00 | 0.1917 | 0.1143 | 0.1874 | [6 empty] | 11:00 | 0.3857 | 0.1674 | 0.1462
|  | 15:00 | 0.3472 | 0.4698 | 0.1874 | 0.1646 | 0.505 | 0.3348 | 0.6542 | 0.6929 | 0.5334 | 0.4874 | 0.7178 | 0.6171 | 0.2794 | 0.3135 | 0.0725 | 0.2824 | 0.3135 | 0.2012 | 0.3231 | 0.19 | 0.0991 | 0.0871 | 0.1995 | 0.1949 | 12:00 | 0.371 | 0.8741 | 0.5459 | [6 empty] | 12:00 | 0.8102 | 0.8498 | 0.655 | [6 empty] | 12:00 | 0.2841 | 0.0962 | 0.2272 | [6 empty] | 12:00 | 0.529 | 0.1374 | 0.2479
|  | 16:00 | 0.3221 | 0.4663 | 0.2666 | 0.0936 | 0.5566 | 0.341 | 0.5781 | 0.6588 | 0.5262 | 0.3709 | 0.7186 | 0.5705 | 0.3382 | 0.3482 | 0.0767 | 0.2834 | 0.3482 | 0.2237 | 0.3218 | 0.2012 | 0.1452 | 0.1121 | 0.1988 | 0.2033 | 13:00 | 0.339 | 0.926 | 0.4855 | [6 empty] | 13:00 | 0.8016 | 0.8493 | 0.6973 | [6 empty] | 13:00 | 0.3406 | 0.1161 | 0.1929 | [6 empty] | 13:00 | 0.5802 | 0.1692 | 0.238
|  | 17:00 | 0.055 | 0.2775 | 0.0813 | 0.0652 | 0.4715 | 0.1901 | 0.3663 | 0.4849 | 0.3331 | 0.2389 | 0.5902 | 0.4027 | 0.3664 | 0.32 | 0.1055 | 0.2864 | 0.32 | 0.2405 | 0.3099 | 0.2105 | 0.2156 | 0.1353 | 0.2296 | 0.2286 | 14:00 | 0.4448 | 0.9171 | 0.417 | [6 empty] | 14:00 | 0.8069 | 0.8466 | 0.6645 | [6 empty] | 14:00 | 0.2997 | 0.1834 | 0.1645 | [6 empty] | 14:00 | 0.5397 | 0.186 | 0.2824
|  | 18:00 | 0 | 0 | 0 | 0 | 0 | 0 | 0.0521 | 0.155 | 0.0411 | 0.0641 | 0.2317 | 0.1088 | 0.356 | 0.3813 | 0.1159 | 0.3203 | 0.3813 | 0.2557 | 0.3066 | 0.2415 | 0.302 | 0.1682 | 0.2813 | 0.2725 | 15:00 | 0.3666 | 0.9005 | 0.515 | [6 empty] | 15:00 | 0.8102 | 0.8518 | 0.6945 | [6 empty] | 15:00 | 0.2589 | 0.1645 | 0.1581 | [6 empty] | 15:00 | 0.4448 | 0.2004 | 0.2468
|  | 19:00 | 0 | 0 | 0 | 0 | 0 | 0 | 0 | 0.001 | 0 | 0 | 0 | 0.0002 | 0.4174 | 0.49 | 0.1369 | 0.428 | 0.49 | 0.3158 | 0.3926 | 0.3174 | 0.4002 | 0.3055 | 0.3626 | 0.3575 | 16:00 | 0.3849 | 0.8556 | 0.4608 | [6 empty] | 16:00 | 0.7089 | 0.8531 | 0.6358 | [6 empty] | 16:00 | 0.2578 | 0.1475 | 0.1577 | [6 empty] | 16:00 | 0.4542 | 0.218 | 0.299
|  | 20:00 | 0 | 0 | 0 | 0 | 0 | 0 | 0 | 0 | 0 | 0 | 0 | 0 | 0.4117 | 0.4638 | 0.1393 | 0.4489 | 0.4638 | 0.3162 | 0.47 | 0.4323 | 0.4542 | 0.3349 | 0.4861 | 0.4618 | 17:00 | 0.4101 | 0.7436 | 0.3705 | [6 empty] | 17:00 | 0.7081 | 0.7916 | 0.4353 | [6 empty] | 17:00 | 0.2615 | 0.1508 | 0.1695 | [6 empty] | 17:00 | 0.5143 | 0.2165 | 0.3226
|  | 21:00 | 0 | 0 | 0 | 0 | 0 | 0 | 0 | 0 | 0 | 0 | 0 | 0 | 0.4085 | 0.4365 | 0.1338 | 0.456 | 0.4365 | 0.3112 | 0.5246 | 0.5675 | 0.488 | 0.3838 | 0.6013 | 0.5624 | 18:00 | 0.0695 | 0.5343 | 0.0273 | [6 empty] | 18:00 | 0.4816 | 0.6451 | 0.0906 | [6 empty] | 18:00 | 0.3254 | 0.1979 | 0.1704 | [6 empty] | 18:00 | 0.561 | 0.2466 | 0.345
|  | 22:00 | 0 | 0 | 0 | 0 | 0 | 0 | 0 | 0 | 0 | 0 | 0 | 0 | 0.4282 | 0.4514 | 0.1346 | 0.4334 | 0.4514 | 0.3144 | 0.4238 | 0.5284 | 0.35 | 0.3889 | 0.5725 | 0.5121 | 19:00 | 0 | 0.0418 | 0 | [6 empty] | 19:00 | 0.1357 | 0.3408 | 0.0001 | [6 empty] | 19:00 | 0.4104 | 0.2265 | 0.1889 | [6 empty] | 19:00 | 0.6292 | 0.2769 | 0.419
|  | 23:00 | 0 | 0 | 0 | 0 | 0 | 0 | 0 | 0 | 0 | 0 | 0 | 0 | 0.4664 | 0.4958 | 0.1266 | 0.435 | 0.4958 | 0.3275 | 0.3396 | 0.4841 | 0.3129 | 0.4767 | 0.527 | 0.4694 | 20:00 | 0 | 0 | 0 | [6 empty] | 20:00 | 0.0039 | 0.0411 | 0 | [6 empty] | 20:00 | 0.431 | 0.2566 | 0.2666 | [6 empty] | 20:00 | 0.7398 | 0.3917 | 0.4129
|  | 24:00 | 0 | 0 | 0 | 0 | 0 | 0 | 0 | 0 | 0 | 0 | 0 | 0 | 0.4185 | 0.4117 | 0.1115 | 0.3986 | 0.4117 | 0.2907 | 0.3879 | 0.4293 | 0.2613 | 0.4427 | 0.4378 | 0.4103 | 21:00 | 0 | 0 | 0 | [6 empty] | 21:00 | 0 | 0 | 0 | [6 empty] | 21:00 | 0.4282 | 0.2818 | 0.3625 | [6 empty] | 21:00 | 0.8021 | 0.5139 | 0.4091
Feb |  | 25:00 | 0 | 0 | 0 | 0 | 0 | 0 | 0 | 0 | 0 | 0 | 0 | 0 | 0.2844 | 0.3183 | 0.0688 | 0.2738 | 0.3183 | 0.2 | 0.1647 | 0.424 | 0.1211 | 0.2983 | 0.4965 | 0.3909 | 22:00 | 0 | 0 | 0 | [6 empty] | 22:00 | 0 | 0 | 0 | [6 empty] | 22:00 | 0.4818 | 0.265 | 0.3886 | [6 empty] | 22:00 | 0.7607 | 0.5082 | 0.4432
|  | 26:00 | 0 | 0 | 0 | 0 | 0 | 0 | 0 | 0 | 0 | 0 | 0 | 0 | 0.332 | 0.3813 | 0.0903 | 0.3219 | 0.3813 | 0.239 | 0.1949 | 0.4511 | 0.2229 | 0.3483 | 0.5077 | 0.4199 | 23:00 | 0 | 0 | 0 | [6 empty] | 23:00 | 0 | 0 | 0 | [6 empty] | 23:00 | 0.4783 | 0.2656 | 0.3574 | [6 empty] | 23:00 | 0.7406 | 0.4857 | 0.4605
|  | 27:00 | 0 | 0 | 0 | 0 | 0 | 0 | 0 | 0 | 0 | 0 | 0 | 0 | 0.3772 | 0.4151 | 0.1022 | 0.3595 | 0.4151 | 0.2681 | 0.198 | 0.4549 | 0.3615 | 0.428 | 0.4385 | 0.4057 | 24:00 | 0 | 0 | 0 | [6 empty] | 24:00 | 0 | 0 | 0 | [6 empty] | 24:00 | 0.489 | 0.3226 | 0.3593 | [6 empty] | 24:00 | 0.5846 | 0.4917 | 0.4745
|  | 28:00 | 0 | 0 | 0 | 0 | 0 | 0 | 0 | 0 | 0 | 0 | 0 | 0 | 0.4551 | 0.4277 | 0.1189 | 0.4112 | 0.4277 | 0.3085 | 0.2824 | 0.4716 | 0.5008 | 0.5376 | 0.3863 | 0.4136
|  | 29:00 | 0 | 0 | 0 | 0 | 0 | 0 | 0 | 0 | 0 | 0 | 0 | 0 | 0.4607 | 0.4496 | 0.1361 | 0.4468 | 0.4496 | 0.3266 | 0.2791 | 0.4928 | 0.4842 | 0.5103 | 0.4603 | 0.4521
|  | 30:00 | 0 | 0 | 0 | 0 | 0 | 0 | 0 | 0 | 0 | 0 | 0 | 0 | 0.3806 | 0.4284 | 0.1214 | 0.453 | 0.4284 | 0.2968 | 0.2551 | 0.4717 | 0.3965 | 0.3981 | 0.4786 | 0.4388 | Northeast
|  | 31:00 | 0 | 0 | 0 | 0 | 0 | 0 | 0 | 0 | 0 | 0 | 0 | 0 | 0.394 | 0.3987 | 0.1186 | 0.4517 | 0.3987 | 0.2957 | 0.3075 | 0.4713 | 0.3814 | 0.4096 | 0.51 | 0.4592 |  | SOLAR CSP | [9 empty] | SOLAR PVSAT | [9 empty] | wind | [9 empty] | new-wind
|  | 32:00 | 0 | 0 | 0 | 0 | 0 | 0 | 0.0791 | 0.064 | 0.1298 | 0.0621 | 0.0053 | 0.0681 | 0.3904 | 0.3987 | 0.0997 | 0.4025 | 0.3987 | 0.2773 | 0.2508 | 0.457 | 0.3425 | 0.447 | 0.476 | 0.4297 |  | 1 | 2 | 3 | 4 | 5 | 6 | 7 | 8 | 9 |  | 1 | 2 | 3 | 4 | 5 | 6 | 7 | 8 | 9 |  | 1 | 2 | 3 | 4 | 5 | 6 | 7 | 8 | 9 |  | 1 | 2 | 3 | 4 | 5 | 6 | 7 | 8 | 9
|  | 33:00 | 0 | 0 | 0 | 0 | 0 | 0 | 0.4657 | 0.4355 | 0.4771 | 0.3181 | 0.3369 | 0.4067 | 0.4001 | 0.4322 | 0.0942 | 0.3929 | 0.4322 | 0.2799 | 0.2143 | 0.4694 | 0.3063 | 0.5191 | 0.4703 | 0.4246 | 1:00 | 0 | 0 | 0 | 0 | 0 | 0 | 0 | 0 | 0 | 1:00 | 0 | 0 | 0 | 0 | 0 | 0 | 0 | 0 | 0 | 1:00 | 0.2917 | 0.4841 | 0.2996 | 0.6273 | 0.5019 | 0.0843 | 0.3349 | 0.2789 | 0.6336 | 1:00 | 0.1421 | 0.4583 | 0.2924 | 0.8029 | 0.7109 | 0.097 | 0.5299 | 0.2176 | 0.6847
|  | 34:00 | 0.0943 | 0.1206 | 0.0771 | 0 | 0 | 0.0584 | 0.7051 | 0.7039 | 0.6804 | 0.5522 | 0.6468 | 0.6577 | 0.4204 | 0.4703 | 0.138 | 0.4736 | 0.4703 | 0.3238 | 0.1795 | 0.5433 | 0.2414 | 0.402 | 0.4187 | 0.3987 | 2:00 | 0 | 0 | 0 | 0 | 0 | 0 | 0 | 0 | 0 | 2:00 | 0 | 0 | 0 | 0 | 0 | 0 | 0 | 0 | 0 | 2:00 | 0.2419 | 0.4337 | 0.3203 | 0.6208 | 0.5061 | 0.096 | 0.3265 | 0.3206 | 0.5789 | 2:00 | 0.0787 | 0.3562 | 0.3104 | 0.8044 | 0.6603 | 0.0735 | 0.4763 | 0.2245 | 0.6208
|  | 35:00 | 0.2844 | 0.5028 | 0.2332 | 0.0384 | 0.2473 | 0.2612 | 0.7824 | 0.7697 | 0.698 | 0.6017 | 0.7572 | 0.7218 | 0.4548 | 0.5354 | 0.157 | 0.5414 | 0.5354 | 0.3623 | 0.1735 | 0.6101 | 0.212 | 0.3594 | 0.4739 | 0.4356 | 3:00 | 0 | 0 | 0 | 0 | 0 | 0 | 0 | 0 | 0 | 3:00 | 0 | 0 | 0 | 0 | 0 | 0 | 0 | 0 | 0 | 3:00 | 0.235 | 0.4275 | 0.297 | 0.6308 | 0.5042 | 0.1176 | 0.3275 | 0.3003 | 0.4866 | 3:00 | 0.0444 | 0.3312 | 0.2989 | 0.7611 | 0.6704 | 0.0555 | 0.421 | 0.215 | 0.5155
|  | 36:00 | 0.4503 | 0.5996 | 0.2676 | 0.093 | 0.5459 | 0.3913 | 0.7764 | 0.7446 | 0.6983 | 0.671 | 0.7611 | 0.7303 | 0.528 | 0.5736 | 0.1734 | 0.5493 | 0.5736 | 0.3956 | 0.2558 | 0.6836 | 0.4384 | 0.3501 | 0.6124 | 0.5566 | 4:00 | 0 | 0 | 0 | 0 | 0 | 0 | 0 | 0 | 0 | 4:00 | 0 | 0 | 0 | 0 | 0 | 0 | 0 | 0 | 0 | 4:00 | 0.2246 | 0.4777 | 0.2808 | 0.6166 | 0.5041 | 0.1437 | 0.3539 | 0.2951 | 0.4758 | 4:00 | 0.0203 | 0.3265 | 0.192 | 0.6792 | 0.6294 | 0.0462 | 0.4085 | 0.1733 | 0.4659
|  | 37:00 | 0.4974 | 0.6087 | 0.2485 | 0.1189 | 0.4577 | 0.3862 | 0.7441 | 0.7473 | 0.6806 | 0.6304 | 0.7424 | 0.709 | 0.4439 | 0.4078 | 0.1589 | 0.4572 | 0.4078 | 0.3281 | 0.2891 | 0.6269 | 0.3501 | 0.2159 | 0.7052 | 0.5781 | 5:00 | 0 | 0 | 0 | 0 | 0 | 0 | 0 | 0 | 0 | 5:00 | 0 | 0 | 0 | 0 | 0 | 0 | 0 | 0 | 0 | 5:00 | 0.2171 | 0.4872 | 0.2829 | 0.6198 | 0.4837 | 0.1301 | 0.3942 | 0.2859 | 0.3841 | 5:00 | 0.0192 | 0.3711 | 0.1723 | 0.6805 | 0.5662 | 0.0419 | 0.5391 | 0.1732 | 0.4086
|  | 38:00 | 0.4976 | 0.6204 | 0.0852 | 0.1236 | 0.3809 | 0.3415 | 0.7565 | 0.7493 | 0.7248 | 0.6099 | 0.7305 | 0.7142 | 0.3597 | 0.3062 | 0.1286 | 0.3466 | 0.3062 | 0.2582 | 0.2096 | 0.5038 | 0.2281 | 0.2448 | 0.6404 | 0.4961 | 6:00 | 0 | 0 | 0 | 0 | 0 | 0 | 0 | 0 | 0 | 6:00 | 0 | 0 | 0.0019 | 0 | 0 | 0.0088 | 0 | 0 | 0.0586 | 6:00 | 0.212 | 0.4772 | 0.255 | 0.6119 | 0.4562 | 0.1174 | 0.3468 | 0.2471 | 0.285 | 6:00 | 0.0483 | 0.3975 | 0.1797 | 0.6542 | 0.5592 | 0.0335 | 0.5025 | 0.1228 | 0.3014
|  | 39:00 | 0.4094 | 0.6377 | 0.0976 | 0.111 | 0.3474 | 0.3206 | 0.7402 | 0.6425 | 0.5915 | 0.5894 | 0.7166 | 0.6561 | 0.4351 | 0.3687 | 0.1434 | 0.3977 | 0.3687 | 0.3029 | 0.2128 | 0.5183 | 0.4061 | 0.352 | 0.5536 | 0.4812 | 7:00 | 0 | 0 | 0 | 0 | 0 | 0 | 0 | 0 | 0 | 7:00 | 0 | 0 | 0.106 | 0.0035 | 0.0066 | 0.1719 | 0 | 0.0301 | 0.3386 | 7:00 | 0.2037 | 0.4184 | 0.2369 | 0.528 | 0.3927 | 0.0947 | 0.3722 | 0.2246 | 0.2667 | 7:00 | 0.0516 | 0.4185 | 0.1587 | 0.6552 | 0.5952 | 0.0198 | 0.5006 | 0.0609 | 0.2799
|  | 40:00 | 0.4467 | 0.6345 | 0.0897 | 0.1039 | 0.4589 | 0.3467 | 0.6328 | 0.6613 | 0.4989 | 0.4689 | 0.7239 | 0.5972 | 0.4177 | 0.3212 | 0.1424 | 0.3887 | 0.3212 | 0.2902 | 0.2718 | 0.5246 | 0.4751 | 0.369 | 0.442 | 0.442 | 8:00 | 0 | 0 | 0 | 0 | 0 | 0 | 0 | 0 | 0.0772 | 8:00 | 0.0222 | 0.0261 | 0.3794 | 0.187 | 0.2175 | 0.3592 | 0.077 | 0.3401 | 0.5392 | 8:00 | 0.2006 | 0.3972 | 0.1985 | 0.5536 | 0.3914 | 0.0524 | 0.3764 | 0.1928 | 0.3121 | 8:00 | 0.0336 | 0.3985 | 0.1262 | 0.6795 | 0.5669 | 0.0092 | 0.4273 | 0.0451 | 0.2921
|  | 41:00 | 0.2648 | 0.4357 | 0 | 0.0552 | 0.1652 | 0.1842 | 0.4947 | 0.4604 | 0.2752 | 0.3842 | 0.5866 | 0.4402 | 0.3908 | 0.3303 | 0.1453 | 0.4009 | 0.3303 | 0.2873 | 0.3113 | 0.5425 | 0.4396 | 0.3181 | 0.439 | 0.4427 | 9:00 | 0 | 0 | 0.1268 | 0 | 0 | 0.1945 | 0 | 0.0176 | 0.4012 | 9:00 | 0.2004 | 0.1919 | 0.4793 | 0.6029 | 0.6855 | 0.53 | 0.431 | 0.715 | 0.7132 | 9:00 | 0.199 | 0.3501 | 0.1773 | 0.5874 | 0.4042 | 0.0266 | 0.3964 | 0.1507 | 0.352 | 9:00 | 0.0252 | 0.3688 | 0.0959 | 0.7184 | 0.5328 | 0.0032 | 0.3677 | 0.0378 | 0.3112
|  | 42:00 | 0.003 | 0.0611 | 0 | 0 | 0.0161 | 0.016 | 0.1547 | 0.1866 | 0.0869 | 0.182 | 0.3008 | 0.1822 | 0.4544 | 0.444 | 0.1727 | 0.5011 | 0.444 | 0.3496 | 0.3525 | 0.61 | 0.5217 | 0.4204 | 0.492 | 0.5031 | 10:00 | 0 | 0 | 0.3967 | 0.2775 | 0.3613 | 0.3076 | 0.0996 | 0.4573 | 0.5656 | 10:00 | 0.3483 | 0.1642 | 0.7155 | 0.7365 | 0.8142 | 0.6251 | 0.6866 | 0.7958 | 0.7407 | 10:00 | 0.2133 | 0.3556 | 0.1296 | 0.5358 | 0.3498 | 0.0169 | 0.4166 | 0.1192 | 0.3609 | 10:00 | 0.0142 | 0.3098 | 0.0498 | 0.7244 | 0.4922 | 0.0003 | 0.4397 | 0.0032 | 0.3356
|  | 43:00 | 0 | 0 | 0 | 0 | 0 | 0 | 0.0001 | 0.006 | 0 | 0.0011 | 0.0086 | 0.0031 | 0.4559 | 0.5069 | 0.1732 | 0.4982 | 0.5069 | 0.3571 | 0.3847 | 0.6305 | 0.496 | 0.5177 | 0.5377 | 0.5357 | 11:00 | 0 | 0 | 0.5348 | 0.5059 | 0.6891 | 0.3133 | 0.3823 | 0.7188 | 0.5277 | 11:00 | 0.303 | 0.2803 | 0.781 | 0.7544 | 0.7844 | 0.6873 | 0.6828 | 0.7985 | 0.7552 | 11:00 | 0.1808 | 0.5336 | 0.1176 | 0.5438 | 0.3096 | 0.0112 | 0.2969 | 0.1362 | 0.3487 | 11:00 | 0.0025 | 0.4329 | 0.06 | 0.8551 | 0.6544 | 0.0016 | 0.2058 | 0 | 0.2961
|  | 44:00 | 0 | 0 | 0 | 0 | 0 | 0 | 0 | 0 | 0 | 0 | 0 | 0 | 0.5011 | 0.5979 | 0.1737 | 0.5674 | 0.5979 | 0.3946 | 0.4378 | 0.6775 | 0.4221 | 0.5388 | 0.4807 | 0.5162 | 12:00 | 0 | 0.0316 | 0.766 | 0.3671 | 0.6133 | 0.2937 | 0.3897 | 0.6609 | 0.6506 | 12:00 | 0.3563 | 0.3785 | 0.8013 | 0.6496 | 0.7318 | 0.6531 | 0.6126 | 0.7551 | 0.8539 | 12:00 | 0.1374 | 0.526 | 0.1171 | 0.5585 | 0.3028 | 0.0129 | 0.169 | 0.1498 | 0.4319 | 12:00 | 0.0081 | 0.5677 | 0.0962 | 0.8523 | 0.6641 | 0.0047 | 0.0997 | 0.0165 | 0.3926
|  | 45:00 | 0 | 0 | 0 | 0 | 0 | 0 | 0 | 0 | 0 | 0 | 0 | 0 | 0.5414 | 0.6738 | 0.171 | 0.6219 | 0.6738 | 0.4247 | 0.501 | 0.713 | 0.3751 | 0.5152 | 0.4428 | 0.5059 | 13:00 | 0.0131 | 0.0559 | 0.8565 | 0.3372 | 0.5996 | 0.3436 | 0.4388 | 0.686 | 0.8004 | 13:00 | 0.3969 | 0.3071 | 0.7951 | 0.6579 | 0.7122 | 0.6774 | 0.6191 | 0.7458 | 0.857 | 13:00 | 0.1455 | 0.5209 | 0.0882 | 0.517 | 0.287 | 0.0212 | 0.1239 | 0.1564 | 0.5117 | 13:00 | 0.0587 | 0.5906 | 0.0497 | 0.8306 | 0.6385 | 0.0141 | 0.0477 | 0.0383 | 0.4797
|  | 46:00 | 0 | 0 | 0 | 0 | 0 | 0 | 0 | 0 | 0 | 0 | 0 | 0 | 0.541 | 0.7208 | 0.1773 | 0.6598 | 0.7208 | 0.4403 | 0.4969 | 0.7158 | 0.3265 | 0.5712 | 0.3604 | 0.4616 | 14:00 | 0.0368 | 0.0712 | 0.8086 | 0.3947 | 0.652 | 0.2854 | 0.4865 | 0.7324 | 0.7817 | 14:00 | 0.3415 | 0.408 | 0.7939 | 0.6216 | 0.7487 | 0.5698 | 0.6432 | 0.7723 | 0.8757 | 14:00 | 0.1565 | 0.4844 | 0.0883 | 0.5195 | 0.2619 | 0.0305 | 0.1118 | 0.11 | 0.482 | 14:00 | 0.1443 | 0.5698 | 0.0329 | 0.8545 | 0.5696 | 0.0224 | 0.0146 | 0.068 | 0.4206
|  | 47:00 | 0 | 0 | 0 | 0 | 0 | 0 | 0 | 0 | 0 | 0 | 0 | 0 | 0.4343 | 0.4994 | 0.1476 | 0.5444 | 0.4994 | 0.3491 | 0.4421 | 0.6198 | 0.1502 | 0.3745 | 0.4015 | 0.4254 | 15:00 | 0.1412 | 0 | 0.845 | 0.4175 | 0.7306 | 0.4985 | 0.5888 | 0.7688 | 0.5547 | 15:00 | 0.4394 | 0.3914 | 0.828 | 0.6902 | 0.7922 | 0.7037 | 0.7021 | 0.7949 | 0.7115 | 15:00 | 0.1967 | 0.4802 | 0.1725 | 0.5236 | 0.2663 | 0.0404 | 0.0934 | 0.0955 | 0.4602 | 15:00 | 0.1741 | 0.5528 | 0.0732 | 0.8162 | 0.6097 | 0.0202 | 0.0099 | 0.0816 | 0.4309
|  | 48:00 | 0 | 0 | 0 | 0 | 0 | 0 | 0 | 0 | 0 | 0 | 0 | 0 | 0.421 | 0.4545 | 0.1312 | 0.4711 | 0.4545 | 0.3189 | 0.3769 | 0.5331 | 0.2578 | 0.3324 | 0.3917 | 0.404 | 16:00 | 0.2618 | 0.1046 | 0.8204 | 0.511 | 0.7661 | 0.4094 | 0.6307 | 0.79 | 0.5421 | 16:00 | 0.4305 | 0.4418 | 0.7909 | 0.6675 | 0.7671 | 0.6388 | 0.6708 | 0.7789 | 0.82 | 16:00 | 0.2071 | 0.4917 | 0.2013 | 0.5058 | 0.2447 | 0.0904 | 0.0752 | 0.1075 | 0.4409 | 16:00 | 0.1411 | 0.466 | 0.1013 | 0.8141 | 0.6206 | 0.059 | 0.0155 | 0.0921 | 0.3933
Mar | Spring | 49:00 | 0 | 0 | 0 | 0 | 0 | 0 | 0 | 0 | 0 | 0 | 0 | 0 | 0.4019 | 0.438 | 0.1198 | 0.491 | 0.438 | 0.3109 | 0.5272 | 0.6632 | 0.4977 | 0.4303 | 0.3493 | 0.4609 | 17:00 | 0 | 0.1828 | 0.5256 | 0.1214 | 0.1972 | 0.2714 | 0.0239 | 0.4247 | 0.6877 | 17:00 | 0.2967 | 0.3683 | 0.5921 | 0.4937 | 0.5652 | 0.5167 | 0.4537 | 0.6208 | 0.7689 | 17:00 | 0.2028 | 0.4486 | 0.2013 | 0.5274 | 0.2557 | 0.1327 | 0.0748 | 0.1051 | 0.4908 | 17:00 | 0.1267 | 0.3988 | 0.1163 | 0.8035 | 0.5845 | 0.0938 | 0.0167 | 0.1323 | 0.4464
|  | 50:00 | 0 | 0 | 0 | 0 | 0 | 0 | 0 | 0 | 0 | 0 | 0 | 0 | 0.4382 | 0.5198 | 0.1161 | 0.4927 | 0.5198 | 0.3297 | 0.444 | 0.6632 | 0.4995 | 0.4095 | 0.4172 | 0.4848 | 18:00 | 0 | 0 | 0.3036 | 0 | 0 | 0.2261 | 0 | 0 | 0.5482 | 18:00 | 0.0196 | 0.2576 | 0.4424 | 0.0435 | 0.0457 | 0.4037 | 0.0378 | 0.1363 | 0.6421 | 18:00 | 0.2178 | 0.4598 | 0.2536 | 0.4914 | 0.306 | 0.1671 | 0.0689 | 0.0865 | 0.4547 | 18:00 | 0.1192 | 0.4646 | 0.1713 | 0.8068 | 0.6505 | 0.1025 | 0.0225 | 0.1205 | 0.4692
|  | 51:00 | 0 | 0 | 0 | 0 | 0 | 0 | 0 | 0 | 0 | 0 | 0 | 0 | 0.3895 | 0.5961 | 0.1198 | 0.5182 | 0.5961 | 0.3316 | 0.4028 | 0.6472 | 0.5451 | 0.4306 | 0.3686 | 0.4583 | 19:00 | 0 | 0 | 0 | 0 | 0 | 0.0267 | 0 | 0 | 0.0305 | 19:00 | 0 | 0.0091 | 0.2219 | 0 | 0 | 0.214 | 0 | 0 | 0.3071 | 19:00 | 0.2467 | 0.4357 | 0.3028 | 0.4953 | 0.4228 | 0.1529 | 0.0754 | 0.0959 | 0.4855 | 19:00 | 0.1349 | 0.4867 | 0.2722 | 0.8308 | 0.7723 | 0.1764 | 0.0536 | 0.1268 | 0.5991
|  | 52:00 | 0 | 0 | 0 | 0 | 0 | 0 | 0 | 0 | 0 | 0 | 0 | 0 | 0.3611 | 0.5037 | 0.1295 | 0.5154 | 0.5037 | 0.3159 | 0.4422 | 0.6874 | 0.5882 | 0.4568 | 0.3397 | 0.4634 | 20:00 | 0 | 0 | 0 | 0 | 0 | 0 | 0 | 0 | 0 | 20:00 | 0 | 0 | 0.0086 | 0 | 0 | 0.0017 | 0 | 0 | 0.0175 | 20:00 | 0.2831 | 0.3389 | 0.3461 | 0.6193 | 0.5585 | 0.1651 | 0.0891 | 0.1793 | 0.4741 | 20:00 | 0.1833 | 0.5019 | 0.3153 | 0.8691 | 0.8626 | 0.2087 | 0.0526 | 0.2307 | 0.6228
|  | 53:00 | 0 | 0 | 0 | 0 | 0 | 0 | 0 | 0 | 0 | 0 | 0 | 0 | 0.3139 | 0.4761 | 0.1041 | 0.4282 | 0.4761 | 0.2718 | 0.4876 | 0.6657 | 0.5756 | 0.4822 | 0.2807 | 0.4338 | 21:00 | 0 | 0 | 0 | 0 | 0 | 0 | 0 | 0 | 0 | 21:00 | 0 | 0 | 0 | 0 | 0 | 0 | 0 | 0 | 0 | 21:00 | 0.327 | 0.3217 | 0.3902 | 0.7043 | 0.5965 | 0.1812 | 0.1158 | 0.3127 | 0.4469 | 21:00 | 0.2273 | 0.4975 | 0.3413 | 0.8422 | 0.8952 | 0.2306 | 0.0653 | 0.3661 | 0.6097
|  | 54:00 | 0 | 0 | 0 | 0 | 0 | 0 | 0 | 0 | 0 | 0 | 0 | 0 | 0.2912 | 0.4427 | 0.1244 | 0.4654 | 0.4427 | 0.277 | 0.5604 | 0.6296 | 0.6904 | 0.5407 | 0.2936 | 0.456 | 22:00 | 0 | 0 | 0 | 0 | 0 | 0 | 0 | 0 | 0 | 22:00 | 0 | 0 | 0 | 0 | 0 | 0 | 0 | 0 | 0 | 22:00 | 0.2798 | 0.3727 | 0.3787 | 0.704 | 0.6009 | 0.1867 | 0.145 | 0.3821 | 0.5468 | 22:00 | 0.143 | 0.609 | 0.5107 | 0.7795 | 0.8814 | 0.1997 | 0.098 | 0.5986 | 0.6724
|  | 55:00 | 0 | 0 | 0 | 0 | 0 | 0 | 0 | 0.0034 | 0 | 0 | 0 | 0.0007 | 0.3393 | 0.4562 | 0.0992 | 0.4441 | 0.4562 | 0.2778 | 0.4933 | 0.5426 | 0.7688 | 0.5616 | 0.2784 | 0.431 | 23:00 | 0 | 0 | 0 | 0 | 0 | 0 | 0 | 0 | 0 | 23:00 | 0 | 0 | 0 | 0 | 0 | 0 | 0 | 0 | 0 | 23:00 | 0.2335 | 0.4325 | 0.3945 | 0.6084 | 0.6013 | 0.1508 | 0.1169 | 0.4239 | 0.5202 | 23:00 | 0.1246 | 0.5386 | 0.5369 | 0.7486 | 0.8465 | 0.1595 | 0.2352 | 0.7098 | 0.6018
|  | 56:00 | 0 | 0 | 0 | 0 | 0 | 0 | 0.1432 | 0.1876 | 0.0235 | 0.1096 | 0.0607 | 0.1049 | 0.4779 | 0.4097 | 0.0826 | 0.3735 | 0.4097 | 0.2907 | 0.4046 | 0.4776 | 0.7102 | 0.5751 | 0.2238 | 0.3728 | 24:00 | 0 | 0 | 0 | 0 | 0 | 0 | 0 | 0 | 0 | 24:00 | 0 | 0 | 0 | 0 | 0 | 0 | 0 | 0 | 0 | 24:00 | 0.2508 | 0.522 | 0.3724 | 0.5741 | 0.5713 | 0.2032 | 0.1518 | 0.3888 | 0.5041 | 24:00 | 0.1366 | 0.4579 | 0.5507 | 0.7213 | 0.7957 | 0.1513 | 0.3759 | 0.616 | 0.6304
|  | 57:00 | 0 | 0.0042 | 0 | 0 | 0 | 0.0008 | 0.4621 | 0.5912 | 0.0614 | 0.4015 | 0.4395 | 0.3912 | 0.4622 | 0.3678 | 0.0742 | 0.3322 | 0.3678 | 0.2698 | 0.3507 | 0.4239 | 0.654 | 0.6047 | 0.1917 | 0.3333
|  | 58:00 | 0.2182 | 0.3351 | 0 | 0.1932 | 0.1338 | 0.176 | 0.657 | 0.7865 | 0.2379 | 0.6205 | 0.6944 | 0.5993 | 0.4017 | 0.4138 | 0.1253 | 0.3686 | 0.4138 | 0.2858 | 0.4306 | 0.4069 | 0.7136 | 0.6831 | 0.1779 | 0.3419
|  | 59:00 | 0.5002 | 0.7479 | 0 | 0.4246 | 0.4501 | 0.4246 | 0.7329 | 0.8408 | 0.3587 | 0.7949 | 0.7934 | 0.7042 | 0.4928 | 0.5659 | 0.1248 | 0.505 | 0.5659 | 0.3565 | 0.3006 | 0.325 | 0.8233 | 0.6586 | 0.1987 | 0.3306 | West
|  | 60:00 | 0.5334 | 0.7507 | 0.168 | 0.583 | 0.5327 | 0.5136 | 0.7943 | 0.8434 | 0.5496 | 0.8067 | 0.8052 | 0.7599 | 0.5693 | 0.5552 | 0.1341 | 0.5181 | 0.5552 | 0.3831 | 0.2764 | 0.3536 | 0.8207 | 0.6536 | 0.2739 | 0.3715 |  | SOLAR CSP | [9 empty] | SOLAR PVSAT | [9 empty] | wind | [9 empty] | new wind
|  | 61:00 | 0.5713 | 0.7408 | 0.3381 | 0.6706 | 0.5635 | 0.5769 | 0.7825 | 0.8309 | 0.6791 | 0.8094 | 0.7907 | 0.7785 | 0.5345 | 0.4525 | 0.1129 | 0.4368 | 0.4525 | 0.3365 | 0.3347 | 0.4108 | 0.8523 | 0.7066 | 0.3518 | 0.4362 |  | 1 | 2 | 3 | 4 | 5 | 6 | 7 | 8 | 9 |  | 1 | 2 | 3 | 4 | 5 | 6 | 7 | 8 | 9 |  | 1 | 2 | 3 | 4 | 5 | 6 | 7 | 8 | 9 |  | 1 | 2 | 3 | 4 | 5 | 6 | 7 | 8 | 9
|  | 62:00 | 0.586 | 0.7448 | 0.4453 | 0.6625 | 0.4367 | 0.5751 | 0.7773 | 0.8354 | 0.8172 | 0.8132 | 0.77 | 0.8026 | 0.4966 | 0.3516 | 0.1381 | 0.3577 | 0.3516 | 0.3082 | 0.2941 | 0.3765 | 0.8671 | 0.7075 | 0.3182 | 0.4087 | 1:00 | 0 | 0 | 0 | 0 | 0 | 0 | 0 | 0 | 0 | 1:00 | 0 | 0 | 0 | 0 | 0 | 0 | 0 | 0 | 0 | 1:00 | 0.356 | 0.4843 | 0.4131 | 0.8647 | 0.76 | 0.1389 | 0.4519 | 0.3434 | 0.796 | 1:00 | 0.3749 | 0.5912 | 0.4698 | 0.8465 | 0.7796 | 0.1469 | 0.4608 | 0.4536 | 0.7911
|  | 63:00 | 0.5851 | 0.7508 | 0.5712 | 0.6674 | 0.5637 | 0.6277 | 0.7794 | 0.8483 | 0.8211 | 0.7921 | 0.7747 | 0.8031 | 0.4158 | 0.3536 | 0.1122 | 0.3715 | 0.3536 | 0.278 | 0.3432 | 0.4391 | 0.9017 | 0.6984 | 0.3538 | 0.4498 | 2:00 | 0 | 0 | 0 | 0 | 0 | 0 | 0 | 0 | 0 | 2:00 | 0 | 0 | 0 | 0 | 0 | 0 | 0 | 0 | 0 | 2:00 | 0.2471 | 0.4334 | 0.4897 | 0.852 | 0.7626 | 0.1441 | 0.4631 | 0.3392 | 0.7306 | 2:00 | 0.285 | 0.5698 | 0.4802 | 0.8616 | 0.7657 | 0.1736 | 0.5164 | 0.4255 | 0.7469
|  | 64:00 | 0.517 | 0.7321 | 0.564 | 0.6423 | 0.5417 | 0.5994 | 0.7204 | 0.8257 | 0.757 | 0.7831 | 0.7438 | 0.766 | 0.4213 | 0.374 | 0.1163 | 0.3312 | 0.374 | 0.2756 | 0.3926 | 0.5244 | 0.8909 | 0.7456 | 0.4345 | 0.5161 | 3:00 | 0 | 0 | 0 | 0 | 0 | 0 | 0 | 0 | 0 | 3:00 | 0 | 0 | 0 | 0 | 0 | 0 | 0 | 0 | 0 | 3:00 | 0.2358 | 0.5492 | 0.4251 | 0.8442 | 0.7285 | 0.1696 | 0.4652 | 0.3008 | 0.6193 | 3:00 | 0.2632 | 0.6052 | 0.485 | 0.8444 | 0.768 | 0.1872 | 0.5308 | 0.393 | 0.6703
|  | 65:00 | 0.3638 | 0.5514 | 0.3375 | 0.5187 | 0.3475 | 0.4238 | 0.5658 | 0.6556 | 0.5051 | 0.6473 | 0.6269 | 0.6001 | 0.4039 | 0.3712 | 0.1208 | 0.3259 | 0.3712 | 0.2711 | 0.4217 | 0.4908 | 0.8441 | 0.7563 | 0.4502 | 0.5148 | 4:00 | 0 | 0 | 0 | 0 | 0 | 0 | 0 | 0 | 0 | 4:00 | 0 | 0 | 0 | 0 | 0 | 0 | 0 | 0 | 0 | 4:00 | 0.1936 | 0.6852 | 0.3746 | 0.775 | 0.7081 | 0.2 | 0.5033 | 0.2808 | 0.5562 | 4:00 | 0.2404 | 0.6385 | 0.4561 | 0.8037 | 0.7243 | 0.2134 | 0.5753 | 0.3253 | 0.6345
|  | 66:00 | 0 | 0.0925 | 0 | 0.0614 | 0 | 0.0308 | 0.2652 | 0.403 | 0.1733 | 0.3705 | 0.3745 | 0.3173 | 0.3278 | 0.3617 | 0.1314 | 0.3215 | 0.3617 | 0.2519 | 0.4883 | 0.5474 | 0.8437 | 0.7828 | 0.5164 | 0.5695 | 5:00 | 0 | 0 | 0 | 0 | 0 | 0 | 0 | 0 | 0 | 5:00 | 0 | 0 | 0 | 0 | 0 | 0 | 0 | 0 | 0 | 5:00 | 0.1009 | 0.6857 | 0.3166 | 0.7348 | 0.6817 | 0.1914 | 0.5876 | 0.2221 | 0.4117 | 5:00 | 0.1871 | 0.6083 | 0.4098 | 0.7831 | 0.6934 | 0.2111 | 0.5962 | 0.2777 | 0.526
|  | 67:00 | 0 | 0 | 0 | 0 | 0 | 0 | 0.0106 | 0.0282 | 0.001 | 0.0159 | 0.0276 | 0.0166 | 0.291 | 0.3366 | 0.0968 | 0.3201 | 0.3366 | 0.2244 | 0.6 | 0.5825 | 0.8913 | 0.8752 | 0.5814 | 0.6322 | 6:00 | 0 | 0 | 0 | 0 | 0 | 0 | 0 | 0 | 0 | 6:00 | 0 | 0 | 0.0006 | 0 | 0 | 0.0065 | 0 | 0 | 0.0163 | 6:00 | 0.0865 | 0.6805 | 0.3086 | 0.7417 | 0.649 | 0.1572 | 0.5169 | 0.2123 | 0.2922 | 6:00 | 0.1583 | 0.5842 | 0.3781 | 0.7554 | 0.6907 | 0.1754 | 0.5453 | 0.2476 | 0.3894
|  | 68:00 | 0 | 0 | 0 | 0 | 0 | 0 | 0 | 0 | 0 | 0 | 0 | 0 | 0.3242 | 0.3418 | 0.1155 | 0.3583 | 0.3418 | 0.2495 | 0.6186 | 0.6476 | 0.8139 | 0.7919 | 0.631 | 0.6614 | 7:00 | 0 | 0 | 0 | 0 | 0 | 0 | 0 | 0 | 0 | 7:00 | 0 | 0.001 | 0.1861 | 0.0169 | 0.0033 | 0.127 | 0 | 0.0331 | 0.2292 | 7:00 | 0.0772 | 0.5547 | 0.3088 | 0.7565 | 0.59 | 0.0957 | 0.5205 | 0.1375 | 0.2384 | 7:00 | 0.1506 | 0.5371 | 0.3025 | 0.6942 | 0.6186 | 0.1365 | 0.5444 | 0.221 | 0.3577
|  | 69:00 | 0 | 0 | 0 | 0 | 0 | 0 | 0 | 0 | 0 | 0 | 0 | 0 | 0.3288 | 0.3568 | 0.1311 | 0.3938 | 0.3568 | 0.2659 | 0.6098 | 0.6763 | 0.6646 | 0.6763 | 0.6615 | 0.66 | 8:00 | 0 | 0 | 0.0479 | 0 | 0 | 0.0425 | 0 | 0 | 0 | 8:00 | 0.0647 | 0.0676 | 0.6259 | 0.1479 | 0.1703 | 0.4547 | 0.1218 | 0.265 | 0.488 | 8:00 | 0.0579 | 0.5257 | 0.2434 | 0.7391 | 0.6092 | 0.0392 | 0.5405 | 0.0997 | 0.2948 | 8:00 | 0.1543 | 0.4724 | 0.2287 | 0.6928 | 0.6149 | 0.0775 | 0.5194 | 0.18 | 0.3558
|  | 70:00 | 0 | 0 | 0 | 0 | 0 | 0 | 0 | 0 | 0 | 0 | 0 | 0 | 0.4091 | 0.4901 | 0.1495 | 0.4823 | 0.4901 | 0.3293 | 0.4975 | 0.5981 | 0.4927 | 0.5553 | 0.6856 | 0.6167 | 9:00 | 0 | 0 | 0.4356 | 0.035 | 0.0306 | 0.2465 | 0 | 0.0628 | 0.2875 | 9:00 | 0.154 | 0.2068 | 0.7311 | 0.7264 | 0.6825 | 0.4961 | 0.4753 | 0.7455 | 0.7801 | 9:00 | 0.0632 | 0.4728 | 0.2097 | 0.7647 | 0.6449 | 0.0091 | 0.5605 | 0.0708 | 0.3532 | 9:00 | 0.178 | 0.4165 | 0.1716 | 0.6905 | 0.6235 | 0.0399 | 0.4867 | 0.1489 | 0.366
|  | 71:00 | 0 | 0 | 0 | 0 | 0 | 0 | 0 | 0 | 0 | 0 | 0 | 0 | 0.3655 | 0.4991 | 0.1256 | 0.4466 | 0.4991 | 0.3014 | 0.4154 | 0.5548 | 0.5015 | 0.5665 | 0.614 | 0.5632 | 10:00 | 0.0638 | 0.0564 | 0.813 | 0.3913 | 0.4289 | 0.4768 | 0.1265 | 0.4901 | 0.5554 | 10:00 | 0.2556 | 0.3272 | 0.8067 | 0.8187 | 0.8299 | 0.564 | 0.73 | 0.8411 | 0.7075 | 10:00 | 0.0445 | 0.4663 | 0.19 | 0.7777 | 0.5781 | 0.0048 | 0.6096 | 0.0069 | 0.297 | 10:00 | 0.1986 | 0.395 | 0.1625 | 0.6911 | 0.5653 | 0.0357 | 0.5784 | 0.1274 | 0.356
|  | 72:00 | 0 | 0 | 0 | 0 | 0 | 0 | 0 | 0 | 0 | 0 | 0 | 0 | 0.2956 | 0.4105 | 0.1023 | 0.3639 | 0.4105 | 0.2454 | 0.3986 | 0.5649 | 0.5432 | 0.5121 | 0.5194 | 0.5184 | 11:00 | 0.1057 | 0.1212 | 0.8093 | 0.6699 | 0.7514 | 0.3993 | 0.4641 | 0.6944 | 0.563 | 11:00 | 0.2629 | 0.3371 | 0.7762 | 0.7995 | 0.8137 | 0.6165 | 0.7221 | 0.7683 | 0.6891 | 11:00 | 0.0273 | 0.643 | 0.1788 | 0.8365 | 0.5544 | 0.0052 | 0.4189 | 0.0107 | 0.2225 | 11:00 | 0.1287 | 0.4877 | 0.1648 | 0.6969 | 0.4779 | 0.012 | 0.405 | 0.1201 | 0.281
Apr |  | 73:00 | 0 | 0 | 0 | 0 | 0 | 0 | 0 | 0 | 0 | 0 | 0 | 0 | 0.4901 | 0.7972 | 0.1844 | 0.7515 | 0.7972 | 0.456 | 0.7445 | 0.6554 | 0.5128 | 0.5885 | 0.6815 | 0.6593 | 12:00 | 0.0879 | 0.1406 | 0.8573 | 0.5936 | 0.6762 | 0.3952 | 0.4671 | 0.6815 | 0.6326 | 12:00 | 0.2522 | 0.3863 | 0.8968 | 0.7633 | 0.7527 | 0.6582 | 0.65 | 0.7701 | 0.793 | 12:00 | 0.0357 | 0.5051 | 0.1874 | 0.818 | 0.5879 | 0.0113 | 0.2009 | 0.0365 | 0.2836 | 12:00 | 0.1489 | 0.4613 | 0.2214 | 0.686 | 0.4625 | 0.0033 | 0.2562 | 0.1805 | 0.312
|  | 74:00 | 0 | 0 | 0 | 0 | 0 | 0 | 0 | 0 | 0 | 0 | 0 | 0 | 0.5022 | 0.7537 | 0.1772 | 0.7319 | 0.7537 | 0.4475 | 0.7947 | 0.7184 | 0.4061 | 0.5213 | 0.6342 | 0.6402 | 13:00 | 0.0722 | 0.0758 | 1.0206 | 0.4941 | 0.623 | 0.5629 | 0.5067 | 0.7601 | 0.7624 | 13:00 | 0.3117 | 0.4325 | 0.8932 | 0.6809 | 0.7273 | 0.7301 | 0.6682 | 0.7629 | 0.8547 | 13:00 | 0.0878 | 0.5449 | 0.1148 | 0.7865 | 0.5795 | 0.0283 | 0.1037 | 0.0645 | 0.3139 | 13:00 | 0.1529 | 0.3989 | 0.157 | 0.6081 | 0.4416 | 0.0014 | 0.1873 | 0.2016 | 0.3509
|  | 75:00 | 0 | 0 | 0 | 0 | 0 | 0 | 0 | 0 | 0 | 0 | 0 | 0 | 0.5128 | 0.782 | 0.1902 | 0.7698 | 0.782 | 0.4666 | 0.7792 | 0.7346 | 0.3838 | 0.3994 | 0.6364 | 0.6353 | 14:00 | 0.1088 | 0.1577 | 0.9998 | 0.5904 | 0.6882 | 0.2833 | 0.5621 | 0.7638 | 0.8768 | 14:00 | 0.3929 | 0.5608 | 0.8559 | 0.7683 | 0.7535 | 0.5518 | 0.6867 | 0.7798 | 0.906 | 14:00 | 0.135 | 0.4914 | 0.092 | 0.7688 | 0.5398 | 0.041 | 0.1066 | 0.083 | 0.2417 | 14:00 | 0.1844 | 0.323 | 0.1533 | 0.6166 | 0.3906 | 0.0033 | 0.1674 | 0.199 | 0.3235
|  | 76:00 | 0 | 0 | 0 | 0 | 0 | 0 | 0 | 0 | 0 | 0 | 0 | 0 | 0.4968 | 0.7423 | 0.1728 | 0.7104 | 0.7423 | 0.4386 | 0.7488 | 0.7747 | 0.3124 | 0.3205 | 0.6141 | 0.6181 | 15:00 | 0.2165 | 0.4136 | 0.9908 | 0.729 | 0.7387 | 0.3403 | 0.6131 | 0.8523 | 0.8166 | 15:00 | 0.4644 | 0.6513 | 0.8622 | 0.8096 | 0.7819 | 0.6002 | 0.7104 | 0.8161 | 0.8391 | 15:00 | 0.1286 | 0.4498 | 0.134 | 0.77 | 0.4612 | 0.0322 | 0.0941 | 0.0711 | 0.2738 | 15:00 | 0.2045 | 0.3291 | 0.2051 | 0.5565 | 0.3891 | 0.0135 | 0.1469 | 0.1673 | 0.3203
|  | 77:00 | 0 | 0 | 0 | 0 | 0 | 0 | 0 | 0 | 0 | 0 | 0 | 0 | 0.4716 | 0.6588 | 0.1618 | 0.6216 | 0.6588 | 0.3995 | 0.7481 | 0.7488 | 0.3487 | 0.326 | 0.6246 | 0.6218 | 16:00 | 0.2888 | 0.3474 | 0.948 | 0.6562 | 0.8055 | 0.2401 | 0.6826 | 0.8413 | 0.79 | 16:00 | 0.417 | 0.6676 | 0.8602 | 0.7179 | 0.7957 | 0.4545 | 0.7074 | 0.8126 | 0.876 | 16:00 | 0.1155 | 0.4712 | 0.1248 | 0.7785 | 0.3804 | 0.054 | 0.0654 | 0.0807 | 0.2741 | 16:00 | 0.2122 | 0.3386 | 0.2258 | 0.5324 | 0.3564 | 0.0221 | 0.1184 | 0.161 | 0.312
|  | 78:00 | 0 | 0 | 0 | 0 | 0 | 0 | 0.0014 | 0.002 | 0 | 0 | 0 | 0.0007 | 0.4353 | 0.5785 | 0.1455 | 0.5944 | 0.5785 | 0.3679 | 0.8028 | 0.6806 | 0.3613 | 0.3671 | 0.7133 | 0.6604 | 17:00 | 0.0981 | 0.2444 | 0.693 | 0.3985 | 0.4625 | 0.0723 | 0.3011 | 0.5411 | 0.8768 | 17:00 | 0.2924 | 0.4983 | 0.6928 | 0.5975 | 0.5829 | 0.4258 | 0.5634 | 0.6413 | 0.859 | 17:00 | 0.0778 | 0.4659 | 0.1528 | 0.7963 | 0.3208 | 0.0923 | 0.0713 | 0.0992 | 0.253 | 17:00 | 0.1642 | 0.3678 | 0.2096 | 0.5458 | 0.3774 | 0.0415 | 0.1151 | 0.1515 | 0.3365
|  | 79:00 | 0 | 0 | 0 | 0 | 0 | 0 | 0.1016 | 0.1197 | 0.0292 | 0.0329 | 0.1955 | 0.0958 | 0.428 | 0.4881 | 0.1287 | 0.525 | 0.4881 | 0.3345 | 0.7596 | 0.5497 | 0.3676 | 0.3396 | 0.7471 | 0.6425 | 18:00 | 0 | 0 | 0.3936 | 0 | 0 | 0.1229 | 0 | 0 | 0.7594 | 18:00 | 0.0795 | 0.2176 | 0.4778 | 0.1601 | 0.1589 | 0.2445 | 0.1371 | 0.2936 | 0.7312 | 18:00 | 0.1226 | 0.5154 | 0.1743 | 0.7399 | 0.3992 | 0.1234 | 0.0696 | 0.0622 | 0.2662 | 18:00 | 0.1997 | 0.3732 | 0.2404 | 0.5533 | 0.4713 | 0.067 | 0.1123 | 0.1299 | 0.3519
|  | 80:00 | 0 | 0 | 0 | 0 | 0 | 0 | 0.4377 | 0.3413 | 0.2824 | 0.2432 | 0.6724 | 0.3954 | 0.3158 | 0.3645 | 0.1038 | 0.3985 | 0.3645 | 0.2531 | 0.6612 | 0.4204 | 0.5347 | 0.4047 | 0.5969 | 0.5487 | 19:00 | 0 | 0 | 0.1061 | 0 | 0 | 0 | 0 | 0 | 0.1576 | 19:00 | 0 | 0.0178 | 0.3027 | 0 | 0 | 0.0931 | 0 | 0.0041 | 0.3504 | 19:00 | 0.215 | 0.5551 | 0.1858 | 0.7505 | 0.656 | 0.1408 | 0.0953 | 0.0551 | 0.2832 | 19:00 | 0.2908 | 0.3913 | 0.3254 | 0.5987 | 0.6473 | 0.1099 | 0.1294 | 0.1502 | 0.435
|  | 81:00 | 0.1055 | 0.1789 | 0.0455 | 0 | 0.2016 | 0.1063 | 0.5326 | 0.5164 | 0.5664 | 0.4386 | 0.9314 | 0.5971 | 0.2343 | 0.2759 | 0.0885 | 0.3018 | 0.2759 | 0.1942 | 0.5498 | 0.3037 | 0.6601 | 0.4692 | 0.4586 | 0.4574 | 20:00 | 0 | 0 | 0 | 0 | 0 | 0 | 0 | 0 | 0 | 20:00 | 0 | 0 | 0.023 | 0 | 0 | 0.0251 | 0 | 0 | 0.0122 | 20:00 | 0.2817 | 0.3543 | 0.2723 | 0.8031 | 0.8232 | 0.1761 | 0.1227 | 0.1712 | 0.3686 | 20:00 | 0.4159 | 0.3277 | 0.4226 | 0.6667 | 0.815 | 0.1202 | 0.139 | 0.272 | 0.4813
|  | 82:00 | 0.2351 | 0.5234 | 0.0378 | 0.0037 | 0.4131 | 0.2426 | 0.6937 | 0.7146 | 0.5973 | 0.6443 | 0.979 | 0.7258 | 0.2387 | 0.2749 | 0.0799 | 0.2823 | 0.2749 | 0.1881 | 0.3326 | 0.2141 | 0.6133 | 0.4368 | 0.2989 | 0.3256 | 21:00 | 0 | 0 | 0 | 0 | 0 | 0 | 0 | 0 | 0 | 21:00 | 0 | 0 | 0 | 0 | 0 | 0 | 0 | 0 | 0 | 21:00 | 0.3611 | 0.245 | 0.3408 | 0.8012 | 0.8813 | 0.181 | 0.1669 | 0.3584 | 0.4882 | 21:00 | 0.5202 | 0.2981 | 0.4961 | 0.6974 | 0.8798 | 0.1323 | 0.1582 | 0.4165 | 0.4775
|  | 83:00 | 0.3224 | 0.6106 | 0.1893 | 0 | 0.5187 | 0.3282 | 0.6577 | 0.7741 | 0.639 | 0.7218 | 0.9679 | 0.7521 | 0.2258 | 0.3041 | 0.0839 | 0.2932 | 0.3041 | 0.1917 | 0.4044 | 0.1922 | 0.5747 | 0.4512 | 0.4198 | 0.3857 | 22:00 | 0 | 0 | 0 | 0 | 0 | 0 | 0 | 0 | 0 | 22:00 | 0 | 0 | 0 | 0 | 0 | 0 | 0 | 0 | 0 | 22:00 | 0.2494 | 0.4507 | 0.4208 | 0.8054 | 0.8884 | 0.2202 | 0.145 | 0.5264 | 0.6251 | 22:00 | 0.4326 | 0.3867 | 0.5445 | 0.7148 | 0.8792 | 0.2042 | 0.2099 | 0.576 | 0.6301
|  | 84:00 | 0.3717 | 0.651 | 0.513 | 0.0397 | 0.4423 | 0.4036 | 0.7851 | 0.7777 | 0.748 | 0.8009 | 0.9394 | 0.8102 | 0.3282 | 0.423 | 0.1279 | 0.4533 | 0.423 | 0.2841 | 0.6083 | 0.1957 | 0.6472 | 0.4106 | 0.6446 | 0.529 | 23:00 | 0 | 0 | 0 | 0 | 0 | 0 | 0 | 0 | 0 | 23:00 | 0 | 0 | 0 | 0 | 0 | 0 | 0 | 0 | 0 | 23:00 | 0.2191 | 0.5654 | 0.4064 | 0.8001 | 0.8439 | 0.1817 | 0.1266 | 0.6791 | 0.6141 | 23:00 | 0.3936 | 0.4183 | 0.6183 | 0.6538 | 0.8519 | 0.1868 | 0.2306 | 0.6468 | 0.6907
|  | 85:00 | 0.4552 | 0.7989 | 0.5299 | 0.1222 | 0.5245 | 0.4861 | 0.8012 | 0.7708 | 0.7071 | 0.8366 | 0.8925 | 0.8016 | 0.4264 | 0.5567 | 0.1422 | 0.4894 | 0.5567 | 0.3406 | 0.5031 | 0.2567 | 0.535 | 0.3656 | 0.7722 | 0.5802 | 24:00 | 0 | 0 | 0 | 0 | 0 | 0 | 0 | 0 | 0 | 24:00 | 0 | 0 | 0 | 0 | 0 | 0 | 0 | 0 | 0 | 24:00 | 0.1663 | 0.4972 | 0.501 | 0.7135 | 0.8378 | 0.2707 | 0.1939 | 0.6901 | 0.6046 | 24:00 | 0.3471 | 0.4935 | 0.6048 | 0.6014 | 0.8253 | 0.2473 | 0.2762 | 0.6071 | 0.7531
|  | 86:00 | 0.5988 | 0.8842 | 0.5587 | 0.0973 | 0.4527 | 0.5183 | 0.834 | 0.8301 | 0.7051 | 0.8478 | 0.8175 | 0.8069 | 0.45 | 0.3819 | 0.1308 | 0.3779 | 0.3819 | 0.2997 | 0.5732 | 0.3566 | 0.4762 | 0.2784 | 0.652 | 0.5397
|  | 87:00 | 0.6746 | 0.8483 | 0.5792 | 0.2029 | 0.4102 | 0.543 | 0.8855 | 0.7944 | 0.7514 | 0.887 | 0.7328 | 0.8102 | 0.3854 | 0.3208 | 0.1127 | 0.3368 | 0.3208 | 0.2589 | 0.5983 | 0.3502 | 0.4996 | 0.2782 | 0.455 | 0.4448
|  | 88:00 | 0.494 | 0.8716 | 0.5207 | 0.272 | 0.4208 | 0.5158 | 0.8597 | 0.7453 | 0.7507 | 0.7929 | 0.3958 | 0.7089 | 0.3797 | 0.3404 | 0.115 | 0.3234 | 0.3404 | 0.2578 | 0.6161 | 0.3483 | 0.6139 | 0.3184 | 0.441 | 0.4542 | Coastal
|  | 89:00 | 0.6101 | 0.7637 | 0.533 | 0.3717 | 0.0789 | 0.4714 | 0.8062 | 0.6603 | 0.5717 | 0.718 | 0.7843 | 0.7081 | 0.3672 | 0.3367 | 0.1233 | 0.3453 | 0.3367 | 0.2615 | 0.6242 | 0.3939 | 0.6877 | 0.3447 | 0.5192 | 0.5143 |  | SOLAR CSP | [9 empty] | SOLAR PVSAT | [9 empty] | wind | [9 empty] | new wind
|  | 90:00 | 0.3008 | 0.468 | 0.0594 | 0.1676 | 0.1294 | 0.225 | 0.5527 | 0.5618 | 0.3614 | 0.47 | 0.4622 | 0.4816 | 0.4289 | 0.4801 | 0.1357 | 0.4684 | 0.4801 | 0.3254 | 0.7545 | 0.3932 | 0.816 | 0.4943 | 0.5406 | 0.561 |  | 1 | 2 | 3 | 4 | 5 | 6 | 7 | 8 | 9 |  | 1 | 2 | 3 | 4 | 5 | 6 | 7 | 8 | 9 |  | 1 | 2 | 3 | 4 | 5 | 6 | 7 | 8 | 9 |  | 1 | 2 | 3 | 4 | 5 | 6 | 7 | 8 | 9
|  | 91:00 | 0 | 0 | 0 | 0 | 0 | 0 | 0.1571 | 0.129 | 0.0328 | 0.0653 | 0.2942 | 0.1357 | 0.514 | 0.6373 | 0.1715 | 0.6093 | 0.6373 | 0.4104 | 0.8526 | 0.4571 | 0.8206 | 0.6335 | 0.6123 | 0.6292 | 1:00 | 0 | 0 | 0 | 0 | 0 | 0 | 0 | 0 | 0 | 1:00 | 0 | 0 | 0 | 0 | 0 | 0 | 0 | 0 | 0 | 1:00 | 0.2755 | 0.3588 | 0.2312 | 0.6452 | 0.467 | 0.0747 | 0.3222 | 0.1729 | 0.6317 | 1:00 | 0.2271 | 0.3641 | 0.1862 | 0.3783 | 0.1034 | 0.0461 | 0.1347 | 0.1223 | 0.4509
|  | 92:00 | 0 | 0 | 0 | 0 | 0 | 0 | 0.0014 | 0.0018 | 0 | 0 | 0.0161 | 0.0039 | 0.5283 | 0.6904 | 0.1809 | 0.6422 | 0.6904 | 0.431 | 0.8526 | 0.6257 | 0.7209 | 0.6598 | 0.777 | 0.7398 | 2:00 | 0 | 0 | 0 | 0 | 0 | 0 | 0 | 0 | 0 | 2:00 | 0 | 0 | 0 | 0 | 0 | 0 | 0 | 0 | 0 | 2:00 | 0.1977 | 0.2962 | 0.3399 | 0.6421 | 0.4731 | 0.065 | 0.3537 | 0.1819 | 0.5746 | 2:00 | 0.2308 | 0.2844 | 0.1411 | 0.3776 | 0.1413 | 0.024 | 0.1651 | 0.2128 | 0.3844
|  | 93:00 | 0 | 0 | 0 | 0 | 0 | 0 | 0 | 0 | 0 | 0 | 0 | 0 | 0.5194 | 0.708 | 0.1753 | 0.6413 | 0.708 | 0.4282 | 0.8454 | 0.7489 | 0.5912 | 0.6425 | 0.8784 | 0.8021 | 3:00 | 0 | 0 | 0 | 0 | 0 | 0 | 0 | 0 | 0 | 3:00 | 0 | 0 | 0 | 0 | 0 | 0 | 0 | 0 | 0 | 3:00 | 0.1913 | 0.3513 | 0.2181 | 0.6791 | 0.4805 | 0.0739 | 0.3452 | 0.1969 | 0.4233 | 3:00 | 0.264 | 0.2405 | 0.098 | 0.4831 | 0.1601 | 0.0143 | 0.134 | 0.2583 | 0.263
|  | 94:00 | 0 | 0 | 0 | 0 | 0 | 0 | 0 | 0 | 0 | 0 | 0 | 0 | 0.5829 | 0.7866 | 0.1886 | 0.7471 | 0.7866 | 0.4818 | 0.836 | 0.8297 | 0.3649 | 0.541 | 0.8222 | 0.7607 | 4:00 | 0 | 0 | 0 | 0 | 0 | 0 | 0 | 0 | 0 | 4:00 | 0 | 0 | 0 | 0 | 0 | 0 | 0 | 0 | 0 | 4:00 | 0.2046 | 0.3976 | 0.1561 | 0.6384 | 0.474 | 0.0927 | 0.332 | 0.1724 | 0.3983 | 4:00 | 0.3265 | 0.127 | 0.0966 | 0.4812 | 0.1825 | 0.0049 | 0.0371 | 0.2917 | 0.3091
|  | 95:00 | 0 | 0 | 0 | 0 | 0 | 0 | 0 | 0 | 0 | 0 | 0 | 0 | 0.5667 | 0.7988 | 0.1879 | 0.7466 | 0.7988 | 0.4783 | 0.7803 | 0.8306 | 0.4893 | 0.564 | 0.7639 | 0.7406 | 5:00 | 0 | 0 | 0 | 0 | 0 | 0 | 0 | 0 | 0 | 5:00 | 0 | 0 | 0 | 0 | 0 | 0 | 0 | 0 | 0 | 5:00 | 0.2077 | 0.3918 | 0.1934 | 0.6632 | 0.4755 | 0.0798 | 0.3844 | 0.1793 | 0.3446 | 5:00 | 0.3964 | 0.0848 | 0.0872 | 0.5233 | 0.1574 | 0.0043 | 0.0045 | 0.3689 | 0.2937
|  | 96:00 | 0 | 0 | 0 | 0 | 0 | 0 | 0 | 0 | 0 | 0 | 0 | 0 | 0.5669 | 0.7994 | 0.2034 | 0.7685 | 0.7994 | 0.489 | 0.7109 | 0.6966 | 0.4996 | 0.4101 | 0.5406 | 0.5846 | 6:00 | 0 | 0 | 0 | 0 | 0 | 0 | 0 | 0 | 0 | 6:00 | 0 | 0 | 0.0025 | 0 | 0 | 0.0044 | 0 | 0 | 0.0535 | 6:00 | 0.2032 | 0.443 | 0.1868 | 0.6954 | 0.4565 | 0.0865 | 0.3546 | 0.1664 | 0.265 | 6:00 | 0.4698 | 0.1975 | 0.0647 | 0.5772 | 0.1443 | 0.046 | 0.0049 | 0.414 | 0.2003
May |  | 97:00 | 0 | 0 | 0 | 0 | 0 | 0 | 0 | 0 | 0 | 0 | 0 | 0 | 0.6385 | 0.8176 | 0.2171 | 0.7686 | 0.8176 | 0.5168 | 0.7875 | 0.8276 | 0.453 | 0.5583 | 0.8481 | 0.7786 | 7:00 | 0 | 0 | 0 | 0 | 0 | 0 | 0 | 0 | 0 | 7:00 | 0 | 0 | 0.1247 | 0.0136 | 0.015 | 0.0951 | 0 | 0.0556 | 0.3495 | 7:00 | 0.2238 | 0.4071 | 0.1852 | 0.6877 | 0.4282 | 0.0673 | 0.3867 | 0.1379 | 0.2509 | 7:00 | 0.4655 | 0.2779 | 0.0598 | 0.5309 | 0.1168 | 0.0707 | 0.0246 | 0.4259 | 0.2247
|  | 98:00 | 0 | 0 | 0 | 0 | 0 | 0 | 0 | 0 | 0 | 0 | 0 | 0 | 0.605 | 0.7233 | 0.1998 | 0.7481 | 0.7233 | 0.4852 | 0.7082 | 0.796 | 0.3941 | 0.4907 | 0.7784 | 0.7177 | 8:00 | 0 | 0 | 0 | 0 | 0 | 0 | 0 | 0 | 0.0006 | 8:00 | 0.1246 | 0.0148 | 0.4615 | 0.2891 | 0.2873 | 0.4099 | 0.1006 | 0.447 | 0.6351 | 8:00 | 0.2118 | 0.3847 | 0.1592 | 0.7065 | 0.4716 | 0.0243 | 0.4151 | 0.1148 | 0.3019 | 8:00 | 0.4633 | 0.3241 | 0.1079 | 0.5977 | 0.1216 | 0.0397 | 0.0489 | 0.3801 | 0.3349
|  | 99:00 | 0 | 0 | 0 | 0 | 0 | 0 | 0 | 0 | 0 | 0 | 0 | 0 | 0.5742 | 0.6414 | 0.1944 | 0.7204 | 0.6414 | 0.4591 | 0.5901 | 0.7297 | 0.373 | 0.4308 | 0.7219 | 0.656 | 9:00 | 0 | 0 | 0.156 | 0 | 0 | 0.077 | 0 | 0.0033 | 0.3254 | 9:00 | 0.4675 | 0.2492 | 0.6791 | 0.5845 | 0.6698 | 0.4195 | 0.4464 | 0.7657 | 0.6797 | 9:00 | 0.1825 | 0.3725 | 0.1639 | 0.7409 | 0.502 | 0.0071 | 0.4473 | 0.0988 | 0.3935 | 9:00 | 0.4765 | 0.3787 | 0.1833 | 0.6276 | 0.1207 | 0.0199 | 0.0906 | 0.3202 | 0.4627
|  | 100:00 | 0 | 0 | 0 | 0 | 0 | 0 | 0 | 0 | 0 | 0 | 0 | 0 | 0.5868 | 0.6374 | 0.2007 | 0.7254 | 0.6374 | 0.4657 | 0.5979 | 0.7098 | 0.4314 | 0.4241 | 0.6872 | 0.6413 | 10:00 | 0.0346 | 0 | 0.3684 | 0.1918 | 0.3289 | 0.2506 | 0.1465 | 0.6723 | 0.5397 | 10:00 | 0.6219 | 0.2349 | 0.639 | 0.6278 | 0.7657 | 0.5342 | 0.6176 | 0.8566 | 0.7654 | 10:00 | 0.1852 | 0.3613 | 0.1294 | 0.6668 | 0.4449 | 0 | 0.4643 | 0.0848 | 0.3802 | 10:00 | 0.4264 | 0.2527 | 0.1458 | 0.4217 | 0.125 | 0.0016 | 0.0874 | 0.31 | 0.5418
|  | 101:00 | 0 | 0 | 0 | 0 | 0 | 0 | 0 | 0 | 0 | 0 | 0 | 0 | 0.5549 | 0.6141 | 0.1814 | 0.6861 | 0.6141 | 0.4384 | 0.5583 | 0.6456 | 0.4318 | 0.3715 | 0.6188 | 0.5857 | 11:00 | 0.2298 | 0 | 0.3822 | 0.4549 | 0.6308 | 0.1884 | 0.3469 | 0.7181 | 0.473 | 11:00 | 0.6479 | 0.3471 | 0.5745 | 0.6992 | 0.7562 | 0.4545 | 0.549 | 0.8158 | 0.8224 | 11:00 | 0.1293 | 0.4927 | 0.1143 | 0.6388 | 0.4754 | 0.0027 | 0.3106 | 0.093 | 0.4176 | 11:00 | 0.3988 | 0.5303 | 0.1101 | 0.2943 | 0.0366 | 0.0149 | 0.077 | 0.3424 | 0.6738
|  | 102:00 | 0 | 0 | 0 | 0 | 0 | 0 | 0.0081 | 0.0015 | 0.0073 | 0 | 0.0172 | 0.0068 | 0.4858 | 0.5524 | 0.1542 | 0.6133 | 0.5524 | 0.3863 | 0.5208 | 0.5472 | 0.4695 | 0.411 | 0.5761 | 0.5438 | 12:00 | 0.289 | 0 | 0.3151 | 0.2571 | 0.6207 | 0.2842 | 0.2677 | 0.7157 | 0.5245 | 12:00 | 0.6038 | 0.4001 | 0.6578 | 0.6478 | 0.7288 | 0.6671 | 0.5243 | 0.7918 | 0.7559 | 12:00 | 0.1154 | 0.566 | 0.0985 | 0.5952 | 0.4687 | 0.0283 | 0.1324 | 0.0836 | 0.4182 | 12:00 | 0.352 | 0.6471 | 0.0784 | 0.2769 | 0.0454 | 0.0796 | 0.103 | 0.2683 | 0.7665
|  | 103:00 | 0 | 0 | 0 | 0 | 0 | 0 | 0.1185 | 0.0443 | 0.1541 | 0.0535 | 0.2905 | 0.1322 | 0.421 | 0.4789 | 0.1369 | 0.5155 | 0.4789 | 0.3329 | 0.4866 | 0.4776 | 0.4648 | 0.3821 | 0.5372 | 0.5029 | 13:00 | 0.1605 | 0.0067 | 0.5781 | 0.1604 | 0.6288 | 0.2954 | 0.343 | 0.7175 | 0.6506 | 13:00 | 0.5376 | 0.4761 | 0.6923 | 0.4664 | 0.7254 | 0.6908 | 0.6507 | 0.7824 | 0.8272 | 13:00 | 0.1384 | 0.5516 | 0.0446 | 0.5965 | 0.4757 | 0.0281 | 0.0708 | 0.1191 | 0.4896 | 13:00 | 0.3051 | 0.7525 | 0.0321 | 0.2782 | 0.0388 | 0.0945 | 0.0981 | 0.2559 | 0.873
|  | 104:00 | 0.0919 | 0.0795 | 0.1017 | 0 | 0.0584 | 0.0663 | 0.3286 | 0.2155 | 0.3035 | 0.2646 | 0.5784 | 0.3381 | 0.3488 | 0.3612 | 0.1027 | 0.3764 | 0.3612 | 0.2572 | 0.342 | 0.4007 | 0.4112 | 0.346 | 0.4057 | 0.3953 | 14:00 | 0.0078 | 0.0856 | 0.7714 | 0.1827 | 0.6733 | 0.5192 | 0.49 | 0.7277 | 0.7528 | 14:00 | 0.4192 | 0.4436 | 0.8459 | 0.6114 | 0.7502 | 0.7411 | 0.6753 | 0.7943 | 0.8796 | 14:00 | 0.1757 | 0.6084 | 0.0281 | 0.6093 | 0.4959 | 0.0768 | 0.0983 | 0.1273 | 0.5275 | 14:00 | 0.3692 | 0.7624 | 0.035 | 0.3503 | 0.0726 | 0.1766 | 0.1436 | 0.2046 | 0.8442
|  | 105:00 | 0.6225 | 0.3471 | 0.5634 | 0.1817 | 0.4926 | 0.4415 | 0.5488 | 0.3698 | 0.453 | 0.4588 | 0.7337 | 0.5128 | 0.2977 | 0.2554 | 0.0828 | 0.2714 | 0.2554 | 0.2014 | 0.2373 | 0.3465 | 0.3566 | 0.2885 | 0.3083 | 0.3136 | 15:00 | 0.0093 | 0 | 0.7557 | 0.4066 | 0.7112 | 0.6624 | 0.5408 | 0.7715 | 0.9043 | 15:00 | 0.2903 | 0.2647 | 0.8156 | 0.616 | 0.786 | 0.8105 | 0.6778 | 0.8247 | 0.9052 | 15:00 | 0.1666 | 0.5114 | 0.0986 | 0.6085 | 0.4576 | 0.1158 | 0.0584 | 0.0994 | 0.557 | 15:00 | 0.3844 | 0.7324 | 0.1331 | 0.3527 | 0.123 | 0.2225 | 0.106 | 0.1536 | 0.8359
|  | 106:00 | 0.7778 | 0.5444 | 0.6954 | 0.4354 | 0.7095 | 0.6325 | 0.7757 | 0.5652 | 0.7578 | 0.6824 | 0.7218 | 0.7006 | 0.4451 | 0.3606 | 0.1221 | 0.3805 | 0.3606 | 0.2929 | 0.2673 | 0.4859 | 0.3633 | 0.42 | 0.3029 | 0.3523 | 16:00 | 0.0036 | 0.0067 | 0.6138 | 0.3699 | 0.6302 | 0.5444 | 0.5953 | 0.7493 | 0.8656 | 16:00 | 0.2671 | 0.2713 | 0.728 | 0.5586 | 0.7012 | 0.7215 | 0.6552 | 0.7654 | 0.9005 | 16:00 | 0.209 | 0.539 | 0.1643 | 0.6192 | 0.3799 | 0.098 | 0.0602 | 0.114 | 0.4867 | 16:00 | 0.4652 | 0.7966 | 0.252 | 0.3593 | 0.1727 | 0.2544 | 0.0864 | 0.1508 | 0.773
|  | 107:00 | 0.728 | 0.519 | 0.6909 | 0.4643 | 0.6302 | 0.6065 | 0.8004 | 0.6347 | 0.8771 | 0.7571 | 0.8328 | 0.7804 | 0.4247 | 0.3343 | 0.117 | 0.3607 | 0.3343 | 0.278 | 0.255 | 0.4026 | 0.4666 | 0.4609 | 0.2956 | 0.3421 | 17:00 | 0.0264 | 0 | 0.6772 | 0 | 0 | 0.3512 | 0 | 0.3301 | 0.7609 | 17:00 | 0.1596 | 0.0952 | 0.7998 | 0.3846 | 0.4953 | 0.5471 | 0.4459 | 0.5651 | 0.8189 | 17:00 | 0.286 | 0.5825 | 0.1925 | 0.5427 | 0.3747 | 0.1374 | 0.045 | 0.1654 | 0.4869 | 17:00 | 0.6041 | 0.729 | 0.3936 | 0.3539 | 0.2324 | 0.2635 | 0.0667 | 0.167 | 0.8093
|  | 108:00 | 0.6962 | 0.4977 | 0.6933 | 0.4473 | 0.5506 | 0.577 | 0.7882 | 0.738 | 0.9156 | 0.7989 | 0.7494 | 0.798 | 0.4347 | 0.3193 | 0.1033 | 0.3516 | 0.3193 | 0.2717 | 0.2345 | 0.3691 | 0.5243 | 0.4997 | 0.2445 | 0.3148 | 18:00 | 0 | 0 | 0.4874 | 0 | 0 | 0.3304 | 0 | 0 | 0.5276 | 18:00 | 0.0055 | 0.1909 | 0.5766 | 0.0236 | 0.0422 | 0.4525 | 0.0317 | 0.0418 | 0.6354 | 18:00 | 0.2469 | 0.546 | 0.2602 | 0.5744 | 0.3695 | 0.1815 | 0.0524 | 0.1616 | 0.5131 | 18:00 | 0.5237 | 0.6815 | 0.4488 | 0.3774 | 0.2136 | 0.3006 | 0.0401 | 0.1837 | 0.8364
|  | 109:00 | 0.655 | 0.4678 | 0.6576 | 0.4104 | 0.5067 | 0.5395 | 0.7497 | 0.7401 | 0.8859 | 0.8088 | 0.7343 | 0.7838 | 0.4714 | 0.3555 | 0.1148 | 0.3771 | 0.3555 | 0.2961 | 0.28 | 0.3877 | 0.6418 | 0.5985 | 0.2469 | 0.3432 | 19:00 | 0 | 0 | 0 | 0 | 0 | 0 | 0 | 0 | 0 | 19:00 | 0 | 0.0012 | 0.1726 | 0 | 0 | 0.1525 | 0 | 0 | 0.2241 | 19:00 | 0.2841 | 0.5568 | 0.3336 | 0.6486 | 0.4508 | 0.1959 | 0.0754 | 0.1372 | 0.5418 | 19:00 | 0.422 | 0.6948 | 0.4923 | 0.5134 | 0.1764 | 0.3026 | 0.0403 | 0.1496 | 0.846
|  | 110:00 | 0.6247 | 0.4529 | 0.6494 | 0.3847 | 0.4925 | 0.5209 | 0.6807 | 0.7043 | 0.9105 | 0.7819 | 0.8137 | 0.7782 | 0.4712 | 0.3957 | 0.1369 | 0.3723 | 0.3957 | 0.3087 | 0.3 | 0.414 | 0.5972 | 0.5364 | 0.324 | 0.3823 | 20:00 | 0 | 0 | 0 | 0 | 0 | 0 | 0 | 0 | 0 | 20:00 | 0 | 0 | 0.0004 | 0 | 0 | 0.0037 | 0 | 0 | 0.0094 | 20:00 | 0.2186 | 0.4603 | 0.3139 | 0.6916 | 0.6018 | 0.23 | 0.0813 | 0.2058 | 0.546 | 20:00 | 0.3192 | 0.7045 | 0.4312 | 0.5652 | 0.1419 | 0.3739 | 0.0447 | 0.0935 | 0.7657
|  | 111:00 | 0.6013 | 0.4449 | 0.6134 | 0.3181 | 0.3922 | 0.474 | 0.7128 | 0.6533 | 0.8799 | 0.7825 | 0.714 | 0.7485 | 0.4301 | 0.3389 | 0.1365 | 0.3526 | 0.3389 | 0.2863 | 0.3948 | 0.4232 | 0.657 | 0.5894 | 0.369 | 0.4269 | 21:00 | 0 | 0 | 0 | 0 | 0 | 0 | 0 | 0 | 0 | 21:00 | 0 | 0 | 0 | 0 | 0 | 0 | 0 | 0 | 0 | 21:00 | 0.2039 | 0.4028 | 0.3363 | 0.7461 | 0.6114 | 0.287 | 0.1438 | 0.3246 | 0.5166 | 21:00 | 0.2489 | 0.6837 | 0.3733 | 0.6244 | 0.1058 | 0.4504 | 0.0601 | 0.0509 | 0.6419
|  | 112:00 | 0.5877 | 0.4536 | 0.5718 | 0.2972 | 0.4614 | 0.4743 | 0.7153 | 0.6373 | 0.8475 | 0.78 | 0.7466 | 0.7453 | 0.4299 | 0.3076 | 0.1344 | 0.3128 | 0.3076 | 0.2737 | 0.4042 | 0.4498 | 0.7209 | 0.6839 | 0.3892 | 0.4556 | 22:00 | 0 | 0 | 0 | 0 | 0 | 0 | 0 | 0 | 0 | 22:00 | 0 | 0 | 0 | 0 | 0 | 0 | 0 | 0 | 0 | 22:00 | 0.1237 | 0.4647 | 0.2968 | 0.6821 | 0.6085 | 0.1976 | 0.1149 | 0.3979 | 0.5047 | 22:00 | 0.1996 | 0.6972 | 0.3316 | 0.5698 | 0.1346 | 0.2297 | 0.0802 | 0.0326 | 0.5237
|  | 113:00 | 0.574 | 0.4498 | 0.5354 | 0.2972 | 0.4843 | 0.4681 | 0.6394 | 0.5709 | 0.6718 | 0.5907 | 0.7058 | 0.6357 | 0.3777 | 0.2678 | 0.1149 | 0.2666 | 0.2678 | 0.2373 | 0.3674 | 0.3921 | 0.6623 | 0.6544 | 0.3263 | 0.3988 | 23:00 | 0 | 0 | 0 | 0 | 0 | 0 | 0 | 0 | 0 | 23:00 | 0 | 0 | 0 | 0 | 0 | 0 | 0 | 0 | 0 | 23:00 | 0.0948 | 0.4816 | 0.3066 | 0.6174 | 0.5855 | 0.1454 | 0.0683 | 0.4283 | 0.4628 | 23:00 | 0.1525 | 0.6619 | 0.2509 | 0.4867 | 0.1623 | 0.1822 | 0.0594 | 0.0575 | 0.3778
|  | 114:00 | 0.518 | 0.2785 | 0.454 | 0.2598 | 0.5109 | 0.4042 | 0.4404 | 0.3816 | 0.3732 | 0.3664 | 0.4972 | 0.4118 | 0.3436 | 0.199 | 0.098 | 0.2175 | 0.199 | 0.203 | 0.392 | 0.3492 | 0.6021 | 0.7255 | 0.3724 | 0.4113 | 24:00 | 0 | 0 | 0 | 0 | 0 | 0 | 0 | 0 | 0 | 24:00 | 0 | 0 | 0 | 0 | 0 | 0 | 0 | 0 | 0 | 24:00 | 0.121 | 0.5427 | 0.3685 | 0.557 | 0.5567 | 0.1785 | 0.1068 | 0.3725 | 0.3879 | 24:00 | 0.2182 | 0.7293 | 0.2005 | 0.4548 | 0.1263 | 0.1191 | 0.0311 | 0.0539 | 0.3172
|  | 115:00 | 0 | 0.0461 | 0 | 0 | 0.0764 | 0.0245 | 0.1268 | 0.0722 | 0.0668 | 0.0925 | 0.1455 | 0.1008 | 0.3845 | 0.201 | 0.0953 | 0.2721 | 0.201 | 0.2246 | 0.4627 | 0.401 | 0.6607 | 0.7666 | 0.4616 | 0.4843
|  | 116:00 | 0 | 0 | 0 | 0 | 0 | 0 | 0.0025 | 0.0033 | 0 | 0.0005 | 0.0023 | 0.0017 | 0.4372 | 0.3637 | 0.1326 | 0.4154 | 0.3637 | 0.3022 | 0.6011 | 0.5377 | 0.503 | 0.6303 | 0.5447 | 0.5485
|  | 117:00 | 0 | 0 | 0 | 0 | 0 | 0 | 0 | 0 | 0 | 0 | 0 | 0 | 0.5068 | 0.6257 | 0.1806 | 0.607 | 0.6257 | 0.4102 | 0.729 | 0.68 | 0.3946 | 0.5171 | 0.6101 | 0.6106 | South
|  | 118:00 | 0 | 0 | 0 | 0 | 0 | 0 | 0 | 0 | 0 | 0 | 0 | 0 | 0.5004 | 0.5604 | 0.1739 | 0.5791 | 0.5604 | 0.3924 | 0.8081 | 0.772 | 0.3525 | 0.5302 | 0.6921 | 0.6772 |  | SOLAR CSP | [9 empty] | SOLAR PVSAT | [9 empty] | wind | [9 empty] | new wind
|  | 119:00 | 0 | 0 | 0 | 0 | 0 | 0 | 0 | 0 | 0 | 0 | 0 | 0 | 0.4883 | 0.5769 | 0.1684 | 0.617 | 0.5769 | 0.3963 | 0.7527 | 0.7147 | 0.2773 | 0.4993 | 0.7785 | 0.6914 |  | 1 | 2 | 3 | 4 | 5 | 6 | 7 | 8 | 9 |  | 1 | 2 | 3 | 4 | 5 | 6 | 7 | 8 | 9 |  | 1 | 2 | 3 | 4 | 5 | 6 | 7 | 8 | 9 |  | 1 | 2 | 3 | 4 | 5 | 6 | 7 | 8 | 9
|  | 120:00 | 0 | 0 | 0 | 0 | 0 | 0 | 0 | 0 | 0 | 0 | 0 | 0 | 0.5015 | 0.6476 | 0.1689 | 0.6387 | 0.6476 | 0.4129 | 0.7016 | 0.683 | 0.2792 | 0.4343 | 0.8431 | 0.7083 | 1:00 | 0 | 0 | 0 | 0 | 0 | 0 | 0 | 0 | 0 | 1:00 | 0 | 0 | 0 | 0 | 0 | 0 | 0 | 0 | 0 | 1:00 | 0.2905 | 0.5435 | 0.3566 | 0.863 | 0.7353 | 0.1019 | 0.4514 | 0.3156 | 0.7596 | 1:00 | 0.0901 | 0.3234 | 0.2877 | 0.5255 | 0.3661 | 0.1473 | 0.0732 | 0.2539 | 0.5514
Jun | Summer | 121:00 | 0 | 0 | 0 | 0 | 0 | 0 | 0 | 0 | 0 | 0 | 0 | 0 | 0.4009 | 0.5533 | 0.1448 | 0.512 | 0.5533 | 0.3385 | 0.5623 | 0.6079 | 0.2468 | 0.4259 | 0.7044 | 0.6019 | 2:00 | 0 | 0 | 0 | 0 | 0 | 0 | 0 | 0 | 0 | 2:00 | 0 | 0 | 0 | 0 | 0 | 0 | 0 | 0 | 0 | 2:00 | 0.21 | 0.5478 | 0.4108 | 0.8422 | 0.7441 | 0.1157 | 0.4852 | 0.3183 | 0.7176 | 2:00 | 0.0828 | 0.252 | 0.2799 | 0.5283 | 0.3673 | 0.1252 | 0.0842 | 0.302 | 0.4616
|  | 122:00 | 0 | 0 | 0 | 0 | 0 | 0 | 0 | 0 | 0 | 0 | 0 | 0 | 0.4216 | 0.6265 | 0.1628 | 0.6211 | 0.6265 | 0.3819 | 0.5698 | 0.6233 | 0.1733 | 0.3276 | 0.6543 | 0.5682 | 3:00 | 0 | 0 | 0 | 0 | 0 | 0 | 0 | 0 | 0 | 3:00 | 0 | 0 | 0 | 0 | 0 | 0 | 0 | 0 | 0 | 3:00 | 0.192 | 0.5662 | 0.4105 | 0.8367 | 0.702 | 0.1463 | 0.519 | 0.3315 | 0.6076 | 3:00 | 0.0955 | 0.218 | 0.1954 | 0.5594 | 0.3672 | 0.1418 | 0.0681 | 0.3255 | 0.329
|  | 123:00 | 0 | 0 | 0 | 0 | 0 | 0 | 0 | 0 | 0 | 0 | 0 | 0 | 0.4632 | 0.641 | 0.1753 | 0.6666 | 0.641 | 0.4094 | 0.5021 | 0.5716 | 0.1377 | 0.242 | 0.5513 | 0.4893 | 4:00 | 0 | 0 | 0 | 0 | 0 | 0 | 0 | 0 | 0 | 4:00 | 0 | 0 | 0 | 0 | 0 | 0 | 0 | 0 | 0 | 4:00 | 0.1854 | 0.6604 | 0.3337 | 0.8256 | 0.7012 | 0.1739 | 0.5725 | 0.2825 | 0.5614 | 4:00 | 0.0968 | 0.2329 | 0.1617 | 0.5393 | 0.334 | 0.1169 | 0.0681 | 0.329 | 0.375
|  | 124:00 | 0 | 0 | 0 | 0 | 0 | 0 | 0 | 0 | 0 | 0 | 0 | 0 | 0.4017 | 0.5004 | 0.1309 | 0.5099 | 0.5004 | 0.3265 | 0.5137 | 0.621 | 0.1311 | 0.2202 | 0.5233 | 0.486 | 5:00 | 0 | 0 | 0 | 0 | 0 | 0 | 0 | 0 | 0 | 5:00 | 0 | 0 | 0 | 0 | 0 | 0 | 0 | 0 | 0 | 5:00 | 0.1252 | 0.6636 | 0.3409 | 0.7886 | 0.6993 | 0.1764 | 0.6123 | 0.2544 | 0.4638 | 5:00 | 0.1183 | 0.2127 | 0.135 | 0.5495 | 0.2602 | 0.0828 | 0.0938 | 0.3563 | 0.3417
|  | 125:00 | 0 | 0 | 0 | 0 | 0 | 0 | 0 | 0 | 0 | 0 | 0 | 0 | 0.3339 | 0.4336 | 0.116 | 0.4403 | 0.4336 | 0.2796 | 0.4457 | 0.5956 | 0.1287 | 0.168 | 0.5419 | 0.4793 | 6:00 | 0 | 0 | 0 | 0 | 0 | 0 | 0 | 0 | 0 | 6:00 | 0 | 0 | 0 | 0 | 0 | 0.0009 | 0 | 0 | 0.0041 | 6:00 | 0.0817 | 0.7129 | 0.3315 | 0.7769 | 0.6811 | 0.1553 | 0.5407 | 0.1886 | 0.3401 | 6:00 | 0.1337 | 0.2973 | 0.1146 | 0.5795 | 0.2067 | 0.078 | 0.2488 | 0.3256 | 0.2693
|  | 126:00 | 0 | 0 | 0 | 0 | 0 | 0 | 0.0081 | 0.0318 | 0.0054 | 0.0007 | 0.0161 | 0.0124 | 0.2863 | 0.365 | 0.0941 | 0.3862 | 0.365 | 0.2385 | 0.3488 | 0.5194 | 0.1282 | 0.1287 | 0.5481 | 0.4525 | 7:00 | 0 | 0 | 0 | 0 | 0 | 0 | 0 | 0 | 0 | 7:00 | 0 | 0 | 0.0963 | 0.0045 | 0.007 | 0.0988 | 0 | 0.0335 | 0.0901 | 7:00 | 0.0802 | 0.6685 | 0.3428 | 0.7496 | 0.616 | 0.1233 | 0.5784 | 0.1009 | 0.3106 | 7:00 | 0.1893 | 0.3307 | 0.1001 | 0.5287 | 0.1587 | 0.0965 | 0.4213 | 0.3091 | 0.3063
|  | 127:00 | 0 | 0 | 0 | 0 | 0 | 0 | 0.205 | 0.2529 | 0.2581 | 0.1851 | 0.2561 | 0.2314 | 0.2561 | 0.3168 | 0.0904 | 0.3632 | 0.3168 | 0.2182 | 0.3374 | 0.488 | 0.1301 | 0.1129 | 0.5233 | 0.4311 | 8:00 | 0 | 0 | 0 | 0 | 0 | 0 | 0 | 0 | 0 | 8:00 | 0.0267 | 0.0106 | 0.5498 | 0.2442 | 0.2466 | 0.3974 | 0.0883 | 0.426 | 0.326 | 8:00 | 0.0645 | 0.6254 | 0.2664 | 0.7776 | 0.6447 | 0.0563 | 0.6123 | 0.0787 | 0.334 | 8:00 | 0.185 | 0.3594 | 0.1253 | 0.5495 | 0.1443 | 0.082 | 0.4348 | 0.3105 | 0.3952
|  | 128:00 | 0 | 0.0691 | 0.003 | 0 | 0.0551 | 0.0254 | 0.4665 | 0.5399 | 0.555 | 0.4628 | 0.57 | 0.5188 | 0.2274 | 0.2623 | 0.0741 | 0.2934 | 0.2623 | 0.1833 | 0.2499 | 0.4379 | 0.0738 | 0.077 | 0.3779 | 0.3288 | 9:00 | 0 | 0 | 0.3129 | 0 | 0 | 0.0867 | 0 | 0.0249 | 0.0096 | 9:00 | 0.1927 | 0.0849 | 0.7585 | 0.6708 | 0.5996 | 0.4824 | 0.3933 | 0.7604 | 0.4401 | 9:00 | 0.0708 | 0.5596 | 0.223 | 0.8108 | 0.6992 | 0.0201 | 0.6535 | 0.0606 | 0.3676 | 9:00 | 0.1898 | 0.3868 | 0.1452 | 0.558 | 0.1304 | 0.0652 | 0.4008 | 0.3082 | 0.4496
|  | 129:00 | 0.1391 | 0.3718 | 0.1905 | 0.1221 | 0.3625 | 0.2372 | 0.6663 | 0.6884 | 0.6583 | 0.6703 | 0.667 | 0.67 | 0.2136 | 0.2235 | 0.0621 | 0.242 | 0.2235 | 0.1598 | 0.1945 | 0.3864 | 0.0655 | 0.0679 | 0.2588 | 0.2498 | 10:00 | 0 | 0 | 0.6276 | 0.2628 | 0.3007 | 0.3114 | 0.1241 | 0.5292 | 0.1258 | 10:00 | 0.3128 | 0.2648 | 0.7885 | 0.6864 | 0.7752 | 0.7323 | 0.4838 | 0.851 | 0.5899 | 10:00 | 0.0601 | 0.5581 | 0.1688 | 0.7895 | 0.6427 | 0.0159 | 0.6496 | 0.0221 | 0.3261 | 10:00 | 0.1617 | 0.2691 | 0.1051 | 0.4086 | 0.1464 | 0.0119 | 0.2475 | 0.2082 | 0.5428
|  | 130:00 | 0.5212 | 0.7383 | 0.4679 | 0.3956 | 0.6951 | 0.5636 | 0.8139 | 0.8353 | 0.8065 | 0.78 | 0.9188 | 0.8309 | 0.26 | 0.3009 | 0.0704 | 0.2812 | 0.3009 | 0.1931 | 0.185 | 0.4238 | 0.067 | 0.0691 | 0.2407 | 0.2483 | 11:00 | 0.0104 | 0 | 0.8053 | 0.4915 | 0.6394 | 0.4402 | 0.3363 | 0.8108 | 0.3638 | 11:00 | 0.3502 | 0.2961 | 0.8683 | 0.7169 | 0.766 | 0.7053 | 0.5536 | 0.831 | 0.7036 | 11:00 | 0.035 | 0.6561 | 0.1696 | 0.8518 | 0.6175 | 0.009 | 0.4749 | 0.0303 | 0.2525 | 11:00 | 0.1188 | 0.3949 | 0.0839 | 0.4118 | 0.0232 | 0.0676 | 0.1644 | 0.1967 | 0.6478
|  | 131:00 | 0.5952 | 0.7789 | 0.5189 | 0.5646 | 0.8617 | 0.6639 | 0.8045 | 0.9544 | 0.792 | 0.7936 | 0.8859 | 0.8461 | 0.3036 | 0.3208 | 0.0782 | 0.2879 | 0.3208 | 0.2122 | 0.2031 | 0.4331 | 0.0911 | 0.0931 | 0.304 | 0.288 | 12:00 | 0.0345 | 0 | 0.8267 | 0.3933 | 0.5263 | 0.394 | 0.3373 | 0.802 | 0.4625 | 12:00 | 0.4048 | 0.2827 | 0.8289 | 0.6296 | 0.708 | 0.73 | 0.5285 | 0.8046 | 0.7546 | 12:00 | 0.055 | 0.6538 | 0.1677 | 0.8426 | 0.6116 | 0.0112 | 0.2107 | 0.0766 | 0.2647 | 12:00 | 0.0828 | 0.5579 | 0.0639 | 0.5589 | 0.0694 | 0.0423 | 0.1308 | 0.1576 | 0.6524
|  | 132:00 | 0.6921 | 0.8701 | 0.5665 | 0.7629 | 0.9696 | 0.7722 | 0.8546 | 0.9537 | 0.8117 | 0.9028 | 0.9199 | 0.8885 | 0.3167 | 0.2943 | 0.0913 | 0.2959 | 0.2943 | 0.2196 | 0.245 | 0.403 | 0.1375 | 0.1401 | 0.3553 | 0.3191 | 13:00 | 0.0409 | 0.0402 | 0.8306 | 0.3066 | 0.438 | 0.4533 | 0.3561 | 0.7884 | 0.3473 | 13:00 | 0.4178 | 0.3736 | 0.8414 | 0.6196 | 0.6891 | 0.7015 | 0.639 | 0.787 | 0.7483 | 13:00 | 0.0878 | 0.5802 | 0.1277 | 0.7939 | 0.6007 | 0.0187 | 0.1027 | 0.0985 | 0.3351 | 13:00 | 0.0788 | 0.5545 | 0.0557 | 0.5878 | 0.0649 | 0.0283 | 0.1309 | 0.101 | 0.7029
|  | 133:00 | 0.6784 | 0.9507 | 0.6321 | 0.7152 | 0.9502 | 0.7853 | 0.8521 | 0.9409 | 0.8465 | 0.8606 | 0.8622 | 0.8725 | 0.3457 | 0.4139 | 0.0981 | 0.3605 | 0.4139 | 0.2576 | 0.2167 | 0.3285 | 0.2788 | 0.1742 | 0.3812 | 0.3298 | 14:00 | 0.0288 | 0.0732 | 0.8464 | 0.2976 | 0.5278 | 0.5769 | 0.4265 | 0.8193 | 0.5281 | 14:00 | 0.3491 | 0.4293 | 0.8468 | 0.6414 | 0.7192 | 0.8143 | 0.6483 | 0.791 | 0.7288 | 14:00 | 0.1234 | 0.4805 | 0.0918 | 0.7848 | 0.5126 | 0.0236 | 0.0869 | 0.0974 | 0.2681 | 14:00 | 0.0968 | 0.6059 | 0.0703 | 0.5184 | 0.0978 | 0.0298 | 0.1969 | 0.0895 | 0.7574
|  | 134:00 | 0.6991 | 0.9595 | 0.5803 | 0.7729 | 0.9405 | 0.7905 | 0.8833 | 0.9368 | 0.8048 | 0.8862 | 0.8998 | 0.8822 | 0.3228 | 0.358 | 0.1086 | 0.3147 | 0.358 | 0.2396 | 0.2227 | 0.2934 | 0.4472 | 0.2647 | 0.5054 | 0.4082 | 15:00 | 0.0372 | 0.185 | 0.7908 | 0.2188 | 0.6405 | 0.5654 | 0.5207 | 0.8322 | 0.486 | 15:00 | 0.3024 | 0.4683 | 0.7979 | 0.5563 | 0.7475 | 0.7434 | 0.6578 | 0.8222 | 0.7709 | 15:00 | 0.1283 | 0.4082 | 0.1401 | 0.7645 | 0.4325 | 0.0289 | 0.0729 | 0.0957 | 0.3119 | 15:00 | 0.1226 | 0.6823 | 0.0955 | 0.4774 | 0.1266 | 0.0844 | 0.1318 | 0.0585 | 0.8063
|  | 135:00 | 0.7082 | 0.9326 | 0.5078 | 0.7345 | 0.871 | 0.7508 | 0.8668 | 0.9337 | 0.7714 | 0.8764 | 0.86 | 0.8617 | 0.3098 | 0.2882 | 0.1003 | 0.2831 | 0.2882 | 0.218 | 0.1719 | 0.2343 | 0.5535 | 0.3299 | 0.4924 | 0.3976 | 16:00 | 0.0383 | 0.3071 | 0.7893 | 0.2082 | 0.6553 | 0.4459 | 0.5757 | 0.8285 | 0.4576 | 16:00 | 0.2506 | 0.4854 | 0.8024 | 0.5428 | 0.7583 | 0.6577 | 0.6426 | 0.8085 | 0.6635 | 16:00 | 0.1145 | 0.391 | 0.139 | 0.7555 | 0.3518 | 0.0531 | 0.0716 | 0.1027 | 0.3033 | 16:00 | 0.1665 | 0.6103 | 0.1549 | 0.4497 | 0.1597 | 0.0965 | 0.0951 | 0.0447 | 0.7993
|  | 136:00 | 0.6713 | 0.8787 | 0.4952 | 0.6527 | 0.974 | 0.7343 | 0.8355 | 0.8938 | 0.7385 | 0.8239 | 0.9144 | 0.8412 | 0.3543 | 0.3513 | 0.1158 | 0.3417 | 0.3513 | 0.2559 | 0.1597 | 0.1893 | 0.6087 | 0.3408 | 0.467 | 0.3802 | 17:00 | 0.0332 | 0.2607 | 0.6956 | 0.2145 | 0.2735 | 0.4026 | 0.2389 | 0.6234 | 0.4704 | 17:00 | 0.2058 | 0.5613 | 0.7624 | 0.4403 | 0.5155 | 0.5847 | 0.4862 | 0.6608 | 0.7385 | 17:00 | 0.0892 | 0.4235 | 0.136 | 0.7426 | 0.3002 | 0.0947 | 0.0778 | 0.1112 | 0.2603 | 17:00 | 0.189 | 0.5675 | 0.2132 | 0.4147 | 0.2363 | 0.1645 | 0.082 | 0.0673 | 0.7726
|  | 137:00 | 0.5695 | 0.8573 | 0.4065 | 0.5906 | 0.9575 | 0.6763 | 0.7337 | 0.8421 | 0.6282 | 0.7598 | 0.8824 | 0.7692 | 0.3784 | 0.3478 | 0.1187 | 0.3474 | 0.3478 | 0.2646 | 0.1986 | 0.1942 | 0.5772 | 0.3918 | 0.4984 | 0.4001 | 18:00 | 0 | 0.0003 | 0.5466 | 0 | 0 | 0.2248 | 0 | 0 | 0.4585 | 18:00 | 0.0296 | 0.3563 | 0.5938 | 0.0544 | 0.067 | 0.4179 | 0.0604 | 0.2171 | 0.5994 | 18:00 | 0.114 | 0.4062 | 0.1618 | 0.7207 | 0.4027 | 0.0978 | 0.074 | 0.0925 | 0.2576 | 18:00 | 0.1735 | 0.6423 | 0.2516 | 0.3375 | 0.267 | 0.188 | 0.0498 | 0.0938 | 0.7877
|  | 138:00 | 0.3871 | 0.6907 | 0.2345 | 0.4219 | 0.6719 | 0.4812 | 0.5545 | 0.6739 | 0.4239 | 0.5509 | 0.6159 | 0.5638 | 0.3325 | 0.3626 | 0.1106 | 0.3115 | 0.3626 | 0.243 | 0.1823 | 0.1922 | 0.5771 | 0.4522 | 0.4815 | 0.392 | 19:00 | 0 | 0 | 0 | 0 | 0 | 0.0071 | 0 | 0 | 0.0063 | 19:00 | 0 | 0.0191 | 0.2977 | 0 | 0 | 0.2162 | 0 | 0 | 0.3232 | 19:00 | 0.2043 | 0.3792 | 0.2159 | 0.6973 | 0.5801 | 0.1177 | 0.0852 | 0.0961 | 0.2823 | 19:00 | 0.1673 | 0.6034 | 0.3446 | 0.3719 | 0.2135 | 0.1764 | 0.0392 | 0.1275 | 0.8172
|  | 139:00 | 0.0306 | 0.1081 | 0 | 0 | 0.4574 | 0.1192 | 0.2701 | 0.3803 | 0.1457 | 0.2483 | 0.4102 | 0.2909 | 0.3411 | 0.3631 | 0.1131 | 0.33 | 0.3631 | 0.2502 | 0.2024 | 0.226 | 0.4514 | 0.4974 | 0.4892 | 0.3934 | 20:00 | 0 | 0 | 0 | 0 | 0 | 0 | 0 | 0 | 0 | 20:00 | 0 | 0 | 0.0114 | 0 | 0 | 0.0098 | 0 | 0 | 0.0152 | 20:00 | 0.2502 | 0.2814 | 0.3068 | 0.7755 | 0.8178 | 0.127 | 0.1223 | 0.2255 | 0.3777 | 20:00 | 0.183 | 0.6432 | 0.4146 | 0.5054 | 0.2575 | 0.1511 | 0.0503 | 0.1483 | 0.8332
|  | 140:00 | 0 | 0 | 0 | 0 | 0 | 0 | 0.0138 | 0.0364 | 0 | 0.0039 | 0.0997 | 0.0308 | 0.3794 | 0.4143 | 0.1218 | 0.3959 | 0.4143 | 0.2836 | 0.3708 | 0.3598 | 0.4186 | 0.531 | 0.627 | 0.5096 | 21:00 | 0 | 0 | 0 | 0 | 0 | 0 | 0 | 0 | 0 | 21:00 | 0 | 0 | 0 | 0 | 0 | 0 | 0 | 0 | 0 | 21:00 | 0.2877 | 0.2505 | 0.3741 | 0.7918 | 0.884 | 0.1446 | 0.1758 | 0.4295 | 0.4859 | 21:00 | 0.1919 | 0.6804 | 0.4682 | 0.6947 | 0.2909 | 0.101 | 0.0749 | 0.1702 | 0.8423
|  | 141:00 | 0 | 0 | 0 | 0 | 0 | 0 | 0 | 0 | 0 | 0 | 0 | 0 | 0.4157 | 0.4738 | 0.1305 | 0.4771 | 0.4738 | 0.3206 | 0.5927 | 0.5102 | 0.3859 | 0.6077 | 0.7515 | 0.6308 | 22:00 | 0 | 0 | 0 | 0 | 0 | 0 | 0 | 0 | 0 | 22:00 | 0 | 0 | 0 | 0 | 0 | 0 | 0 | 0 | 0 | 22:00 | 0.2128 | 0.2381 | 0.4004 | 0.7787 | 0.8818 | 0.169 | 0.1772 | 0.5687 | 0.6649 | 22:00 | 0.1969 | 0.7483 | 0.453 | 0.6329 | 0.3611 | 0.2015 | 0.0687 | 0.2225 | 0.7723
|  | 142:00 | 0 | 0 | 0 | 0 | 0 | 0 | 0 | 0 | 0 | 0 | 0 | 0 | 0.4312 | 0.5824 | 0.1362 | 0.548 | 0.5824 | 0.3542 | 0.6591 | 0.5195 | 0.3469 | 0.5982 | 0.7292 | 0.6244 | 23:00 | 0 | 0 | 0 | 0 | 0 | 0 | 0 | 0 | 0 | 23:00 | 0 | 0 | 0 | 0 | 0 | 0 | 0 | 0 | 0 | 23:00 | 0.1905 | 0.3957 | 0.4359 | 0.7765 | 0.8531 | 0.153 | 0.1547 | 0.6353 | 0.5791 | 23:00 | 0.1698 | 0.6352 | 0.4098 | 0.5844 | 0.3134 | 0.2512 | 0.0356 | 0.2992 | 0.6385
|  | 143:00 | 0 | 0 | 0 | 0 | 0 | 0 | 0 | 0 | 0 | 0 | 0 | 0 | 0.4375 | 0.6135 | 0.1428 | 0.5374 | 0.6135 | 0.3602 | 0.7468 | 0.6261 | 0.2849 | 0.5539 | 0.7575 | 0.6635 | 24:00 | 0 | 0 | 0 | 0 | 0 | 0 | 0 | 0 | 0 | 24:00 | 0 | 0 | 0 | 0 | 0 | 0 | 0 | 0 | 0 | 24:00 | 0.1718 | 0.5783 | 0.5218 | 0.7297 | 0.8392 | 0.2555 | 0.1935 | 0.5619 | 0.5649 | 24:00 | 0.1659 | 0.5709 | 0.3791 | 0.5392 | 0.2746 | 0.2065 | 0.0211 | 0.2295 | 0.5704
|  | 144:00 | 0 | 0 | 0 | 0 | 0 | 0 | 0 | 0 | 0 | 0 | 0 | 0 | 0.4962 | 0.7185 | 0.1676 | 0.629 | 0.7185 | 0.4173 | 0.7453 | 0.7021 | 0.2484 | 0.4782 | 0.7838 | 0.6862
Jul |  | 145:00 | 0 | 0 | 0 | 0 | 0 | 0 | 0 | 0 | 0 | 0 | 0 | 0 | 0.3864 | 0.5017 | 0.1334 | 0.4849 | 0.5017 | 0.3183 | 0.5625 | 0.5888 | 0.3206 | 0.4366 | 0.5347 | 0.5212
|  | 146:00 | 0 | 0 | 0 | 0 | 0 | 0 | 0 | 0 | 0 | 0 | 0 | 0 | 0.3146 | 0.4357 | 0.1032 | 0.3852 | 0.4357 | 0.2584 | 0.4352 | 0.5795 | 0.2356 | 0.2946 | 0.4855 | 0.464 | Panhandle
|  | 147:00 | 0 | 0 | 0 | 0 | 0 | 0 | 0 | 0 | 0 | 0 | 0 | 0 | 0.2951 | 0.4027 | 0.0996 | 0.371 | 0.4027 | 0.2446 | 0.4515 | 0.556 | 0.168 | 0.2664 | 0.4993 | 0.4585 |  | SOLAR CSP | [9 empty] | SOLAR PVSAT | [9 empty] | wind | [9 empty] | new wind
|  | 148:00 | 0 | 0 | 0 | 0 | 0 | 0 | 0 | 0 | 0 | 0 | 0 | 0 | 0.3288 | 0.4327 | 0.1064 | 0.4161 | 0.4327 | 0.2694 | 0.3977 | 0.507 | 0.1685 | 0.26 | 0.467 | 0.4249 |  | 1 | 2 | 3 | 4 | 5 | 6 | 7 | 8 | 9 |  | 1 | 2 | 3 | 4 | 5 | 6 | 7 | 8 | 9 |  | 1 | 2 | 3 | 4 | 5 | 6 | 7 | 8 | 9 |  | 1 | 2 | 3 | 4 | 5 | 6 | 7 | 8 | 9
|  | 149:00 | 0 | 0 | 0 | 0 | 0 | 0 | 0 | 0 | 0 | 0 | 0 | 0 | 0.3091 | 0.4037 | 0.1012 | 0.4037 | 0.4037 | 0.2559 | 0.3448 | 0.4612 | 0.1351 | 0.2717 | 0.4848 | 0.4142 | 1:00 | 0 | 0 | 0 | 0 | 0 | 0 | 0 | 0 | 0 | 1:00 | 0 | 0 | 0 | 0 | 0 | 0 | 0 | 0 | 0 | 1:00 | 0.356 | 0.4843 | 0.4131 | 0.8647 | 0.76 | 0.1389 | 0.4519 | 0.3434 | 0.796 | 1:00 | 0.3933 | 0.4981 | 0.2292 | 0.8698 | 0.8837 | 0.4317 | 0.405 | 0.2285 | 0.7401
|  | 150:00 | 0 | 0 | 0 | 0 | 0 | 0 | 0.0122 | 0.0076 | 0.0082 | 0.0003 | 0.0049 | 0.0066 | 0.3345 | 0.3966 | 0.1058 | 0.4301 | 0.3966 | 0.2693 | 0.3065 | 0.4072 | 0.1284 | 0.2631 | 0.4413 | 0.3747 | 2:00 | 0 | 0 | 0 | 0 | 0 | 0 | 0 | 0 | 0 | 2:00 | 0 | 0 | 0 | 0 | 0 | 0 | 0 | 0 | 0 | 2:00 | 0.2471 | 0.4334 | 0.4897 | 0.852 | 0.7626 | 0.1441 | 0.4631 | 0.3392 | 0.7306 | 2:00 | 0.3201 | 0.4547 | 0.2365 | 0.87 | 0.8604 | 0.3481 | 0.3872 | 0.2232 | 0.7105
|  | 151:00 | 0 | 0 | 0 | 0 | 0 | 0 | 0.2479 | 0.2222 | 0.1774 | 0.0912 | 0.1848 | 0.1847 | 0.3093 | 0.3317 | 0.1039 | 0.4258 | 0.3317 | 0.2529 | 0.3033 | 0.3466 | 0.1293 | 0.265 | 0.3828 | 0.3314 | 3:00 | 0 | 0 | 0 | 0 | 0 | 0 | 0 | 0 | 0 | 3:00 | 0 | 0 | 0 | 0 | 0 | 0 | 0 | 0 | 0 | 3:00 | 0.2358 | 0.5492 | 0.4251 | 0.8442 | 0.7285 | 0.1696 | 0.4652 | 0.3008 | 0.6193 | 3:00 | 0.2552 | 0.4286 | 0.2446 | 0.8469 | 0.8123 | 0.2772 | 0.3468 | 0.237 | 0.6711
|  | 152:00 | 0.0704 | 0.0575 | 0 | 0 | 0 | 0.0256 | 0.5476 | 0.5893 | 0.4836 | 0.4995 | 0.6685 | 0.5577 | 0.2373 | 0.2618 | 0.0827 | 0.331 | 0.2618 | 0.1969 | 0.2244 | 0.3051 | 0.1958 | 0.2528 | 0.2691 | 0.263 | 4:00 | 0 | 0 | 0 | 0 | 0 | 0 | 0 | 0 | 0 | 4:00 | 0 | 0 | 0 | 0 | 0 | 0 | 0 | 0 | 0 | 4:00 | 0.1936 | 0.6852 | 0.3746 | 0.775 | 0.7081 | 0.2 | 0.5033 | 0.2808 | 0.5562 | 4:00 | 0.1808 | 0.4616 | 0.2738 | 0.8154 | 0.7903 | 0.2581 | 0.4112 | 0.2102 | 0.6084
|  | 153:00 | 0.4491 | 0.308 | 0.0878 | 0.1251 | 0.3326 | 0.2605 | 0.7962 | 0.8375 | 0.6949 | 0.7369 | 0.8698 | 0.7871 | 0.1774 | 0.2118 | 0.0608 | 0.2452 | 0.2118 | 0.1483 | 0.1607 | 0.265 | 0.2859 | 0.276 | 0.1808 | 0.2138 | 5:00 | 0 | 0 | 0 | 0 | 0 | 0 | 0 | 0 | 0 | 5:00 | 0 | 0 | 0 | 0 | 0 | 0 | 0 | 0 | 0 | 5:00 | 0.1009 | 0.6857 | 0.3166 | 0.7348 | 0.6817 | 0.1914 | 0.5876 | 0.2221 | 0.4117 | 5:00 | 0.1002 | 0.4763 | 0.2939 | 0.8019 | 0.8077 | 0.2115 | 0.5614 | 0.2116 | 0.6011
|  | 154:00 | 0.7784 | 0.6517 | 0.4574 | 0.418 | 0.9313 | 0.6474 | 0.8857 | 0.8901 | 0.7889 | 0.8602 | 0.9142 | 0.8678 | 0.1587 | 0.1817 | 0.0578 | 0.1933 | 0.1817 | 0.1279 | 0.1008 | 0.1949 | 0.2515 | 0.2485 | 0.1437 | 0.1674 | 6:00 | 0 | 0 | 0 | 0 | 0 | 0 | 0 | 0 | 0 | 6:00 | 0 | 0 | 0 | 0 | 0 | 0.0031 | 0 | 0 | 0.0269 | 6:00 | 0.0865 | 0.6805 | 0.3086 | 0.7417 | 0.649 | 0.1572 | 0.5169 | 0.2123 | 0.2922 | 6:00 | 0.0703 | 0.5456 | 0.27 | 0.803 | 0.8433 | 0.179 | 0.6077 | 0.2576 | 0.574
|  | 155:00 | 0.8407 | 0.7584 | 0.6106 | 0.5375 | 0.8615 | 0.7217 | 0.8605 | 0.9074 | 0.7938 | 0.8673 | 0.9374 | 0.8733 | 0.1475 | 0.1571 | 0.0546 | 0.1618 | 0.1571 | 0.1143 | 0.1075 | 0.1838 | 0.2577 | 0.1965 | 0.1505 | 0.1674 | 7:00 | 0 | 0 | 0 | 0 | 0 | 0 | 0 | 0 | 0 | 7:00 | 0 | 0 | 0.1256 | 0 | 0 | 0.1904 | 0 | 0 | 0.2645 | 7:00 | 0.0772 | 0.5547 | 0.3088 | 0.7565 | 0.59 | 0.0957 | 0.5205 | 0.1375 | 0.2384 | 7:00 | 0.0464 | 0.5492 | 0.2884 | 0.78 | 0.8455 | 0.1468 | 0.6193 | 0.2571 | 0.5705
|  | 156:00 | 0.9263 | 0.8686 | 0.6247 | 0.6802 | 0.9439 | 0.8087 | 0.8258 | 0.8888 | 0.8063 | 0.8297 | 0.8982 | 0.8498 | 0.1321 | 0.1126 | 0.0461 | 0.1367 | 0.1126 | 0.0962 | 0.0791 | 0.1675 | 0.2162 | 0.1694 | 0.1162 | 0.1374 | 8:00 | 0 | 0 | 0 | 0 | 0 | 0 | 0 | 0 | 0 | 8:00 | 0.0039 | 0.0078 | 0.6142 | 0.1015 | 0.2123 | 0.6714 | 0.0118 | 0.0399 | 0.5314 | 8:00 | 0.0579 | 0.5257 | 0.2434 | 0.7391 | 0.6092 | 0.0392 | 0.5405 | 0.0997 | 0.2948 | 8:00 | 0.0687 | 0.5225 | 0.3257 | 0.7677 | 0.8448 | 0.0879 | 0.5454 | 0.2411 | 0.5134
|  | 157:00 | 0.882 | 0.7132 | 0.5814 | 0.7039 | 0.7828 | 0.7326 | 0.8067 | 0.8584 | 0.8338 | 0.832 | 0.9157 | 0.8493 | 0.1646 | 0.1584 | 0.044 | 0.1675 | 0.1584 | 0.1161 | 0.0974 | 0.1474 | 0.3721 | 0.2092 | 0.1455 | 0.1692 | 9:00 | 0 | 0 | 0.2789 | 0 | 0 | 0.4534 | 0 | 0 | 0.2338 | 9:00 | 0.1226 | 0.1755 | 0.6395 | 0.4319 | 0.7077 | 0.8783 | 0.2813 | 0.554 | 0.6427 | 9:00 | 0.0632 | 0.4728 | 0.2097 | 0.7647 | 0.6449 | 0.0091 | 0.5605 | 0.0708 | 0.3532 | 9:00 | 0.122 | 0.5165 | 0.3824 | 0.7707 | 0.8413 | 0.0438 | 0.4737 | 0.2424 | 0.4428
|  | 158:00 | 0.9364 | 0.8183 | 0.5236 | 0.6613 | 0.9667 | 0.7813 | 0.859 | 0.8537 | 0.8328 | 0.8202 | 0.8672 | 0.8466 | 0.2601 | 0.2392 | 0.0838 | 0.242 | 0.2392 | 0.1834 | 0.1107 | 0.145 | 0.4936 | 0.2246 | 0.1479 | 0.186 | 10:00 | 0 | 0 | 0.7277 | 0.1766 | 0.3726 | 0.9855 | 0 | 0.3065 | 0.6343 | 10:00 | 0.0579 | 0.6014 | 0.9244 | 0.7789 | 0.8368 | 0.942 | 0.616 | 0.8723 | 0.9202 | 10:00 | 0.0445 | 0.4663 | 0.19 | 0.7777 | 0.5781 | 0.0048 | 0.6096 | 0.0069 | 0.297 | 10:00 | 0.1521 | 0.4363 | 0.3175 | 0.7668 | 0.8198 | 0.0146 | 0.588 | 0.224 | 0.3347
|  | 159:00 | 0.9151 | 0.8432 | 0.503 | 0.6584 | 0.9513 | 0.7742 | 0.8508 | 0.8529 | 0.8604 | 0.8232 | 0.8717 | 0.8518 | 0.2696 | 0.1641 | 0.0842 | 0.1773 | 0.1641 | 0.1645 | 0.1014 | 0.138 | 0.6665 | 0.2639 | 0.139 | 0.2004 | 11:00 | 0 | 0.2863 | 0.9763 | 0.571 | 0.744 | 0.902 | 0.2222 | 0.6734 | 0.4482 | 11:00 | 0.0857 | 0.6931 | 0.949 | 0.7574 | 0.8041 | 0.9286 | 0.6778 | 0.8551 | 0.8009 | 11:00 | 0.0273 | 0.643 | 0.1788 | 0.8365 | 0.5544 | 0.0052 | 0.4189 | 0.0107 | 0.2225 | 11:00 | 0.1009 | 0.2067 | 0.4273 | 0.6517 | 0.6782 | 0.0005 | 0.4169 | 0.265 | 0.2135
|  | 160:00 | 0.8859 | 0.7527 | 0.5513 | 0.6975 | 0.9239 | 0.7623 | 0.8548 | 0.8817 | 0.8659 | 0.8617 | 0.8016 | 0.8531 | 0.2578 | 0.1235 | 0.0847 | 0.1322 | 0.1235 | 0.1475 | 0.0944 | 0.1378 | 0.6608 | 0.2463 | 0.1786 | 0.218 | 12:00 | 0 | 0.5223 | 0.9739 | 0.494 | 0.6425 | 0.9186 | 0.2525 | 0.7249 | 0.6484 | 12:00 | 0.1042 | 0.7893 | 0.9328 | 0.6959 | 0.7258 | 0.8958 | 0.574 | 0.8101 | 0.802 | 12:00 | 0.0357 | 0.5051 | 0.1874 | 0.818 | 0.5879 | 0.0113 | 0.2009 | 0.0365 | 0.2836 | 12:00 | 0.0961 | 0.1135 | 0.5499 | 0.5962 | 0.6485 | 0.0074 | 0.2075 | 0.5159 | 0.226
|  | 161:00 | 0.7555 | 0.686 | 0.4032 | 0.5995 | 0.9086 | 0.6706 | 0.7982 | 0.7605 | 0.7258 | 0.8105 | 0.863 | 0.7916 | 0.2539 | 0.1341 | 0.0819 | 0.1535 | 0.1341 | 0.1508 | 0.0996 | 0.1379 | 0.6082 | 0.2835 | 0.1831 | 0.2165 | 13:00 | 0 | 0.5068 | 0.9776 | 0.2139 | 0.603 | 0.9541 | 0.3576 | 0.6947 | 0.8422 | 13:00 | 0.1696 | 0.7276 | 0.9048 | 0.5415 | 0.6924 | 0.8975 | 0.6066 | 0.7795 | 0.9476 | 13:00 | 0.0878 | 0.5449 | 0.1148 | 0.7865 | 0.5795 | 0.0283 | 0.1037 | 0.0645 | 0.3139 | 13:00 | 0.1517 | 0.1384 | 0.3885 | 0.6549 | 0.5785 | 0.0126 | 0.0828 | 0.6735 | 0.2205
|  | 162:00 | 0.5924 | 0.4644 | 0.1654 | 0.4702 | 0.7905 | 0.4966 | 0.6426 | 0.62 | 0.4855 | 0.6788 | 0.7987 | 0.6451 | 0.3209 | 0.1746 | 0.1043 | 0.2259 | 0.1746 | 0.1979 | 0.1541 | 0.1498 | 0.5486 | 0.3961 | 0.2289 | 0.2466 | 14:00 | 0 | 0.577 | 0.9122 | 0.4214 | 0.6476 | 0.8837 | 0.445 | 0.6988 | 0.9395 | 14:00 | 0.1145 | 0.7364 | 0.8737 | 0.6847 | 0.7267 | 0.8924 | 0.626 | 0.7804 | 0.8949 | 14:00 | 0.135 | 0.4914 | 0.092 | 0.7688 | 0.5398 | 0.041 | 0.1066 | 0.083 | 0.2417 | 14:00 | 0.1531 | 0.1275 | 0.2446 | 0.7589 | 0.4428 | 0.017 | 0.0626 | 0.7306 | 0.237
|  | 163:00 | 0.0871 | 0.0603 | 0 | 0 | 0.3049 | 0.0905 | 0.3218 | 0.3884 | 0.1211 | 0.3327 | 0.5401 | 0.3408 | 0.3195 | 0.2606 | 0.1192 | 0.2903 | 0.2606 | 0.2265 | 0.2005 | 0.1991 | 0.5451 | 0.4695 | 0.2509 | 0.2769 | 15:00 | 0 | 0.6509 | 0.9392 | 0.6622 | 0.7342 | 0.8992 | 0.4808 | 0.7774 | 1.0269 | 15:00 | 0.0895 | 0.7607 | 0.9109 | 0.7829 | 0.7838 | 0.9055 | 0.6665 | 0.8296 | 0.9382 | 15:00 | 0.1286 | 0.4498 | 0.134 | 0.77 | 0.4612 | 0.0322 | 0.0941 | 0.0711 | 0.2738 | 15:00 | 0.1783 | 0.1513 | 0.3061 | 0.8449 | 0.3746 | 0.0229 | 0.1192 | 0.6725 | 0.2931
|  | 164:00 | 0 | 0 | 0 | 0 | 0 | 0 | 0.0171 | 0.0409 | 0.0014 | 0.0164 | 0.1297 | 0.0411 | 0.3882 | 0.3028 | 0.1179 | 0.3217 | 0.3028 | 0.2566 | 0.2953 | 0.3185 | 0.6696 | 0.6076 | 0.364 | 0.3917 | 16:00 | 0 | 0.7281 | 1.0243 | 0.5284 | 0.8054 | 0.6595 | 0.4436 | 0.8545 | 1.0001 | 16:00 | 0.0881 | 0.8357 | 0.9262 | 0.6789 | 0.8008 | 0.7744 | 0.5502 | 0.8164 | 0.9485 | 16:00 | 0.1155 | 0.4712 | 0.1248 | 0.7785 | 0.3804 | 0.054 | 0.0654 | 0.0807 | 0.2741 | 16:00 | 0.2189 | 0.1334 | 0.3246 | 0.87 | 0.3421 | 0.0346 | 0.2087 | 0.5735 | 0.3677
|  | 165:00 | 0 | 0 | 0 | 0 | 0 | 0 | 0 | 0 | 0 | 0 | 0 | 0 | 0.4373 | 0.3284 | 0.123 | 0.3536 | 0.3284 | 0.2818 | 0.3921 | 0.4746 | 0.7593 | 0.6708 | 0.4893 | 0.5139 | 17:00 | 0 | 0.5763 | 0.934 | 0.4818 | 0.5287 | 0.7923 | 0.1272 | 0.737 | 0.6157 | 17:00 | 0.0469 | 0.6321 | 0.8444 | 0.675 | 0.6877 | 0.8943 | 0.5497 | 0.7144 | 0.6466 | 17:00 | 0.0778 | 0.4659 | 0.1528 | 0.7963 | 0.3208 | 0.0923 | 0.0713 | 0.0992 | 0.253 | 17:00 | 0.2377 | 0.1404 | 0.257 | 0.8903 | 0.3169 | 0.0379 | 0.2373 | 0.4868 | 0.4613
|  | 166:00 | 0 | 0 | 0 | 0 | 0 | 0 | 0 | 0 | 0 | 0 | 0 | 0 | 0.3948 | 0.3615 | 0.1105 | 0.3346 | 0.3615 | 0.265 | 0.3839 | 0.4629 | 0.6054 | 0.6679 | 0.5203 | 0.5082 | 18:00 | 0 | 0.083 | 0.839 | 0 | 0 | 0.6142 | 0 | 0 | 0.5131 | 18:00 | 0.0169 | 0.541 | 0.7861 | 0.1637 | 0.2077 | 0.6843 | 0.1349 | 0.3807 | 0.5521 | 18:00 | 0.1226 | 0.5154 | 0.1743 | 0.7399 | 0.3992 | 0.1234 | 0.0696 | 0.0622 | 0.2662 | 18:00 | 0.2674 | 0.1531 | 0.2991 | 0.8915 | 0.3643 | 0.0498 | 0.2359 | 0.384 | 0.4714
|  | 167:00 | 0 | 0 | 0 | 0 | 0 | 0 | 0 | 0 | 0 | 0 | 0 | 0 | 0.3487 | 0.4139 | 0.1198 | 0.3531 | 0.4139 | 0.2656 | 0.421 | 0.435 | 0.4526 | 0.4728 | 0.5318 | 0.4857 | 19:00 | 0 | 0 | 0.3361 | 0 | 0 | 0.4177 | 0 | 0 | 0 | 19:00 | 0 | 0.0543 | 0.4883 | 0 | 0 | 0.5461 | 0 | 0.0036 | 0.1612 | 19:00 | 0.215 | 0.5551 | 0.1858 | 0.7505 | 0.656 | 0.1408 | 0.0953 | 0.0551 | 0.2832 | 19:00 | 0.3593 | 0.1529 | 0.4071 | 0.8727 | 0.5255 | 0.1058 | 0.2559 | 0.4292 | 0.6767
|  | 168:00 | 0 | 0 | 0 | 0 | 0 | 0 | 0 | 0 | 0 | 0 | 0 | 0 | 0.4136 | 0.5264 | 0.1285 | 0.4629 | 0.5264 | 0.3226 | 0.4852 | 0.4986 | 0.3214 | 0.4285 | 0.5344 | 0.4917 | 20:00 | 0 | 0 | 0 | 0 | 0 | 0 | 0 | 0 | 0 | 20:00 | 0 | 0 | 0.0485 | 0 | 0 | 0.0593 | 0 | 0 | 0.0085 | 20:00 | 0.2817 | 0.3543 | 0.2723 | 0.8031 | 0.8232 | 0.1761 | 0.1227 | 0.1712 | 0.3686 | 20:00 | 0.3731 | 0.173 | 0.5116 | 0.8549 | 0.8263 | 0.1737 | 0.2469 | 0.4355 | 0.65
Aug |  | 169:00 | 0 | 0 | 0 | 0 | 0 | 0 | 0 | 0 | 0 | 0 | 0 | 0 | 0.3524 | 0.5881 | 0.1261 | 0.4951 | 0.5881 | 0.3181 | 0.2726 | 0.4074 | 0.1638 | 0.2501 | 0.4624 | 0.3849 | 21:00 | 0 | 0 | 0 | 0 | 0 | 0 | 0 | 0 | 0 | 21:00 | 0 | 0 | 0 | 0 | 0 | 0 | 0 | 0 | 0 | 21:00 | 0.3611 | 0.245 | 0.3408 | 0.8012 | 0.8813 | 0.181 | 0.1669 | 0.3584 | 0.4882 | 21:00 | 0.3822 | 0.2245 | 0.6002 | 0.8076 | 0.9022 | 0.2745 | 0.2397 | 0.4473 | 0.5373
|  | 170:00 | 0 | 0 | 0 | 0 | 0 | 0 | 0 | 0 | 0 | 0 | 0 | 0 | 0.3313 | 0.5341 | 0.1147 | 0.4752 | 0.5341 | 0.2972 | 0.4251 | 0.4963 | 0.1287 | 0.2212 | 0.4603 | 0.4159 | 22:00 | 0 | 0 | 0 | 0 | 0 | 0 | 0 | 0 | 0 | 22:00 | 0 | 0 | 0 | 0 | 0 | 0 | 0 | 0 | 0 | 22:00 | 0.2494 | 0.4507 | 0.4208 | 0.8054 | 0.8884 | 0.2202 | 0.145 | 0.5264 | 0.6251 | 22:00 | 0.3485 | 0.287 | 0.6646 | 0.7803 | 0.8976 | 0.425 | 0.2842 | 0.5232 | 0.2552
|  | 171:00 | 0 | 0 | 0 | 0 | 0 | 0 | 0 | 0 | 0 | 0 | 0 | 0 | 0.2816 | 0.4866 | 0.0993 | 0.4121 | 0.4866 | 0.2588 | 0.3547 | 0.4144 | 0.1299 | 0.2261 | 0.4333 | 0.3762 | 23:00 | 0 | 0 | 0 | 0 | 0 | 0 | 0 | 0 | 0 | 23:00 | 0 | 0 | 0 | 0 | 0 | 0 | 0 | 0 | 0 | 23:00 | 0.2191 | 0.5654 | 0.4064 | 0.8001 | 0.8439 | 0.1817 | 0.1266 | 0.6791 | 0.6141 | 23:00 | 0.2875 | 0.4559 | 0.755 | 0.7815 | 0.9054 | 0.4314 | 0.2908 | 0.5454 | 0.7085
|  | 172:00 | 0 | 0 | 0 | 0 | 0 | 0 | 0 | 0 | 0 | 0 | 0 | 0 | 0.2455 | 0.4023 | 0.0975 | 0.3497 | 0.4023 | 0.2255 | 0.2693 | 0.3353 | 0.1153 | 0.2058 | 0.4531 | 0.3561 | 24:00 | 0 | 0 | 0 | 0 | 0 | 0 | 0 | 0 | 0 | 24:00 | 0 | 0 | 0 | 0 | 0 | 0 | 0 | 0 | 0 | 24:00 | 0.1663 | 0.4972 | 0.501 | 0.7135 | 0.8378 | 0.2707 | 0.1939 | 0.6901 | 0.6046 | 24:00 | 0.1966 | 0.6411 | 0.613 | 0.7787 | 0.9003 | 0.3872 | 0.2991 | 0.5535 | 0.2672
|  | 173:00 | 0 | 0 | 0 | 0 | 0 | 0 | 0 | 0 | 0 | 0 | 0 | 0 | 0.2454 | 0.3798 | 0.0841 | 0.3476 | 0.3798 | 0.217 | 0.2062 | 0.2734 | 0.1027 | 0.1619 | 0.4716 | 0.3409
|  | 174:00 | 0 | 0 | 0 | 0 | 0 | 0 | 0.0002 | 0.0036 | 0 | 0 | 0 | 0.0008 | 0.2551 | 0.3517 | 0.0829 | 0.3692 | 0.3517 | 0.2203 | 0.1848 | 0.1945 | 0.0758 | 0.1626 | 0.4426 | 0.303
|  | 175:00 | 0 | 0 | 0 | 0 | 0 | 0 | 0.098 | 0.1696 | 0.0692 | 0.1193 | 0.0777 | 0.1068 | 0.2616 | 0.3673 | 0.0818 | 0.3884 | 0.3673 | 0.2274 | 0.1676 | 0.1322 | 0.0767 | 0.1583 | 0.3547 | 0.2428
|  | 176:00 | 0 | 0 | 0 | 0 | 0 | 0 | 0.5074 | 0.5849 | 0.5521 | 0.5109 | 0.4982 | 0.5307 | 0.1855 | 0.2283 | 0.0563 | 0.2471 | 0.2283 | 0.1511 | 0.1141 | 0.1327 | 0.0763 | 0.1268 | 0.2491 | 0.1824
|  | 177:00 | 0.188 | 0.2351 | 0.0786 | 0.1408 | 0.0801 | 0.1445 | 0.7619 | 0.7969 | 0.7658 | 0.6611 | 0.7937 | 0.7559 | 0.1338 | 0.139 | 0.0374 | 0.1533 | 0.139 | 0.0997 | 0.085 | 0.1517 | 0.0829 | 0.1313 | 0.1758 | 0.1475
|  | 178:00 | 0.5146 | 0.69 | 0.2119 | 0.4302 | 0.3911 | 0.4476 | 0.8245 | 0.869 | 0.8392 | 0.7903 | 0.8988 | 0.8443 | 0.1124 | 0.0997 | 0.0354 | 0.1145 | 0.0997 | 0.0805 | 0.0775 | 0.1634 | 0.0662 | 0.0713 | 0.1149 | 0.1141
|  | 179:00 | 0.6991 | 0.8615 | 0.4204 | 0.7499 | 0.7329 | 0.6928 | 0.8275 | 0.7843 | 0.8568 | 0.8077 | 0.8855 | 0.8324 | 0.1395 | 0.1458 | 0.0435 | 0.1366 | 0.1458 | 0.1012 | 0.0895 | 0.1678 | 0.0661 | 0.065 | 0.2076 | 0.1627
|  | 180:00 | 0.6689 | 0.8532 | 0.4324 | 0.8079 | 0.7491 | 0.7023 | 0.8044 | 0.7741 | 0.8482 | 0.8082 | 0.8714 | 0.8212 | 0.1255 | 0.1321 | 0.038 | 0.1368 | 0.1321 | 0.0935 | 0.1087 | 0.149 | 0.0711 | 0.0684 | 0.2828 | 0.1992
|  | 181:00 | 0.7566 | 0.8969 | 0.4323 | 0.8538 | 0.7471 | 0.7373 | 0.817 | 0.7729 | 0.7981 | 0.8211 | 0.8706 | 0.8159 | 0.1859 | 0.2014 | 0.055 | 0.2136 | 0.2014 | 0.1408 | 0.1254 | 0.1231 | 0.1384 | 0.0904 | 0.196 | 0.1603
|  | 182:00 | 0.6411 | 0.8917 | 0.373 | 0.6817 | 0.7413 | 0.6658 | 0.7964 | 0.766 | 0.8268 | 0.7982 | 0.881 | 0.8137 | 0.2068 | 0.2256 | 0.0636 | 0.1931 | 0.2256 | 0.1489 | 0.1522 | 0.1033 | 0.283 | 0.0987 | 0.1853 | 0.1704
|  | 183:00 | 0.6283 | 0.8346 | 0.5449 | 0.7114 | 0.759 | 0.6957 | 0.7697 | 0.8402 | 0.8516 | 0.8095 | 0.8827 | 0.8308 | 0.2703 | 0.1456 | 0.0649 | 0.1662 | 0.1456 | 0.1525 | 0.1525 | 0.125 | 0.3656 | 0.1484 | 0.1339 | 0.1612
|  | 184:00 | 0.6178 | 0.7411 | 0.4081 | 0.6179 | 0.6237 | 0.6017 | 0.7963 | 0.7162 | 0.8268 | 0.7885 | 0.9089 | 0.8073 | 0.289 | 0.159 | 0.0744 | 0.1667 | 0.159 | 0.1633 | 0.17 | 0.1563 | 0.4496 | 0.1892 | 0.1156 | 0.1724
|  | 185:00 | 0.5176 | 0.6886 | 0.253 | 0.5694 | 0.4263 | 0.491 | 0.7205 | 0.7769 | 0.7471 | 0.7193 | 0.8465 | 0.7621 | 0.2384 | 0.1347 | 0.0629 | 0.1284 | 0.1347 | 0.1339 | 0.2016 | 0.2295 | 0.447 | 0.2218 | 0.1287 | 0.2003
|  | 186:00 | 0.3544 | 0.5102 | 0 | 0.4202 | 0.3005 | 0.3171 | 0.5217 | 0.595 | 0.4312 | 0.5092 | 0.6789 | 0.5472 | 0.2222 | 0.1381 | 0.0635 | 0.1332 | 0.1381 | 0.131 | 0.2428 | 0.2364 | 0.3809 | 0.1781 | 0.153 | 0.2092
|  | 187:00 | 0.0001 | 0.0385 | 0 | 0 | 0 | 0.0077 | 0.1407 | 0.2902 | 0.0238 | 0.1123 | 0.3057 | 0.1745 | 0.2631 | 0.159 | 0.078 | 0.1771 | 0.159 | 0.1595 | 0.2914 | 0.2861 | 0.3216 | 0.2346 | 0.2443 | 0.2675
|  | 188:00 | 0 | 0 | 0 | 0 | 0 | 0 | 0.0018 | 0.012 | 0 | 0 | 0.0211 | 0.007 | 0.3131 | 0.1961 | 0.094 | 0.2078 | 0.1961 | 0.1905 | 0.3244 | 0.3379 | 0.2973 | 0.299 | 0.3764 | 0.3493
|  | 189:00 | 0 | 0 | 0 | 0 | 0 | 0 | 0 | 0 | 0 | 0 | 0 | 0 | 0.3642 | 0.2292 | 0.1145 | 0.2498 | 0.2292 | 0.2254 | 0.3657 | 0.3735 | 0.2854 | 0.4351 | 0.5386 | 0.4482
|  | 190:00 | 0 | 0 | 0 | 0 | 0 | 0 | 0 | 0 | 0 | 0 | 0 | 0 | 0.3367 | 0.3254 | 0.1153 | 0.3409 | 0.3254 | 0.2475 | 0.3868 | 0.3109 | 0.2407 | 0.4351 | 0.5027 | 0.4133
|  | 191:00 | 0 | 0 | 0 | 0 | 0 | 0 | 0 | 0 | 0 | 0 | 0 | 0 | 0.3328 | 0.4079 | 0.1192 | 0.4105 | 0.4079 | 0.2716 | 0.4545 | 0.3578 | 0.2586 | 0.4572 | 0.594 | 0.4804
|  | 192:00 | 0 | 0 | 0 | 0 | 0 | 0 | 0 | 0 | 0 | 0 | 0 | 0 | 0.4107 | 0.6388 | 0.1493 | 0.5509 | 0.6388 | 0.3609 | 0.4306 | 0.4048 | 0.2526 | 0.3795 | 0.6235 | 0.4991
Sep | Fall | 193:00 | 0 | 0 | 0 | 0 | 0 | 0 | 0 | 0 | 0 | 0 | 0 | 0 | 0.2961 | 0.3876 | 0.1044 | 0.3829 | 0.3876 | 0.2474 | 0.4858 | 0.5294 | 0.1556 | 0.2509 | 0.6954 | 0.5527
|  | 194:00 | 0 | 0 | 0 | 0 | 0 | 0 | 0 | 0 | 0 | 0 | 0 | 0 | 0.3018 | 0.4127 | 0.1018 | 0.3801 | 0.4127 | 0.2504 | 0.4927 | 0.5395 | 0.2006 | 0.2964 | 0.602 | 0.516
|  | 195:00 | 0 | 0 | 0 | 0 | 0 | 0 | 0 | 0 | 0 | 0 | 0 | 0 | 0.2672 | 0.4315 | 0.0899 | 0.3753 | 0.4315 | 0.2372 | 0.4473 | 0.537 | 0.2035 | 0.2912 | 0.4643 | 0.4413
|  | 196:00 | 0 | 0 | 0 | 0 | 0 | 0 | 0 | 0 | 0 | 0 | 0 | 0 | 0.2534 | 0.3878 | 0.0837 | 0.3643 | 0.3878 | 0.2234 | 0.3782 | 0.5159 | 0.229 | 0.2375 | 0.386 | 0.3899
|  | 197:00 | 0 | 0 | 0 | 0 | 0 | 0 | 0 | 0 | 0 | 0 | 0 | 0 | 0.2827 | 0.4042 | 0.1045 | 0.4167 | 0.4042 | 0.2524 | 0.3268 | 0.4323 | 0.2215 | 0.2203 | 0.385 | 0.3631
|  | 198:00 | 0 | 0 | 0 | 0 | 0 | 0 | 0 | 0 | 0 | 0 | 0 | 0 | 0.2738 | 0.3691 | 0.099 | 0.4036 | 0.3691 | 0.2409 | 0.3564 | 0.3663 | 0.174 | 0.2045 | 0.357 | 0.3313
|  | 199:00 | 0 | 0 | 0 | 0 | 0 | 0 | 0.0655 | 0.0859 | 0.1041 | 0.0706 | 0.0317 | 0.0715 | 0.2793 | 0.3233 | 0.0898 | 0.3973 | 0.3233 | 0.2321 | 0.3852 | 0.3424 | 0.1753 | 0.195 | 0.4516 | 0.3764
|  | 200:00 | 0 | 0 | 0 | 0 | 0 | 0 | 0.3624 | 0.4427 | 0.3795 | 0.431 | 0.3724 | 0.3976 | 0.2406 | 0.3183 | 0.0846 | 0.3713 | 0.3183 | 0.2133 | 0.2693 | 0.303 | 0.1317 | 0.1466 | 0.4246 | 0.3337
|  | 201:00 | 0.1001 | 0.1167 | 0.0943 | 0.0682 | 0.1755 | 0.1109 | 0.5996 | 0.7571 | 0.6619 | 0.6787 | 0.6685 | 0.6732 | 0.2218 | 0.3138 | 0.0827 | 0.3621 | 0.3138 | 0.2049 | 0.1819 | 0.2742 | 0.0953 | 0.1077 | 0.4145 | 0.3064
|  | 202:00 | 0.4691 | 0.4019 | 0.2821 | 0.2763 | 0.8533 | 0.4566 | 0.7161 | 0.8521 | 0.8032 | 0.7731 | 0.8642 | 0.8017 | 0.1824 | 0.2477 | 0.0605 | 0.2682 | 0.2477 | 0.1584 | 0.0982 | 0.1661 | 0.1077 | 0.1058 | 0.4182 | 0.2757
|  | 203:00 | 0.5951 | 0.6768 | 0.4291 | 0.4108 | 0.802 | 0.5828 | 0.7656 | 0.8238 | 0.7833 | 0.7928 | 0.8123 | 0.7956 | 0.1702 | 0.1992 | 0.0613 | 0.229 | 0.1992 | 0.1417 | 0.1074 | 0.1632 | 0.1881 | 0.1632 | 0.4238 | 0.2906
|  | 204:00 | 0.6946 | 0.8037 | 0.6244 | 0.4554 | 0.9403 | 0.7037 | 0.7655 | 0.783 | 0.8087 | 0.7742 | 0.8149 | 0.7893 | 0.1716 | 0.193 | 0.0581 | 0.2092 | 0.193 | 0.1362 | 0.0911 | 0.1269 | 0.2088 | 0.2169 | 0.3376 | 0.2421
|  | 205:00 | 0.6837 | 0.8166 | 0.4642 | 0.5544 | 0.8795 | 0.6797 | 0.7623 | 0.7925 | 0.7932 | 0.7786 | 0.807 | 0.7867 | 0.1765 | 0.1601 | 0.0602 | 0.1584 | 0.1601 | 0.1244 | 0.1008 | 0.1122 | 0.2232 | 0.1996 | 0.308 | 0.2259
|  | 206:00 | 0.7127 | 0.8435 | 0.6398 | 0.6807 | 0.9511 | 0.7656 | 0.7587 | 0.8081 | 0.7944 | 0.7695 | 0.8178 | 0.7897 | 0.1901 | 0.1649 | 0.0574 | 0.1421 | 0.1649 | 0.1244 | 0.1127 | 0.1343 | 0.345 | 0.2324 | 0.3469 | 0.2671
|  | 207:00 | 0.701 | 0.7725 | 0.6235 | 0.5455 | 0.8983 | 0.7082 | 0.7554 | 0.822 | 0.7445 | 0.8082 | 0.842 | 0.7944 | 0.2005 | 0.1719 | 0.0651 | 0.1569 | 0.1719 | 0.1342 | 0.1535 | 0.1511 | 0.518 | 0.3686 | 0.3736 | 0.3148
|  | 208:00 | 0.6482 | 0.789 | 0.4881 | 0.5495 | 0.9141 | 0.6778 | 0.7112 | 0.8204 | 0.768 | 0.7709 | 0.8563 | 0.7854 | 0.1768 | 0.1585 | 0.0578 | 0.1448 | 0.1585 | 0.1206 | 0.1518 | 0.1516 | 0.4919 | 0.3985 | 0.3405 | 0.2964
|  | 209:00 | 0.503 | 0.6329 | 0.2328 | 0.4423 | 0.8195 | 0.5261 | 0.6224 | 0.7289 | 0.6205 | 0.7039 | 0.773 | 0.6897 | 0.1964 | 0.1554 | 0.066 | 0.1522 | 0.1554 | 0.1305 | 0.1411 | 0.1456 | 0.3154 | 0.2569 | 0.2906 | 0.2423
|  | 210:00 | 0.1319 | 0.2753 | 0 | 0.1034 | 0.5703 | 0.2162 | 0.3469 | 0.4673 | 0.237 | 0.4105 | 0.5643 | 0.4052 | 0.214 | 0.1649 | 0.0606 | 0.1745 | 0.1649 | 0.1389 | 0.163 | 0.1689 | 0.3292 | 0.3099 | 0.2982 | 0.2578
|  | 211:00 | 0 | 0 | 0 | 0 | 0 | 0 | 0.0244 | 0.0369 | 0.0035 | 0.0267 | 0.0345 | 0.0252 | 0.2386 | 0.206 | 0.0693 | 0.2187 | 0.206 | 0.163 | 0.2002 | 0.1972 | 0.2915 | 0.336 | 0.3629 | 0.2977
|  | 212:00 | 0 | 0 | 0 | 0 | 0 | 0 | 0 | 0 | 0 | 0 | 0 | 0 | 0.2976 | 0.3231 | 0.0956 | 0.3222 | 0.3231 | 0.2246 | 0.2501 | 0.2132 | 0.2522 | 0.3596 | 0.4946 | 0.3697
|  | 213:00 | 0 | 0 | 0 | 0 | 0 | 0 | 0 | 0 | 0 | 0 | 0 | 0 | 0.3724 | 0.4647 | 0.1359 | 0.4624 | 0.4647 | 0.3065 | 0.311 | 0.2307 | 0.2107 | 0.3488 | 0.6038 | 0.4302
|  | 214:00 | 0 | 0 | 0 | 0 | 0 | 0 | 0 | 0 | 0 | 0 | 0 | 0 | 0.3809 | 0.5463 | 0.1278 | 0.4741 | 0.5463 | 0.3177 | 0.3687 | 0.2952 | 0.2439 | 0.2874 | 0.6806 | 0.4909
|  | 215:00 | 0 | 0 | 0 | 0 | 0 | 0 | 0 | 0 | 0 | 0 | 0 | 0 | 0.3639 | 0.5908 | 0.1177 | 0.4759 | 0.5908 | 0.3145 | 0.379 | 0.2367 | 0.17 | 0.2123 | 0.7121 | 0.4829
|  | 216:00 | 0 | 0 | 0 | 0 | 0 | 0 | 0 | 0 | 0 | 0 | 0 | 0 | 0.3795 | 0.6218 | 0.1214 | 0.4901 | 0.6218 | 0.3269 | 0.3438 | 0.2015 | 0.1151 | 0.1866 | 0.6219 | 0.4182
Oct |  | 217:00 | 0 | 0 | 0 | 0 | 0 | 0 | 0 | 0 | 0 | 0 | 0 | 0 | 0.4639 | 0.665 | 0.1573 | 0.6459 | 0.665 | 0.4011 | 0.2229 | 0.1516 | 0.0774 | 0.1413 | 0.6567 | 0.4044
|  | 218:00 | 0 | 0 | 0 | 0 | 0 | 0 | 0 | 0 | 0 | 0 | 0 | 0 | 0.453 | 0.6497 | 0.1544 | 0.6106 | 0.6497 | 0.3881 | 0.2342 | 0.1798 | 0.0913 | 0.1306 | 0.5635 | 0.3664
|  | 219:00 | 0 | 0 | 0 | 0 | 0 | 0 | 0 | 0 | 0 | 0 | 0 | 0 | 0.4045 | 0.577 | 0.1431 | 0.5698 | 0.577 | 0.3531 | 0.2067 | 0.2302 | 0.1018 | 0.1214 | 0.5301 | 0.3587
|  | 220:00 | 0 | 0 | 0 | 0 | 0 | 0 | 0 | 0 | 0 | 0 | 0 | 0 | 0.4075 | 0.5688 | 0.1364 | 0.5694 | 0.5688 | 0.3502 | 0.1807 | 0.3049 | 0.1257 | 0.1332 | 0.5206 | 0.3711
|  | 221:00 | 0 | 0 | 0 | 0 | 0 | 0 | 0 | 0 | 0 | 0 | 0 | 0 | 0.3823 | 0.5325 | 0.1333 | 0.5129 | 0.5325 | 0.3263 | 0.1568 | 0.3882 | 0.1754 | 0.1853 | 0.4783 | 0.374
|  | 222:00 | 0 | 0 | 0 | 0 | 0 | 0 | 0 | 0 | 0 | 0 | 0 | 0 | 0.3291 | 0.4451 | 0.1138 | 0.4866 | 0.4451 | 0.2879 | 0.166 | 0.4362 | 0.2078 | 0.173 | 0.4386 | 0.3691
|  | 223:00 | 0 | 0 | 0 | 0 | 0 | 0 | 0.0065 | 0.0039 | 0.0123 | 0.0036 | 0 | 0.0053 | 0.3277 | 0.4047 | 0.1053 | 0.4683 | 0.4047 | 0.2757 | 0.2037 | 0.4495 | 0.2485 | 0.165 | 0.4206 | 0.3716
|  | 224:00 | 0 | 0 | 0 | 0 | 0 | 0 | 0.3084 | 0.2092 | 0.2667 | 0.2951 | 0.1441 | 0.2447 | 0.334 | 0.3927 | 0.1045 | 0.4589 | 0.3927 | 0.2739 | 0.1921 | 0.3632 | 0.2578 | 0.1291 | 0.3993 | 0.3395
|  | 225:00 | 0.0081 | 0.0516 | 0.0024 | 0 | 0 | 0.0124 | 0.6166 | 0.5118 | 0.6135 | 0.5438 | 0.4456 | 0.5463 | 0.3407 | 0.4106 | 0.1008 | 0.4438 | 0.4106 | 0.2734 | 0.1881 | 0.3028 | 0.2615 | 0.1124 | 0.3876 | 0.3193
|  | 226:00 | 0.3792 | 0.3133 | 0.5358 | 0.304 | 0.339 | 0.3743 | 0.7136 | 0.71 | 0.6708 | 0.6047 | 0.587 | 0.6572 | 0.248 | 0.3143 | 0.0771 | 0.3517 | 0.3143 | 0.208 | 0.1454 | 0.2838 | 0.1179 | 0.0806 | 0.2463 | 0.2213
|  | 227:00 | 0.6515 | 0.5309 | 0.6535 | 0.5686 | 0.716 | 0.6241 | 0.6973 | 0.7112 | 0.7344 | 0.634 | 0.6685 | 0.6891 | 0.2173 | 0.316 | 0.0789 | 0.2866 | 0.316 | 0.1874 | 0.0903 | 0.2217 | 0.1158 | 0.0792 | 0.1378 | 0.1462
|  | 228:00 | 0.5925 | 0.5712 | 0.6287 | 0.5676 | 0.6005 | 0.5921 | 0.6998 | 0.6564 | 0.6764 | 0.609 | 0.6333 | 0.655 | 0.284 | 0.3485 | 0.0911 | 0.3486 | 0.3485 | 0.2272 | 0.0999 | 0.2317 | 0.1333 | 0.0933 | 0.3282 | 0.2479
|  | 229:00 | 0.5798 | 0.5973 | 0.5641 | 0.4847 | 0.5888 | 0.5629 | 0.7205 | 0.7177 | 0.7058 | 0.667 | 0.6754 | 0.6973 | 0.2483 | 0.2956 | 0.0806 | 0.2792 | 0.2956 | 0.1929 | 0.0781 | 0.196 | 0.1046 | 0.0881 | 0.3365 | 0.238
|  | 230:00 | 0.6262 | 0.6884 | 0.642 | 0.5104 | 0.6189 | 0.6172 | 0.6979 | 0.6212 | 0.709 | 0.6362 | 0.6584 | 0.6645 | 0.2289 | 0.2245 | 0.0781 | 0.2116 | 0.2245 | 0.1645 | 0.0947 | 0.2627 | 0.1051 | 0.0932 | 0.3905 | 0.2824
|  | 231:00 | 0.6835 | 0.69 | 0.6931 | 0.4885 | 0.6936 | 0.6497 | 0.7108 | 0.6712 | 0.663 | 0.7016 | 0.7259 | 0.6945 | 0.221 | 0.211 | 0.0789 | 0.1969 | 0.211 | 0.1581 | 0.0944 | 0.2202 | 0.1163 | 0.0987 | 0.3359 | 0.2468
|  | 232:00 | 0.7056 | 0.7236 | 0.647 | 0.5094 | 0.7492 | 0.667 | 0.6682 | 0.6709 | 0.6124 | 0.6 | 0.6274 | 0.6358 | 0.2329 | 0.2043 | 0.0704 | 0.1993 | 0.2043 | 0.1577 | 0.0963 | 0.1873 | 0.1489 | 0.0991 | 0.4466 | 0.299
|  | 233:00 | 0.245 | 0.4365 | 0.0637 | 0.2973 | 0.5724 | 0.323 | 0.4486 | 0.4498 | 0.3595 | 0.4393 | 0.4792 | 0.4353 | 0.262 | 0.1925 | 0.0808 | 0.2033 | 0.1925 | 0.1695 | 0.1024 | 0.2423 | 0.1957 | 0.1062 | 0.4563 | 0.3226
|  | 234:00 | 0 | 0 | 0 | 0 | 0 | 0 | 0.0445 | 0.1421 | 0.0257 | 0.0993 | 0.1415 | 0.0906 | 0.2887 | 0.1662 | 0.0824 | 0.1823 | 0.1662 | 0.1704 | 0.1221 | 0.2547 | 0.2424 | 0.1091 | 0.4799 | 0.345
|  | 235:00 | 0 | 0 | 0 | 0 | 0 | 0 | 0 | 0.0005 | 0 | 0 | 0 | 0.0001 | 0.2926 | 0.1791 | 0.1005 | 0.2256 | 0.1791 | 0.1889 | 0.2218 | 0.2945 | 0.2692 | 0.1406 | 0.5779 | 0.419
|  | 236:00 | 0 | 0 | 0 | 0 | 0 | 0 | 0 | 0 | 0 | 0 | 0 | 0 | 0.3628 | 0.3543 | 0.1198 | 0.3734 | 0.3543 | 0.2666 | 0.3167 | 0.3966 | 0.2542 | 0.1897 | 0.4977 | 0.4129
|  | 237:00 | 0 | 0 | 0 | 0 | 0 | 0 | 0 | 0 | 0 | 0 | 0 | 0 | 0.4465 | 0.5582 | 0.146 | 0.5629 | 0.5582 | 0.3625 | 0.4251 | 0.4945 | 0.2359 | 0.2572 | 0.4199 | 0.4091
|  | 238:00 | 0 | 0 | 0 | 0 | 0 | 0 | 0 | 0 | 0 | 0 | 0 | 0 | 0.4866 | 0.6218 | 0.1548 | 0.5815 | 0.6218 | 0.3886 | 0.5174 | 0.5299 | 0.2005 | 0.3374 | 0.452 | 0.4432
|  | 239:00 | 0 | 0 | 0 | 0 | 0 | 0 | 0 | 0 | 0 | 0 | 0 | 0 | 0.4237 | 0.5731 | 0.1437 | 0.5652 | 0.5731 | 0.3574 | 0.5923 | 0.4453 | 0.1824 | 0.3096 | 0.5144 | 0.4605
|  | 240:00 | 0 | 0 | 0 | 0 | 0 | 0 | 0 | 0 | 0 | 0 | 0 | 0 | 0.4242 | 0.5723 | 0.1356 | 0.5908 | 0.5723 | 0.3593 | 0.6217 | 0.407 | 0.1743 | 0.2702 | 0.5581 | 0.4745
Nov |  | 241:00 | 0 | 0 | 0 | 0 | 0 | 0 | 0 | 0 | 0 | 0 | 0 | 0 | 0.4947 | 0.7089 | 0.1725 | 0.6852 | 0.7089 | 0.4289 | 0.2099 | 0.4218 | 0.2531 | 0.2274 | 0.4871 | 0.4027
|  | 242:00 | 0 | 0 | 0 | 0 | 0 | 0 | 0 | 0 | 0 | 0 | 0 | 0 | 0.4917 | 0.71 | 0.1729 | 0.6805 | 0.71 | 0.4274 | 0.2044 | 0.3809 | 0.2651 | 0.2646 | 0.4261 | 0.3652
|  | 243:00 | 0 | 0 | 0 | 0 | 0 | 0 | 0 | 0 | 0 | 0 | 0 | 0 | 0.4937 | 0.6948 | 0.178 | 0.6705 | 0.6948 | 0.4262 | 0.2101 | 0.3573 | 0.2261 | 0.1923 | 0.3807 | 0.3301
|  | 244:00 | 0 | 0 | 0 | 0 | 0 | 0 | 0 | 0 | 0 | 0 | 0 | 0 | 0.4702 | 0.6096 | 0.1542 | 0.6169 | 0.6096 | 0.3893 | 0.2138 | 0.3605 | 0.2277 | 0.1851 | 0.3662 | 0.3238
|  | 245:00 | 0 | 0 | 0 | 0 | 0 | 0 | 0 | 0 | 0 | 0 | 0 | 0 | 0.4349 | 0.5062 | 0.1313 | 0.5373 | 0.5062 | 0.3421 | 0.204 | 0.3855 | 0.181 | 0.1791 | 0.3662 | 0.3227
|  | 246:00 | 0 | 0 | 0 | 0 | 0 | 0 | 0 | 0 | 0 | 0 | 0 | 0 | 0.4068 | 0.403 | 0.1104 | 0.4574 | 0.403 | 0.2977 | 0.1575 | 0.3512 | 0.126 | 0.1713 | 0.3753 | 0.3077
|  | 247:00 | 0 | 0 | 0 | 0 | 0 | 0 | 0 | 0.0002 | 0 | 0 | 0 | 0 | 0.3816 | 0.3341 | 0.0889 | 0.3721 | 0.3341 | 0.2569 | 0.1613 | 0.3143 | 0.0987 | 0.1691 | 0.3968 | 0.3073
|  | 248:00 | 0 | 0 | 0 | 0 | 0 | 0 | 0.0974 | 0.1372 | 0.1977 | 0.1524 | 0.0138 | 0.1197 | 0.3344 | 0.286 | 0.0905 | 0.3293 | 0.286 | 0.23 | 0.1728 | 0.3778 | 0.1077 | 0.1882 | 0.4209 | 0.3369
|  | 249:00 | 0 | 0 | 0 | 0 | 0 | 0 | 0.4337 | 0.5359 | 0.4941 | 0.5093 | 0.3179 | 0.4582 | 0.3041 | 0.2442 | 0.0968 | 0.3064 | 0.2442 | 0.2144 | 0.211 | 0.4622 | 0.1218 | 0.2235 | 0.4756 | 0.391
|  | 250:00 | 0.0342 | 0.1126 | 0.0417 | 0.0331 | 0 | 0.0443 | 0.6116 | 0.7192 | 0.6437 | 0.673 | 0.5357 | 0.6367 | 0.2539 | 0.2189 | 0.0832 | 0.2615 | 0.2189 | 0.1829 | 0.2639 | 0.3827 | 0.1194 | 0.1837 | 0.5348 | 0.4067
|  | 251:00 | 0.1942 | 0.3514 | 0.1616 | 0.135 | 0.2637 | 0.2212 | 0.6439 | 0.7412 | 0.6888 | 0.7073 | 0.6221 | 0.6807 | 0.2578 | 0.2569 | 0.0778 | 0.283 | 0.2569 | 0.1906 | 0.2749 | 0.3577 | 0.0833 | 0.1578 | 0.4096 | 0.3342
|  | 252:00 | 0.2957 | 0.4244 | 0.2654 | 0.2368 | 0.363 | 0.3171 | 0.6289 | 0.7061 | 0.6587 | 0.6962 | 0.5973 | 0.6574 | 0.4001 | 0.3943 | 0.1274 | 0.4308 | 0.3943 | 0.2963 | 0.2494 | 0.3309 | 0.1363 | 0.178 | 0.4766 | 0.3658
|  | 253:00 | 0.305 | 0.4215 | 0.2358 | 0.2498 | 0.2043 | 0.2833 | 0.6135 | 0.6827 | 0.6518 | 0.6847 | 0.5707 | 0.6407 | 0.3731 | 0.4781 | 0.1346 | 0.4359 | 0.4781 | 0.3025 | 0.2457 | 0.2205 | 0.2593 | 0.1866 | 0.519 | 0.3762
|  | 254:00 | 0.3459 | 0.434 | 0.3104 | 0.2615 | 0.2312 | 0.3166 | 0.6307 | 0.7014 | 0.6195 | 0.6956 | 0.578 | 0.645 | 0.3191 | 0.374 | 0.1284 | 0.3824 | 0.374 | 0.2618 | 0.1385 | 0.1578 | 0.3163 | 0.1885 | 0.5607 | 0.3775
|  | 255:00 | 0.3538 | 0.4457 | 0.3882 | 0.3278 | 0.3458 | 0.3723 | 0.6294 | 0.7233 | 0.6472 | 0.7003 | 0.6186 | 0.6638 | 0.3271 | 0.3577 | 0.1359 | 0.3884 | 0.3577 | 0.2663 | 0.1036 | 0.1507 | 0.3751 | 0.2056 | 0.5191 | 0.3585
|  | 256:00 | 0.2996 | 0.439 | 0.3919 | 0.3014 | 0.4033 | 0.3671 | 0.525 | 0.6493 | 0.5138 | 0.6158 | 0.5103 | 0.5628 | 0.3402 | 0.2434 | 0.1229 | 0.2803 | 0.2434 | 0.2298 | 0.1511 | 0.1599 | 0.4214 | 0.2306 | 0.5075 | 0.3666
|  | 257:00 | 0 | 0.093 | 0.0033 | 0 | 0 | 0.0193 | 0.2582 | 0.4222 | 0.253 | 0.3649 | 0.2871 | 0.3171 | 0.3122 | 0.164 | 0.0951 | 0.235 | 0.164 | 0.1923 | 0.2309 | 0.1754 | 0.3658 | 0.1808 | 0.474 | 0.3537
|  | 258:00 | 0 | 0 | 0 | 0 | 0 | 0 | 0.0023 | 0.0535 | 0.0028 | 0.016 | 0.0296 | 0.0208 | 0.2482 | 0.1369 | 0.0696 | 0.1843 | 0.1369 | 0.1508 | 0.3112 | 0.2407 | 0.3945 | 0.195 | 0.4756 | 0.3823
|  | 259:00 | 0 | 0 | 0 | 0 | 0 | 0 | 0 | 0 | 0 | 0 | 0 | 0 | 0.3149 | 0.1944 | 0.0726 | 0.2675 | 0.1944 | 0.1942 | 0.4327 | 0.2939 | 0.4195 | 0.2558 | 0.5972 | 0.4746
|  | 260:00 | 0 | 0 | 0 | 0 | 0 | 0 | 0 | 0 | 0 | 0 | 0 | 0 | 0.3725 | 0.3874 | 0.1007 | 0.4032 | 0.3874 | 0.2715 | 0.5815 | 0.4926 | 0.399 | 0.4108 | 0.6535 | 0.5691
|  | 261:00 | 0 | 0 | 0 | 0 | 0 | 0 | 0 | 0 | 0 | 0 | 0 | 0 | 0.4355 | 0.6371 | 0.1335 | 0.5753 | 0.6371 | 0.3663 | 0.6936 | 0.6749 | 0.3912 | 0.5583 | 0.6958 | 0.6499
|  | 262:00 | 0 | 0 | 0 | 0 | 0 | 0 | 0 | 0 | 0 | 0 | 0 | 0 | 0.3971 | 0.6157 | 0.1254 | 0.5286 | 0.6157 | 0.3403 | 0.6634 | 0.6539 | 0.3687 | 0.4976 | 0.6786 | 0.6278
|  | 263:00 | 0 | 0 | 0 | 0 | 0 | 0 | 0 | 0 | 0 | 0 | 0 | 0 | 0.3623 | 0.4884 | 0.1061 | 0.4668 | 0.4884 | 0.2954 | 0.5693 | 0.6372 | 0.2842 | 0.399 | 0.6432 | 0.5816
|  | 264:00 | 0 | 0 | 0 | 0 | 0 | 0 | 0 | 0 | 0 | 0 | 0 | 0 | 0.3199 | 0.4131 | 0.095 | 0.4301 | 0.4131 | 0.2628 | 0.5608 | 0.6075 | 0.2597 | 0.3517 | 0.5578 | 0.5261
Dec | Winter | 265:00 | 0 | 0 | 0 | 0 | 0 | 0 | 0 | 0 | 0 | 0 | 0 | 0 | 0.4719 | 0.5229 | 0.1399 | 0.4926 | 0.5229 | 0.3491 | 0.2364 | 0.3373 | 0.2877 | 0.3273 | 0.3352 | 0.3187
|  | 266:00 | 0 | 0 | 0 | 0 | 0 | 0 | 0 | 0 | 0 | 0 | 0 | 0 | 0.4666 | 0.5238 | 0.1452 | 0.4859 | 0.5238 | 0.3485 | 0.302 | 0.4324 | 0.2989 | 0.361 | 0.3084 | 0.3369
|  | 267:00 | 0 | 0 | 0 | 0 | 0 | 0 | 0 | 0 | 0 | 0 | 0 | 0 | 0.4985 | 0.6102 | 0.1451 | 0.5007 | 0.6102 | 0.3706 | 0.3203 | 0.4686 | 0.2803 | 0.3302 | 0.2658 | 0.3223
|  | 268:00 | 0 | 0 | 0 | 0 | 0 | 0 | 0 | 0 | 0 | 0 | 0 | 0 | 0.5914 | 0.7272 | 0.188 | 0.6048 | 0.7272 | 0.4486 | 0.3039 | 0.4313 | 0.25 | 0.2878 | 0.2087 | 0.278
|  | 269:00 | 0 | 0 | 0 | 0 | 0 | 0 | 0 | 0 | 0 | 0 | 0 | 0 | 0.5618 | 0.7275 | 0.1916 | 0.6739 | 0.7275 | 0.4555 | 0.3084 | 0.4187 | 0.3223 | 0.342 | 0.2012 | 0.2826
|  | 270:00 | 0 | 0 | 0 | 0 | 0 | 0 | 0 | 0 | 0 | 0 | 0 | 0 | 0.5636 | 0.6389 | 0.1966 | 0.6871 | 0.6389 | 0.4501 | 0.2551 | 0.4641 | 0.3855 | 0.3944 | 0.196 | 0.2937
|  | 271:00 | 0 | 0 | 0 | 0 | 0 | 0 | 0 | 0 | 0 | 0 | 0 | 0 | 0.5482 | 0.5378 | 0.2003 | 0.6289 | 0.5378 | 0.4237 | 0.2229 | 0.4082 | 0.3854 | 0.35 | 0.1879 | 0.2714
|  | 272:00 | 0 | 0 | 0 | 0 | 0 | 0 | 0.0732 | 0.0373 | 0.0508 | 0.0733 | 0.0156 | 0.05 | 0.5238 | 0.478 | 0.1742 | 0.5699 | 0.478 | 0.3875 | 0.2453 | 0.3948 | 0.4315 | 0.4218 | 0.253 | 0.3121
|  | 273:00 | 0 | 0 | 0 | 0 | 0 | 0 | 0.3067 | 0.2851 | 0.2013 | 0.2352 | 0.2772 | 0.2611 | 0.4865 | 0.4222 | 0.1521 | 0.4886 | 0.4222 | 0.3453 | 0.3205 | 0.3883 | 0.5024 | 0.4605 | 0.3652 | 0.3853
|  | 274:00 | 0.0183 | 0.015 | 0 | 0 | 0 | 0.0067 | 0.3752 | 0.4332 | 0.1891 | 0.4127 | 0.6281 | 0.4077 | 0.4259 | 0.4918 | 0.1434 | 0.5635 | 0.4918 | 0.3479 | 0.3352 | 0.3814 | 0.3535 | 0.4013 | 0.3709 | 0.3686
|  | 275:00 | 0.0539 | 0.1665 | 0 | 0.0411 | 0.0835 | 0.069 | 0.4549 | 0.4581 | 0.3586 | 0.4777 | 0.5792 | 0.4657 | 0.4088 | 0.3514 | 0.1164 | 0.3851 | 0.3514 | 0.2802 | 0.384 | 0.3681 | 0.3077 | 0.4006 | 0.2964 | 0.3284
|  | 276:00 | 0.1171 | 0.2758 | 0 | 0.0947 | 0.2596 | 0.1494 | 0.4894 | 0.4967 | 0.4155 | 0.5139 | 0.6039 | 0.5039 | 0.3173 | 0.2512 | 0.0945 | 0.3002 | 0.2512 | 0.2168 | 0.3564 | 0.3482 | 0.3386 | 0.4946 | 0.3062 | 0.3334
|  | 277:00 | 0.1375 | 0.2614 | 0 | 0.1348 | 0.1239 | 0.1315 | 0.5035 | 0.5023 | 0.4164 | 0.4934 | 0.5964 | 0.5024 | 0.2204 | 0.2275 | 0.0653 | 0.2507 | 0.2275 | 0.1652 | 0.3314 | 0.3913 | 0.2679 | 0.3809 | 0.3634 | 0.356
|  | 278:00 | 0.1807 | 0.2808 | 0 | 0.1698 | 0.2947 | 0.1852 | 0.5438 | 0.4446 | 0.3934 | 0.4909 | 0.6306 | 0.5007 | 0.223 | 0.2988 | 0.0762 | 0.3063 | 0.2988 | 0.1898 | 0.4199 | 0.465 | 0.2974 | 0.318 | 0.4751 | 0.4393
|  | 279:00 | 0.2418 | 0.35 | 0.0196 | 0.1582 | 0.3508 | 0.2241 | 0.4848 | 0.5152 | 0.3527 | 0.4882 | 0.6868 | 0.5055 | 0.2479 | 0.3545 | 0.0783 | 0.3257 | 0.3545 | 0.2081 | 0.4124 | 0.5514 | 0.4275 | 0.3796 | 0.4937 | 0.4849
|  | 280:00 | 0.2 | 0.2984 | 0.0291 | 0.1806 | 0.283 | 0.1982 | 0.4386 | 0.4814 | 0.2267 | 0.4703 | 0.6508 | 0.4536 | 0.2655 | 0.3086 | 0.0799 | 0.3063 | 0.3086 | 0.2044 | 0.3687 | 0.6273 | 0.5371 | 0.4008 | 0.5856 | 0.5567
|  | 281:00 | 0.0079 | 0.0463 | 0 | 0 | 0 | 0.0109 | 0.2675 | 0.2315 | 0.1308 | 0.2817 | 0.4387 | 0.27 | 0.2866 | 0.2763 | 0.0858 | 0.3177 | 0.2763 | 0.2112 | 0.4285 | 0.6385 | 0.5691 | 0.4475 | 0.6157 | 0.5869
|  | 282:00 | 0 | 0 | 0 | 0 | 0 | 0 | 0.0131 | 0.0326 | 0.0018 | 0.0284 | 0.0773 | 0.0306 | 0.283 | 0.257 | 0.083 | 0.2928 | 0.257 | 0.2018 | 0.4886 | 0.683 | 0.5039 | 0.4649 | 0.6279 | 0.6032
|  | 283:00 | 0 | 0 | 0 | 0 | 0 | 0 | 0 | 0 | 0 | 0 | 0 | 0 | 0.2988 | 0.2298 | 0.0701 | 0.2516 | 0.2298 | 0.1896 | 0.6062 | 0.7746 | 0.4768 | 0.5106 | 0.7322 | 0.6885
|  | 284:00 | 0 | 0 | 0 | 0 | 0 | 0 | 0 | 0 | 0 | 0 | 0 | 0 | 0.3224 | 0.3149 | 0.0953 | 0.3431 | 0.3149 | 0.2347 | 0.5682 | 0.731 | 0.4241 | 0.5133 | 0.6216 | 0.6129
|  | 285:00 | 0 | 0 | 0 | 0 | 0 | 0 | 0 | 0 | 0 | 0 | 0 | 0 | 0.3692 | 0.4831 | 0.1236 | 0.4815 | 0.4831 | 0.3067 | 0.5342 | 0.6523 | 0.3737 | 0.5612 | 0.4975 | 0.5253
|  | 286:00 | 0 | 0 | 0 | 0 | 0 | 0 | 0 | 0 | 0 | 0 | 0 | 0 | 0.4286 | 0.4939 | 0.1116 | 0.4656 | 0.4939 | 0.3167 | 0.6524 | 0.6443 | 0.3108 | 0.474 | 0.5407 | 0.5475
|  | 287:00 | 0 | 0 | 0 | 0 | 0 | 0 | 0 | 0 | 0 | 0 | 0 | 0 | 0.4504 | 0.463 | 0.1035 | 0.3904 | 0.463 | 0.301 | 0.5929 | 0.7208 | 0.2377 | 0.4024 | 0.4685 | 0.5102
|  | 288:00 | 0 | 0 | 0 | 0 | 0 | 0 | 0 | 0 | 0 | 0 | 0 | 0 | 0.4102 | 0.4017 | 0.1166 | 0.3392 | 0.4017 | 0.2775 | 0.4699 | 0.654 | 0.1394 | 0.2952 | 0.3673 | 0.4144

## CapFactor_hour_8daysyear
|  |  | SolarCSP | [5 empty] | Solar PVSAT | [5 empty] | wind | [5 empty] | new wind
Month | Season | Hour | Northeast | West | Coastal | South | Panhandle | ERCOT total | Northeast | West | Coastal | South | Panhandle | ERCOT total | Northeast | West | Coastal | South | Panhandle | ERCOT total | Northeast | West | Coastal | South | Panhandle | ERCOT total
Jan | Winter | 1:00 | 0 | 0 | 0 | 0 | 0 | 0 | 0 | 0 | 0 | 0 | 0 | 0 | 0.3568 | 0.5495 | 0.1516 | 0.468 | 0.5495 | 0.3196 | 0.2986 | 0.444 | 0.5613 | 0.4138 | 0.3381 | 0.3864 | ERCOT total
|  | 2:00 | 0 | 0 | 0 | 0 | 0 | 0 | 0 | 0 | 0 | 0 | 0 | 0 | 0.3479 | 0.4695 | 0.1469 | 0.3893 | 0.4695 | 0.29 | 0.327 | 0.4754 | 0.4899 | 0.3877 | 0.4128 | 0.4249 |  | SOLAR CSP | [8 empty] | SOLAR PVSAT | [8 empty] | wind | [8 empty] | wind-new
|  | 3:00 | 0 | 0 | 0 | 0 | 0 | 0 | 0 | 0 | 0 | 0 | 0 | 0 | 0.2804 | 0.3726 | 0.1093 | 0.3164 | 0.3726 | 0.23 | 0.37 | 0.4737 | 0.4768 | 0.3958 | 0.4304 | 0.4371 |  | Spring | Summer | Fall | [6 empty] | Spring | Summer | Fall | [6 empty] | Spring | Summer | Fall | [6 empty] | Spring | Summer | Fall
|  | 4:00 | 0 | 0 | 0 | 0 | 0 | 0 | 0 | 0 | 0 | 0 | 0 | 0 | 0.2342 | 0.3478 | 0.0975 | 0.3163 | 0.3478 | 0.2092 | 0.3676 | 0.4877 | 0.4445 | 0.3451 | 0.4158 | 0.4267 | 1:00 | 0 | 0 | 0 | [5 empty] | 1:00 | 0 | 0 | 0 | [5 empty] | 1:00 | 0.456 | 0.3183 | 0.4011 | [5 empty] | 1:00 | 0.6593 | 0.5212 | 0.4044
|  | 5:00 | 0 | 0 | 0 | 0 | 0 | 0 | 0 | 0 | 0 | 0 | 0 | 0 | 0.2181 | 0.4143 | 0.1077 | 0.3794 | 0.4143 | 0.2292 | 0.4697 | 0.5277 | 0.4166 | 0.319 | 0.4361 | 0.4531 | 2:00 | 0 | 0 | 0 | [5 empty] | 2:00 | 0 | 0 | 0 | [5 empty] | 2:00 | 0.4475 | 0.2584 | 0.3881 | [5 empty] | 2:00 | 0.6402 | 0.464 | 0.3664
|  | 6:00 | 0 | 0 | 0 | 0 | 0 | 0 | 0 | 0 | 0 | 0 | 0 | 0 | 0.2129 | 0.3977 | 0.0985 | 0.3798 | 0.3977 | 0.2221 | 0.5254 | 0.4825 | 0.4084 | 0.2792 | 0.4479 | 0.4525 | 3:00 | 0 | 0 | 0 | [5 empty] | 3:00 | 0 | 0 | 0 | [5 empty] | 3:00 | 0.4666 | 0.2446 | 0.3531 | [5 empty] | 3:00 | 0.6353 | 0.4585 | 0.3587
|  | 7:00 | 0 | 0 | 0 | 0 | 0 | 0 | 0 | 0 | 0 | 0 | 0 | 0 | 0.2412 | 0.4065 | 0.0928 | 0.4028 | 0.4065 | 0.2335 | 0.547 | 0.4158 | 0.3878 | 0.2571 | 0.3644 | 0.3946 | 4:00 | 0 | 0 | 0 | [5 empty] | 4:00 | 0 | 0 | 0 | [5 empty] | 4:00 | 0.4386 | 0.2694 | 0.3502 | [5 empty] | 4:00 | 0.6181 | 0.4249 | 0.3711
|  | 8:00 | 0 | 0 | 0 | 0 | 0 | 0 | 0.0045 | 0.0219 | 0.0251 | 0.0131 | 0 | 0.0129 | 0.2647 | 0.4105 | 0.0979 | 0.4313 | 0.4105 | 0.2483 | 0.5022 | 0.409 | 0.435 | 0.2519 | 0.3418 | 0.3818 | 5:00 | 0 | 0 | 0 | [5 empty] | 5:00 | 0 | 0 | 0 | [5 empty] | 5:00 | 0.3995 | 0.2559 | 0.3263 | [5 empty] | 5:00 | 0.6218 | 0.4142 | 0.374
|  | 9:00 | 0 | 0 | 0 | 0 | 0 | 0 | 0.2699 | 0.3216 | 0.241 | 0.196 | 0.2884 | 0.2634 | 0.3084 | 0.4286 | 0.1059 | 0.46 | 0.4286 | 0.2717 | 0.4811 | 0.4342 | 0.4567 | 0.2836 | 0.3414 | 0.3888 | 6:00 | 0 | 0 | 0 | [5 empty] | 6:00 | 0.0007 | 0.0066 | 0 | [5 empty] | 6:00 | 0.3679 | 0.2693 | 0.2879 | [5 empty] | 6:00 | 0.6604 | 0.3747 | 0.3691
|  | 10:00 | 0 | 0.0509 | 0 | 0 | 0 | 0.0102 | 0.5401 | 0.5986 | 0.4245 | 0.4177 | 0.6374 | 0.5236 | 0.2509 | 0.3759 | 0.0788 | 0.3964 | 0.3759 | 0.2258 | 0.4426 | 0.4063 | 0.2755 | 0.1751 | 0.4119 | 0.388 | 7:00 | 0 | 0 | 0 | [5 empty] | 7:00 | 0.0958 | 0.1847 | 0.0053 | [5 empty] | 7:00 | 0.3345 | 0.2529 | 0.2757 | [5 empty] | 7:00 | 0.6425 | 0.3314 | 0.3716
|  | 11:00 | 0.1321 | 0.2156 | 0.044 | 0.0372 | 0.2493 | 0.1356 | 0.6567 | 0.6735 | 0.472 | 0.5395 | 0.7435 | 0.617 | 0.2417 | 0.4009 | 0.0773 | 0.3721 | 0.4009 | 0.2207 | 0.3362 | 0.3106 | 0.1529 | 0.0933 | 0.2399 | 0.2503 | 8:00 | 0 | 0.0126 | 0 | [5 empty] | 8:00 | 0.3954 | 0.5577 | 0.2447 | [5 empty] | 8:00 | 0.2531 | 0.1969 | 0.2739 | [5 empty] | 8:00 | 0.5487 | 0.263 | 0.3395
|  | 12:00 | 0.3054 | 0.4031 | 0.1489 | 0.0974 | 0.5056 | 0.2921 | 0.6656 | 0.6866 | 0.4938 | 0.4987 | 0.7199 | 0.6129 | 0.3135 | 0.5426 | 0.0906 | 0.4699 | 0.5426 | 0.2825 | 0.2676 | 0.2322 | 0.1413 | 0.0823 | 0.2119 | 0.2089 | 9:00 | 0.1115 | 0.3277 | 0.1213 | [5 empty] | 9:00 | 0.5971 | 0.7871 | 0.5463 | [5 empty] | 9:00 | 0.1942 | 0.1483 | 0.2734 | [5 empty] | 9:00 | 0.4574 | 0.2138 | 0.3193
|  | 13:00 | 0.3225 | 0.4281 | 0.1528 | 0.1441 | 0.4484 | 0.2992 | 0.6469 | 0.6762 | 0.4806 | 0.5492 | 0.6737 | 0.6053 | 0.3236 | 0.4488 | 0.0923 | 0.4197 | 0.4488 | 0.2649 | 0.2502 | 0.2231 | 0.086 | 0.0813 | 0.2155 | 0.2004 | 10:00 | 0.4102 | 0.7272 | 0.4494 | [5 empty] | 10:00 | 0.7258 | 0.8678 | 0.6572 | [5 empty] | 10:00 | 0.1881 | 0.1279 | 0.208 | [5 empty] | 10:00 | 0.3256 | 0.1674 | 0.2213
|  | 14:00 | 0.3302 | 0.4308 | 0.1496 | 0.1222 | 0.4493 | 0.2964 | 0.6532 | 0.6725 | 0.4883 | 0.504 | 0.6743 | 0.5985 | 0.2821 | 0.3345 | 0.0801 | 0.3104 | 0.3345 | 0.213 | 0.3055 | 0.2085 | 0.0752 | 0.0809 | 0.1967 | 0.1926 | 11:00 | 0.4276 | 0.8504 | 0.5743 | [5 empty] | 11:00 | 0.7521 | 0.8733 | 0.6891 | [5 empty] | 11:00 | 0.1917 | 0.1143 | 0.1874 | [5 empty] | 11:00 | 0.3857 | 0.1674 | 0.1462
|  | 15:00 | 0.3472 | 0.4698 | 0.1874 | 0.1646 | 0.505 | 0.3348 | 0.6542 | 0.6929 | 0.5334 | 0.4874 | 0.7178 | 0.6171 | 0.2794 | 0.3135 | 0.0725 | 0.2824 | 0.3135 | 0.2012 | 0.3231 | 0.19 | 0.0991 | 0.0871 | 0.1995 | 0.1949 | 12:00 | 0.371 | 0.8741 | 0.5459 | [5 empty] | 12:00 | 0.8102 | 0.8498 | 0.655 | [5 empty] | 12:00 | 0.2841 | 0.0962 | 0.2272 | [5 empty] | 12:00 | 0.529 | 0.1374 | 0.2479
|  | 16:00 | 0.3221 | 0.4663 | 0.2666 | 0.0936 | 0.5566 | 0.341 | 0.5781 | 0.6588 | 0.5262 | 0.3709 | 0.7186 | 0.5705 | 0.3382 | 0.3482 | 0.0767 | 0.2834 | 0.3482 | 0.2237 | 0.3218 | 0.2012 | 0.1452 | 0.1121 | 0.1988 | 0.2033 | 13:00 | 0.339 | 0.926 | 0.4855 | [5 empty] | 13:00 | 0.8016 | 0.8493 | 0.6973 | [5 empty] | 13:00 | 0.3406 | 0.1161 | 0.1929 | [5 empty] | 13:00 | 0.5802 | 0.1692 | 0.238
|  | 17:00 | 0.055 | 0.2775 | 0.0813 | 0.0652 | 0.4715 | 0.1901 | 0.3663 | 0.4849 | 0.3331 | 0.2389 | 0.5902 | 0.4027 | 0.3664 | 0.32 | 0.1055 | 0.2864 | 0.32 | 0.2405 | 0.3099 | 0.2105 | 0.2156 | 0.1353 | 0.2296 | 0.2286 | 14:00 | 0.4448 | 0.9171 | 0.417 | [5 empty] | 14:00 | 0.8069 | 0.8466 | 0.6645 | [5 empty] | 14:00 | 0.2997 | 0.1834 | 0.1645 | [5 empty] | 14:00 | 0.5397 | 0.186 | 0.2824
|  | 18:00 | 0 | 0 | 0 | 0 | 0 | 0 | 0.0521 | 0.155 | 0.0411 | 0.0641 | 0.2317 | 0.1088 | 0.356 | 0.3813 | 0.1159 | 0.3203 | 0.3813 | 0.2557 | 0.3066 | 0.2415 | 0.302 | 0.1682 | 0.2813 | 0.2725 | 15:00 | 0.3666 | 0.9005 | 0.515 | [5 empty] | 15:00 | 0.8102 | 0.8518 | 0.6945 | [5 empty] | 15:00 | 0.2589 | 0.1645 | 0.1581 | [5 empty] | 15:00 | 0.4448 | 0.2004 | 0.2468
|  | 19:00 | 0 | 0 | 0 | 0 | 0 | 0 | 0 | 0.001 | 0 | 0 | 0 | 0.0002 | 0.4174 | 0.49 | 0.1369 | 0.428 | 0.49 | 0.3158 | 0.3926 | 0.3174 | 0.4002 | 0.3055 | 0.3626 | 0.3575 | 16:00 | 0.3849 | 0.8556 | 0.4608 | [5 empty] | 16:00 | 0.7089 | 0.8531 | 0.6358 | [5 empty] | 16:00 | 0.2578 | 0.1475 | 0.1577 | [5 empty] | 16:00 | 0.4542 | 0.218 | 0.299
|  | 20:00 | 0 | 0 | 0 | 0 | 0 | 0 | 0 | 0 | 0 | 0 | 0 | 0 | 0.4117 | 0.4638 | 0.1393 | 0.4489 | 0.4638 | 0.3162 | 0.47 | 0.4323 | 0.4542 | 0.3349 | 0.4861 | 0.4618 | 17:00 | 0.4101 | 0.7436 | 0.3705 | [5 empty] | 17:00 | 0.7081 | 0.7916 | 0.4353 | [5 empty] | 17:00 | 0.2615 | 0.1508 | 0.1695 | [5 empty] | 17:00 | 0.5143 | 0.2165 | 0.3226
|  | 21:00 | 0 | 0 | 0 | 0 | 0 | 0 | 0 | 0 | 0 | 0 | 0 | 0 | 0.4085 | 0.4365 | 0.1338 | 0.456 | 0.4365 | 0.3112 | 0.5246 | 0.5675 | 0.488 | 0.3838 | 0.6013 | 0.5624 | 18:00 | 0.0695 | 0.5343 | 0.0273 | [5 empty] | 18:00 | 0.4816 | 0.6451 | 0.0906 | [5 empty] | 18:00 | 0.3254 | 0.1979 | 0.1704 | [5 empty] | 18:00 | 0.561 | 0.2466 | 0.345
|  | 22:00 | 0 | 0 | 0 | 0 | 0 | 0 | 0 | 0 | 0 | 0 | 0 | 0 | 0.4282 | 0.4514 | 0.1346 | 0.4334 | 0.4514 | 0.3144 | 0.4238 | 0.5284 | 0.35 | 0.3889 | 0.5725 | 0.5121 | 19:00 | 0 | 0.0418 | 0 | [5 empty] | 19:00 | 0.1357 | 0.3408 | 0.0001 | [5 empty] | 19:00 | 0.4104 | 0.2265 | 0.1889 | [5 empty] | 19:00 | 0.6292 | 0.2769 | 0.419
|  | 23:00 | 0 | 0 | 0 | 0 | 0 | 0 | 0 | 0 | 0 | 0 | 0 | 0 | 0.4664 | 0.4958 | 0.1266 | 0.435 | 0.4958 | 0.3275 | 0.3396 | 0.4841 | 0.3129 | 0.4767 | 0.527 | 0.4694 | 20:00 | 0 | 0 | 0 | [5 empty] | 20:00 | 0.0039 | 0.0411 | 0 | [5 empty] | 20:00 | 0.431 | 0.2566 | 0.2666 | [5 empty] | 20:00 | 0.7398 | 0.3917 | 0.4129
|  | 24:00 | 0 | 0 | 0 | 0 | 0 | 0 | 0 | 0 | 0 | 0 | 0 | 0 | 0.4185 | 0.4117 | 0.1115 | 0.3986 | 0.4117 | 0.2907 | 0.3879 | 0.4293 | 0.2613 | 0.4427 | 0.4378 | 0.4103 | 21:00 | 0 | 0 | 0 | [5 empty] | 21:00 | 0 | 0 | 0 | [5 empty] | 21:00 | 0.4282 | 0.2818 | 0.3625 | [5 empty] | 21:00 | 0.8021 | 0.5139 | 0.4091
Feb |  | 25:00 | 0 | 0 | 0 | 0 | 0 | 0 | 0 | 0 | 0 | 0 | 0 | 0 | 0.2844 | 0.3183 | 0.0688 | 0.2738 | 0.3183 | 0.2 | 0.1647 | 0.424 | 0.1211 | 0.2983 | 0.4965 | 0.3909 | 22:00 | 0 | 0 | 0 | [5 empty] | 22:00 | 0 | 0 | 0 | [5 empty] | 22:00 | 0.4818 | 0.265 | 0.3886 | [5 empty] | 22:00 | 0.7607 | 0.5082 | 0.4432
|  | 26:00 | 0 | 0 | 0 | 0 | 0 | 0 | 0 | 0 | 0 | 0 | 0 | 0 | 0.332 | 0.3813 | 0.0903 | 0.3219 | 0.3813 | 0.239 | 0.1949 | 0.4511 | 0.2229 | 0.3483 | 0.5077 | 0.4199 | 23:00 | 0 | 0 | 0 | [5 empty] | 23:00 | 0 | 0 | 0 | [5 empty] | 23:00 | 0.4783 | 0.2656 | 0.3574 | [5 empty] | 23:00 | 0.7406 | 0.4857 | 0.4605
|  | 27:00 | 0 | 0 | 0 | 0 | 0 | 0 | 0 | 0 | 0 | 0 | 0 | 0 | 0.3772 | 0.4151 | 0.1022 | 0.3595 | 0.4151 | 0.2681 | 0.198 | 0.4549 | 0.3615 | 0.428 | 0.4385 | 0.4057 | 24:00 | 0 | 0 | 0 | [5 empty] | 24:00 | 0 | 0 | 0 | [5 empty] | 24:00 | 0.489 | 0.3226 | 0.3593 | [5 empty] | 24:00 | 0.5846 | 0.4917 | 0.4745
|  | 28:00 | 0 | 0 | 0 | 0 | 0 | 0 | 0 | 0 | 0 | 0 | 0 | 0 | 0.4551 | 0.4277 | 0.1189 | 0.4112 | 0.4277 | 0.3085 | 0.2824 | 0.4716 | 0.5008 | 0.5376 | 0.3863 | 0.4136
|  | 29:00 | 0 | 0 | 0 | 0 | 0 | 0 | 0 | 0 | 0 | 0 | 0 | 0 | 0.4607 | 0.4496 | 0.1361 | 0.4468 | 0.4496 | 0.3266 | 0.2791 | 0.4928 | 0.4842 | 0.5103 | 0.4603 | 0.4521
|  | 30:00 | 0 | 0 | 0 | 0 | 0 | 0 | 0 | 0 | 0 | 0 | 0 | 0 | 0.3806 | 0.4284 | 0.1214 | 0.453 | 0.4284 | 0.2968 | 0.2551 | 0.4717 | 0.3965 | 0.3981 | 0.4786 | 0.4388 | Northeast
|  | 31:00 | 0 | 0 | 0 | 0 | 0 | 0 | 0 | 0 | 0 | 0 | 0 | 0 | 0.394 | 0.3987 | 0.1186 | 0.4517 | 0.3987 | 0.2957 | 0.3075 | 0.4713 | 0.3814 | 0.4096 | 0.51 | 0.4592 |  | SOLAR CSP | [8 empty] | SOLAR PVSAT | [8 empty] | wind | [8 empty] | new-wind
|  | 32:00 | 0 | 0 | 0 | 0 | 0 | 0 | 0.0791 | 0.064 | 0.1298 | 0.0621 | 0.0053 | 0.0681 | 0.3904 | 0.3987 | 0.0997 | 0.4025 | 0.3987 | 0.2773 | 0.2508 | 0.457 | 0.3425 | 0.447 | 0.476 | 0.4297 |  | 1 | 2 | 3 | 4 | 5 | 6 | 7 | 8 |  | 1 | 2 | 3 | 4 | 5 | 6 | 7 | 8 |  | 1 | 2 | 3 | 4 | 5 | 6 | 7 | 8 |  | 1 | 2 | 3 | 4 | 5 | 6 | 7 | 8
|  | 33:00 | 0 | 0 | 0 | 0 | 0 | 0 | 0.4657 | 0.4355 | 0.4771 | 0.3181 | 0.3369 | 0.4067 | 0.4001 | 0.4322 | 0.0942 | 0.3929 | 0.4322 | 0.2799 | 0.2143 | 0.4694 | 0.3063 | 0.5191 | 0.4703 | 0.4246 | 1:00 | 0 | 0 | 0 | 0 | 0 | 0 | 0 | 0 | 1:00 | 0 | 0 | 0 | 0 | 0 | 0 | 0 | 0 | 1:00 | 0.6336 | 0.6273 | 0.2414 | 0.0843 | 0.4841 | 0.4583 | 0.5019 | 0.2996 | 1:00 | 0.6847 | 0.8029 | 0.2197 | 0.097 | 0.4583 | 0.6302 | 0.7109 | 0.2924
|  | 34:00 | 0.0943 | 0.1206 | 0.0771 | 0 | 0 | 0.0584 | 0.7051 | 0.7039 | 0.6804 | 0.5522 | 0.6468 | 0.6577 | 0.4204 | 0.4703 | 0.138 | 0.4736 | 0.4703 | 0.3238 | 0.1795 | 0.5433 | 0.2414 | 0.402 | 0.4187 | 0.3987 | 2:00 | 0 | 0 | 0 | 0 | 0 | 0 | 0 | 0 | 2:00 | 0 | 0 | 0 | 0 | 0 | 0 | 0 | 0 | 2:00 | 0.5789 | 0.6208 | 0.2526 | 0.096 | 0.4337 | 0.4665 | 0.5061 | 0.3203 | 2:00 | 0.6208 | 0.8044 | 0.1822 | 0.0735 | 0.3562 | 0.5815 | 0.6603 | 0.3104
|  | 35:00 | 0.2844 | 0.5028 | 0.2332 | 0.0384 | 0.2473 | 0.2612 | 0.7824 | 0.7697 | 0.698 | 0.6017 | 0.7572 | 0.7218 | 0.4548 | 0.5354 | 0.157 | 0.5414 | 0.5354 | 0.3623 | 0.1735 | 0.6101 | 0.212 | 0.3594 | 0.4739 | 0.4356 | 3:00 | 0 | 0 | 0 | 0 | 0 | 0 | 0 | 0 | 3:00 | 0 | 0 | 0 | 0 | 0 | 0 | 0 | 0 | 3:00 | 0.4866 | 0.6308 | 0.2376 | 0.1176 | 0.4275 | 0.3987 | 0.5042 | 0.297 | 3:00 | 0.5155 | 0.7611 | 0.1779 | 0.0555 | 0.3312 | 0.4572 | 0.6704 | 0.2989
|  | 36:00 | 0.4503 | 0.5996 | 0.2676 | 0.093 | 0.5459 | 0.3913 | 0.7764 | 0.7446 | 0.6983 | 0.671 | 0.7611 | 0.7303 | 0.528 | 0.5736 | 0.1734 | 0.5493 | 0.5736 | 0.3956 | 0.2558 | 0.6836 | 0.4384 | 0.3501 | 0.6124 | 0.5566 | 4:00 | 0 | 0 | 0 | 0 | 0 | 0 | 0 | 0 | 4:00 | 0 | 0 | 0 | 0 | 0 | 0 | 0 | 0 | 4:00 | 0.4758 | 0.6166 | 0.2193 | 0.1437 | 0.4777 | 0.3371 | 0.5041 | 0.2808 | 4:00 | 0.4659 | 0.6792 | 0.2098 | 0.0462 | 0.3265 | 0.3877 | 0.6294 | 0.192
|  | 37:00 | 0.4974 | 0.6087 | 0.2485 | 0.1189 | 0.4577 | 0.3862 | 0.7441 | 0.7473 | 0.6806 | 0.6304 | 0.7424 | 0.709 | 0.4439 | 0.4078 | 0.1589 | 0.4572 | 0.4078 | 0.3281 | 0.2891 | 0.6269 | 0.3501 | 0.2159 | 0.7052 | 0.5781 | 5:00 | 0 | 0 | 0 | 0 | 0 | 0 | 0 | 0 | 5:00 | 0 | 0 | 0 | 0 | 0 | 0 | 0 | 0 | 5:00 | 0.3841 | 0.6198 | 0.2238 | 0.1301 | 0.4872 | 0.3164 | 0.4837 | 0.2829 | 5:00 | 0.4086 | 0.6805 | 0.3118 | 0.0419 | 0.3711 | 0.3411 | 0.5662 | 0.1723
|  | 38:00 | 0.4976 | 0.6204 | 0.0852 | 0.1236 | 0.3809 | 0.3415 | 0.7565 | 0.7493 | 0.7248 | 0.6099 | 0.7305 | 0.7142 | 0.3597 | 0.3062 | 0.1286 | 0.3466 | 0.3062 | 0.2582 | 0.2096 | 0.5038 | 0.2281 | 0.2448 | 0.6404 | 0.4961 | 6:00 | 0 | 0 | 0 | 0 | 0 | 0 | 0 | 0 | 6:00 | 0.0586 | 0 | 0 | 0.0088 | 0 | 0 | 0 | 0.0019 | 6:00 | 0.285 | 0.6119 | 0.23 | 0.1174 | 0.4772 | 0.3118 | 0.4562 | 0.255 | 6:00 | 0.3014 | 0.6542 | 0.3372 | 0.0335 | 0.3975 | 0.3284 | 0.5592 | 0.1797
|  | 39:00 | 0.4094 | 0.6377 | 0.0976 | 0.111 | 0.3474 | 0.3206 | 0.7402 | 0.6425 | 0.5915 | 0.5894 | 0.7166 | 0.6561 | 0.4351 | 0.3687 | 0.1434 | 0.3977 | 0.3687 | 0.3029 | 0.2128 | 0.5183 | 0.4061 | 0.352 | 0.5536 | 0.4812 | 7:00 | 0 | 0 | 0 | 0 | 0 | 0 | 0 | 0 | 7:00 | 0.3386 | 0.0035 | 0 | 0.1719 | 0 | 0.0086 | 0.0066 | 0.106 | 7:00 | 0.2667 | 0.528 | 0.2547 | 0.0947 | 0.4184 | 0.2991 | 0.3927 | 0.2369 | 7:00 | 0.2799 | 0.6552 | 0.29 | 0.0198 | 0.4185 | 0.302 | 0.5952 | 0.1587
|  | 40:00 | 0.4467 | 0.6345 | 0.0897 | 0.1039 | 0.4589 | 0.3467 | 0.6328 | 0.6613 | 0.4989 | 0.4689 | 0.7239 | 0.5972 | 0.4177 | 0.3212 | 0.1424 | 0.3887 | 0.3212 | 0.2902 | 0.2718 | 0.5246 | 0.4751 | 0.369 | 0.442 | 0.442 | 8:00 | 0.0772 | 0 | 0 | 0 | 0 | 0 | 0 | 0 | 8:00 | 0.5392 | 0.187 | 0.0081 | 0.3592 | 0.0261 | 0.214 | 0.2175 | 0.3794 | 8:00 | 0.3121 | 0.5536 | 0.2733 | 0.0524 | 0.3972 | 0.2695 | 0.3914 | 0.1985 | 8:00 | 0.2921 | 0.6795 | 0.3192 | 0.0092 | 0.3985 | 0.2477 | 0.5669 | 0.1262
|  | 41:00 | 0.2648 | 0.4357 | 0 | 0.0552 | 0.1652 | 0.1842 | 0.4947 | 0.4604 | 0.2752 | 0.3842 | 0.5866 | 0.4402 | 0.3908 | 0.3303 | 0.1453 | 0.4009 | 0.3303 | 0.2873 | 0.3113 | 0.5425 | 0.4396 | 0.3181 | 0.439 | 0.4427 | 9:00 | 0.4012 | 0 | 0 | 0.1945 | 0 | 0 | 0 | 0.1268 | 9:00 | 0.7132 | 0.6029 | 0.2117 | 0.53 | 0.1919 | 0.691 | 0.6855 | 0.4793 | 9:00 | 0.352 | 0.5874 | 0.3084 | 0.0266 | 0.3501 | 0.2548 | 0.4042 | 0.1773 | 9:00 | 0.3112 | 0.7184 | 0.3786 | 0.0032 | 0.3688 | 0.1997 | 0.5328 | 0.0959
|  | 42:00 | 0.003 | 0.0611 | 0 | 0 | 0.0161 | 0.016 | 0.1547 | 0.1866 | 0.0869 | 0.182 | 0.3008 | 0.1822 | 0.4544 | 0.444 | 0.1727 | 0.5011 | 0.444 | 0.3496 | 0.3525 | 0.61 | 0.5217 | 0.4204 | 0.492 | 0.5031 | 10:00 | 0.5656 | 0.2775 | 0.0675 | 0.3076 | 0 | 0.3678 | 0.3613 | 0.3967 | 10:00 | 0.7407 | 0.7365 | 0.3492 | 0.6251 | 0.1642 | 0.7751 | 0.8142 | 0.7155 | 10:00 | 0.3609 | 0.5358 | 0.3483 | 0.0169 | 0.3556 | 0.2058 | 0.3498 | 0.1296 | 10:00 | 0.3356 | 0.7244 | 0.2597 | 0.0003 | 0.3098 | 0.092 | 0.4922 | 0.0498
|  | 43:00 | 0 | 0 | 0 | 0 | 0 | 0 | 0.0001 | 0.006 | 0 | 0.0011 | 0.0086 | 0.0031 | 0.4559 | 0.5069 | 0.1732 | 0.4982 | 0.5069 | 0.3571 | 0.3847 | 0.6305 | 0.496 | 0.5177 | 0.5377 | 0.5357 | 11:00 | 0.5277 | 0.5059 | 0.1402 | 0.3133 | 0 | 0.6984 | 0.6891 | 0.5348 | 11:00 | 0.7552 | 0.7544 | 0.3977 | 0.6873 | 0.2803 | 0.7506 | 0.7844 | 0.781 | 11:00 | 0.3487 | 0.5438 | 0.4005 | 0.0112 | 0.5336 | 0.0824 | 0.3096 | 0.1176 | 11:00 | 0.2961 | 0.8551 | 0.1881 | 0.0016 | 0.4329 | 0.0343 | 0.6544 | 0.06
|  | 44:00 | 0 | 0 | 0 | 0 | 0 | 0 | 0 | 0 | 0 | 0 | 0 | 0 | 0.5011 | 0.5979 | 0.1737 | 0.5674 | 0.5979 | 0.3946 | 0.4378 | 0.6775 | 0.4221 | 0.5388 | 0.4807 | 0.5162 | 12:00 | 0.6506 | 0.3671 | 0.1428 | 0.2937 | 0.0316 | 0.6377 | 0.6133 | 0.766 | 12:00 | 0.8539 | 0.6496 | 0.3592 | 0.6531 | 0.3785 | 0.6963 | 0.7318 | 0.8013 | 12:00 | 0.4319 | 0.5585 | 0.3066 | 0.0129 | 0.526 | 0.0631 | 0.3028 | 0.1171 | 12:00 | 0.3926 | 0.8523 | 0.1245 | 0.0047 | 0.5677 | 0.0251 | 0.6641 | 0.0962
|  | 45:00 | 0 | 0 | 0 | 0 | 0 | 0 | 0 | 0 | 0 | 0 | 0 | 0 | 0.5414 | 0.6738 | 0.171 | 0.6219 | 0.6738 | 0.4247 | 0.501 | 0.713 | 0.3751 | 0.5152 | 0.4428 | 0.5059 | 13:00 | 0.8004 | 0.3372 | 0.1288 | 0.3436 | 0.0559 | 0.6256 | 0.5996 | 0.8565 | 13:00 | 0.857 | 0.6579 | 0.3887 | 0.6774 | 0.3071 | 0.6907 | 0.7122 | 0.7951 | 13:00 | 0.5117 | 0.517 | 0.2485 | 0.0212 | 0.5209 | 0.051 | 0.287 | 0.0882 | 13:00 | 0.4797 | 0.8306 | 0.1229 | 0.0141 | 0.5906 | 0.0093 | 0.6385 | 0.0497
|  | 46:00 | 0 | 0 | 0 | 0 | 0 | 0 | 0 | 0 | 0 | 0 | 0 | 0 | 0.541 | 0.7208 | 0.1773 | 0.6598 | 0.7208 | 0.4403 | 0.4969 | 0.7158 | 0.3265 | 0.5712 | 0.3604 | 0.4616 | 14:00 | 0.7817 | 0.3947 | 0.1201 | 0.2854 | 0.0712 | 0.6642 | 0.652 | 0.8086 | 14:00 | 0.8757 | 0.6216 | 0.345 | 0.5698 | 0.408 | 0.7088 | 0.7487 | 0.7939 | 14:00 | 0.482 | 0.5195 | 0.1554 | 0.0305 | 0.4844 | 0.0487 | 0.2619 | 0.0883 | 14:00 | 0.4206 | 0.8545 | 0.1342 | 0.0224 | 0.5698 | 0.0086 | 0.5696 | 0.0329
|  | 47:00 | 0 | 0 | 0 | 0 | 0 | 0 | 0 | 0 | 0 | 0 | 0 | 0 | 0.4343 | 0.4994 | 0.1476 | 0.5444 | 0.4994 | 0.3491 | 0.4421 | 0.6198 | 0.1502 | 0.3745 | 0.4015 | 0.4254 | 15:00 | 0.5547 | 0.4175 | 0.137 | 0.4985 | 0 | 0.7331 | 0.7306 | 0.845 | 15:00 | 0.7115 | 0.6902 | 0.3894 | 0.7037 | 0.3914 | 0.745 | 0.7922 | 0.828 | 15:00 | 0.4602 | 0.5236 | 0.1006 | 0.0404 | 0.4802 | 0.0534 | 0.2663 | 0.1725 | 15:00 | 0.4309 | 0.8162 | 0.0938 | 0.0202 | 0.5528 | 0.007 | 0.6097 | 0.0732
|  | 48:00 | 0 | 0 | 0 | 0 | 0 | 0 | 0 | 0 | 0 | 0 | 0 | 0 | 0.421 | 0.4545 | 0.1312 | 0.4711 | 0.4545 | 0.3189 | 0.3769 | 0.5331 | 0.2578 | 0.3324 | 0.3917 | 0.404 | 16:00 | 0.5421 | 0.511 | 0.1227 | 0.4094 | 0.1046 | 0.7687 | 0.7661 | 0.8204 | 16:00 | 0.82 | 0.6675 | 0.2559 | 0.6388 | 0.4418 | 0.7196 | 0.7671 | 0.7909 | 16:00 | 0.4409 | 0.5058 | 0.1587 | 0.0904 | 0.4917 | 0.0866 | 0.2447 | 0.2013 | 16:00 | 0.3933 | 0.8141 | 0.0827 | 0.059 | 0.466 | 0.0201 | 0.6206 | 0.1013
Mar | Spring | 49:00 | 0 | 0 | 0 | 0 | 0 | 0 | 0 | 0 | 0 | 0 | 0 | 0 | 0.4019 | 0.438 | 0.1198 | 0.491 | 0.438 | 0.3109 | 0.5272 | 0.6632 | 0.4977 | 0.4303 | 0.3493 | 0.4609 | 17:00 | 0.6877 | 0.1214 | 0.1213 | 0.2714 | 0.1828 | 0.239 | 0.1972 | 0.5256 | 17:00 | 0.7689 | 0.4937 | 0.2873 | 0.5167 | 0.3683 | 0.5543 | 0.5652 | 0.5921 | 17:00 | 0.4908 | 0.5274 | 0.1271 | 0.1327 | 0.4486 | 0.1208 | 0.2557 | 0.2013 | 17:00 | 0.4464 | 0.8035 | 0.094 | 0.0938 | 0.3988 | 0.0495 | 0.5845 | 0.1163
|  | 50:00 | 0 | 0 | 0 | 0 | 0 | 0 | 0 | 0 | 0 | 0 | 0 | 0 | 0.4382 | 0.5198 | 0.1161 | 0.4927 | 0.5198 | 0.3297 | 0.444 | 0.6632 | 0.4995 | 0.4095 | 0.4172 | 0.4848 | 18:00 | 0.5482 | 0 | 0 | 0.2261 | 0 | 0 | 0 | 0.3036 | 18:00 | 0.6421 | 0.0435 | 0.1736 | 0.4037 | 0.2576 | 0.0657 | 0.0457 | 0.4424 | 18:00 | 0.4547 | 0.4914 | 0.1255 | 0.1671 | 0.4598 | 0.1275 | 0.306 | 0.2536 | 18:00 | 0.4692 | 0.8068 | 0.1287 | 0.1025 | 0.4646 | 0.0781 | 0.6505 | 0.1713
|  | 51:00 | 0 | 0 | 0 | 0 | 0 | 0 | 0 | 0 | 0 | 0 | 0 | 0 | 0.3895 | 0.5961 | 0.1198 | 0.5182 | 0.5961 | 0.3316 | 0.4028 | 0.6472 | 0.5451 | 0.4306 | 0.3686 | 0.4583 | 19:00 | 0.0305 | 0 | 0 | 0.0267 | 0 | 0 | 0 | 0 | 19:00 | 0.3071 | 0 | 0.0018 | 0.214 | 0.0091 | 0 | 0 | 0.2219 | 19:00 | 0.4855 | 0.4953 | 0.1573 | 0.1529 | 0.4357 | 0.1644 | 0.4228 | 0.3028 | 19:00 | 0.5991 | 0.8308 | 0.2299 | 0.1764 | 0.4867 | 0.1463 | 0.7723 | 0.2722
|  | 52:00 | 0 | 0 | 0 | 0 | 0 | 0 | 0 | 0 | 0 | 0 | 0 | 0 | 0.3611 | 0.5037 | 0.1295 | 0.5154 | 0.5037 | 0.3159 | 0.4422 | 0.6874 | 0.5882 | 0.4568 | 0.3397 | 0.4634 | 20:00 | 0 | 0 | 0 | 0 | 0 | 0 | 0 | 0 | 20:00 | 0.0175 | 0 | 0 | 0.0017 | 0 | 0 | 0 | 0.0086 | 20:00 | 0.4741 | 0.6193 | 0.2323 | 0.1651 | 0.3389 | 0.1529 | 0.5585 | 0.3461 | 20:00 | 0.6228 | 0.8691 | 0.3118 | 0.2087 | 0.5019 | 0.1448 | 0.8626 | 0.3153
|  | 53:00 | 0 | 0 | 0 | 0 | 0 | 0 | 0 | 0 | 0 | 0 | 0 | 0 | 0.3139 | 0.4761 | 0.1041 | 0.4282 | 0.4761 | 0.2718 | 0.4876 | 0.6657 | 0.5756 | 0.4822 | 0.2807 | 0.4338 | 21:00 | 0 | 0 | 0 | 0 | 0 | 0 | 0 | 0 | 21:00 | 0 | 0 | 0 | 0 | 0 | 0 | 0 | 0 | 21:00 | 0.4469 | 0.7043 | 0.3023 | 0.1812 | 0.3217 | 0.1413 | 0.5965 | 0.3902 | 21:00 | 0.6097 | 0.8422 | 0.3798 | 0.2306 | 0.4975 | 0.1404 | 0.8952 | 0.3413
|  | 54:00 | 0 | 0 | 0 | 0 | 0 | 0 | 0 | 0 | 0 | 0 | 0 | 0 | 0.2912 | 0.4427 | 0.1244 | 0.4654 | 0.4427 | 0.277 | 0.5604 | 0.6296 | 0.6904 | 0.5407 | 0.2936 | 0.456 | 22:00 | 0 | 0 | 0 | 0 | 0 | 0 | 0 | 0 | 22:00 | 0 | 0 | 0 | 0 | 0 | 0 | 0 | 0 | 22:00 | 0.5468 | 0.704 | 0.2613 | 0.1867 | 0.3727 | 0.182 | 0.6009 | 0.3787 | 22:00 | 0.6724 | 0.7795 | 0.3496 | 0.1997 | 0.609 | 0.2198 | 0.8814 | 0.5107
|  | 55:00 | 0 | 0 | 0 | 0 | 0 | 0 | 0 | 0.0034 | 0 | 0 | 0 | 0.0007 | 0.3393 | 0.4562 | 0.0992 | 0.4441 | 0.4562 | 0.2778 | 0.4933 | 0.5426 | 0.7688 | 0.5616 | 0.2784 | 0.431 | 23:00 | 0 | 0 | 0 | 0 | 0 | 0 | 0 | 0 | 23:00 | 0 | 0 | 0 | 0 | 0 | 0 | 0 | 0 | 23:00 | 0.5202 | 0.6084 | 0.3528 | 0.1508 | 0.4325 | 0.2377 | 0.6013 | 0.3945 | 23:00 | 0.6018 | 0.7486 | 0.6228 | 0.1595 | 0.5386 | 0.2492 | 0.8465 | 0.5369
|  | 56:00 | 0 | 0 | 0 | 0 | 0 | 0 | 0.1432 | 0.1876 | 0.0235 | 0.1096 | 0.0607 | 0.1049 | 0.4779 | 0.4097 | 0.0826 | 0.3735 | 0.4097 | 0.2907 | 0.4046 | 0.4776 | 0.7102 | 0.5751 | 0.2238 | 0.3728 | 24:00 | 0 | 0 | 0 | 0 | 0 | 0 | 0 | 0 | 24:00 | 0 | 0 | 0 | 0 | 0 | 0 | 0 | 0 | 24:00 | 0.5041 | 0.5741 | 0.3649 | 0.2032 | 0.522 | 0.2917 | 0.5713 | 0.3724 | 24:00 | 0.6304 | 0.7213 | 0.6048 | 0.1513 | 0.4579 | 0.3153 | 0.7957 | 0.5507
|  | 57:00 | 0 | 0.0042 | 0 | 0 | 0 | 0.0008 | 0.4621 | 0.5912 | 0.0614 | 0.4015 | 0.4395 | 0.3912 | 0.4622 | 0.3678 | 0.0742 | 0.3322 | 0.3678 | 0.2698 | 0.3507 | 0.4239 | 0.654 | 0.6047 | 0.1917 | 0.3333
|  | 58:00 | 0.2182 | 0.3351 | 0 | 0.1932 | 0.1338 | 0.176 | 0.657 | 0.7865 | 0.2379 | 0.6205 | 0.6944 | 0.5993 | 0.4017 | 0.4138 | 0.1253 | 0.3686 | 0.4138 | 0.2858 | 0.4306 | 0.4069 | 0.7136 | 0.6831 | 0.1779 | 0.3419
|  | 59:00 | 0.5002 | 0.7479 | 0 | 0.4246 | 0.4501 | 0.4246 | 0.7329 | 0.8408 | 0.3587 | 0.7949 | 0.7934 | 0.7042 | 0.4928 | 0.5659 | 0.1248 | 0.505 | 0.5659 | 0.3565 | 0.3006 | 0.325 | 0.8233 | 0.6586 | 0.1987 | 0.3306 | West
|  | 60:00 | 0.5334 | 0.7507 | 0.168 | 0.583 | 0.5327 | 0.5136 | 0.7943 | 0.8434 | 0.5496 | 0.8067 | 0.8052 | 0.7599 | 0.5693 | 0.5552 | 0.1341 | 0.5181 | 0.5552 | 0.3831 | 0.2764 | 0.3536 | 0.8207 | 0.6536 | 0.2739 | 0.3715 |  | SOLAR CSP | [8 empty] | SOLAR PVSAT | [8 empty] | wind | [8 empty] | new wind
|  | 61:00 | 0.5713 | 0.7408 | 0.3381 | 0.6706 | 0.5635 | 0.5769 | 0.7825 | 0.8309 | 0.6791 | 0.8094 | 0.7907 | 0.7785 | 0.5345 | 0.4525 | 0.1129 | 0.4368 | 0.4525 | 0.3365 | 0.3347 | 0.4108 | 0.8523 | 0.7066 | 0.3518 | 0.4362 |  | 1 | 2 | 3 | 4 | 5 | 6 | 7 | 8 |  | 1 | 2 | 3 | 4 | 5 | 6 | 7 | 8 |  | 1 | 2 | 3 | 4 | 5 | 6 | 7 | 8 |  | 1 | 2 | 3 | 4 | 5 | 6 | 7 | 8
|  | 62:00 | 0.586 | 0.7448 | 0.4453 | 0.6625 | 0.4367 | 0.5751 | 0.7773 | 0.8354 | 0.8172 | 0.8132 | 0.77 | 0.8026 | 0.4966 | 0.3516 | 0.1381 | 0.3577 | 0.3516 | 0.3082 | 0.2941 | 0.3765 | 0.8671 | 0.7075 | 0.3182 | 0.4087 | 1:00 | 0 | 0 | 0 | 0 | 0 | 0 | 0 | 0 | 1:00 | 0 | 0 | 0 | 0 | 0 | 0 | 0 | 0 | 1:00 | 0.796 | 0.8647 | 0.2164 | 0.1389 | 0.4843 | 0.7294 | 0.76 | 0.4131 | 1:00 | 0.7911 | 0.8465 | 0.3585 | 0.1469 | 0.5912 | 0.6456 | 0.7796 | 0.4698
|  | 63:00 | 0.5851 | 0.7508 | 0.5712 | 0.6674 | 0.5637 | 0.6277 | 0.7794 | 0.8483 | 0.8211 | 0.7921 | 0.7747 | 0.8031 | 0.4158 | 0.3536 | 0.1122 | 0.3715 | 0.3536 | 0.278 | 0.3432 | 0.4391 | 0.9017 | 0.6984 | 0.3538 | 0.4498 | 2:00 | 0 | 0 | 0 | 0 | 0 | 0 | 0 | 0 | 2:00 | 0 | 0 | 0 | 0 | 0 | 0 | 0 | 0 | 2:00 | 0.7306 | 0.852 | 0.1559 | 0.1441 | 0.4334 | 0.7335 | 0.7626 | 0.4897 | 2:00 | 0.7469 | 0.8616 | 0.3868 | 0.1736 | 0.5698 | 0.6848 | 0.7657 | 0.4802
|  | 64:00 | 0.517 | 0.7321 | 0.564 | 0.6423 | 0.5417 | 0.5994 | 0.7204 | 0.8257 | 0.757 | 0.7831 | 0.7438 | 0.766 | 0.4213 | 0.374 | 0.1163 | 0.3312 | 0.374 | 0.2756 | 0.3926 | 0.5244 | 0.8909 | 0.7456 | 0.4345 | 0.5161 | 3:00 | 0 | 0 | 0 | 0 | 0 | 0 | 0 | 0 | 3:00 | 0 | 0 | 0 | 0 | 0 | 0 | 0 | 0 | 3:00 | 0.6193 | 0.8442 | 0.1177 | 0.1696 | 0.5492 | 0.6507 | 0.7285 | 0.4251 | 3:00 | 0.6703 | 0.8444 | 0.3607 | 0.1872 | 0.6052 | 0.5873 | 0.768 | 0.485
|  | 65:00 | 0.3638 | 0.5514 | 0.3375 | 0.5187 | 0.3475 | 0.4238 | 0.5658 | 0.6556 | 0.5051 | 0.6473 | 0.6269 | 0.6001 | 0.4039 | 0.3712 | 0.1208 | 0.3259 | 0.3712 | 0.2711 | 0.4217 | 0.4908 | 0.8441 | 0.7563 | 0.4502 | 0.5148 | 4:00 | 0 | 0 | 0 | 0 | 0 | 0 | 0 | 0 | 4:00 | 0 | 0 | 0 | 0 | 0 | 0 | 0 | 0 | 4:00 | 0.5562 | 0.775 | 0.0772 | 0.2 | 0.6852 | 0.5065 | 0.7081 | 0.3746 | 4:00 | 0.6345 | 0.8037 | 0.2669 | 0.2134 | 0.6385 | 0.494 | 0.7243 | 0.4561
|  | 66:00 | 0 | 0.0925 | 0 | 0.0614 | 0 | 0.0308 | 0.2652 | 0.403 | 0.1733 | 0.3705 | 0.3745 | 0.3173 | 0.3278 | 0.3617 | 0.1314 | 0.3215 | 0.3617 | 0.2519 | 0.4883 | 0.5474 | 0.8437 | 0.7828 | 0.5164 | 0.5695 | 5:00 | 0 | 0 | 0 | 0 | 0 | 0 | 0 | 0 | 5:00 | 0 | 0 | 0 | 0 | 0 | 0 | 0 | 0 | 5:00 | 0.4117 | 0.7348 | 0.0842 | 0.1914 | 0.6857 | 0.414 | 0.6817 | 0.3166 | 5:00 | 0.526 | 0.7831 | 0.2306 | 0.2111 | 0.6083 | 0.4478 | 0.6934 | 0.4098
|  | 67:00 | 0 | 0 | 0 | 0 | 0 | 0 | 0.0106 | 0.0282 | 0.001 | 0.0159 | 0.0276 | 0.0166 | 0.291 | 0.3366 | 0.0968 | 0.3201 | 0.3366 | 0.2244 | 0.6 | 0.5825 | 0.8913 | 0.8752 | 0.5814 | 0.6322 | 6:00 | 0 | 0 | 0 | 0 | 0 | 0 | 0 | 0 | 6:00 | 0.0163 | 0 | 0 | 0.0065 | 0 | 0 | 0 | 0.0006 | 6:00 | 0.2922 | 0.7417 | 0.0846 | 0.1572 | 0.6805 | 0.3581 | 0.649 | 0.3086 | 6:00 | 0.3894 | 0.7554 | 0.2343 | 0.1754 | 0.5842 | 0.4038 | 0.6907 | 0.3781
|  | 68:00 | 0 | 0 | 0 | 0 | 0 | 0 | 0 | 0 | 0 | 0 | 0 | 0 | 0.3242 | 0.3418 | 0.1155 | 0.3583 | 0.3418 | 0.2495 | 0.6186 | 0.6476 | 0.8139 | 0.7919 | 0.631 | 0.6614 | 7:00 | 0 | 0 | 0 | 0 | 0 | 0 | 0 | 0 | 7:00 | 0.2292 | 0.0169 | 0 | 0.127 | 0.001 | 0.0105 | 0.0033 | 0.1861 | 7:00 | 0.2384 | 0.7565 | 0.0809 | 0.0957 | 0.5547 | 0.3914 | 0.59 | 0.3088 | 7:00 | 0.3577 | 0.6942 | 0.2214 | 0.1365 | 0.5371 | 0.3672 | 0.6186 | 0.3025
|  | 69:00 | 0 | 0 | 0 | 0 | 0 | 0 | 0 | 0 | 0 | 0 | 0 | 0 | 0.3288 | 0.3568 | 0.1311 | 0.3938 | 0.3568 | 0.2659 | 0.6098 | 0.6763 | 0.6646 | 0.6763 | 0.6615 | 0.66 | 8:00 | 0 | 0 | 0 | 0.0425 | 0 | 0 | 0 | 0.0479 | 8:00 | 0.488 | 0.1479 | 0.0074 | 0.4547 | 0.0676 | 0.2054 | 0.1703 | 0.6259 | 8:00 | 0.2948 | 0.7391 | 0.1664 | 0.0392 | 0.5257 | 0.3064 | 0.6092 | 0.2434 | 8:00 | 0.3558 | 0.6928 | 0.2865 | 0.0775 | 0.4724 | 0.3293 | 0.6149 | 0.2287
|  | 70:00 | 0 | 0 | 0 | 0 | 0 | 0 | 0 | 0 | 0 | 0 | 0 | 0 | 0.4091 | 0.4901 | 0.1495 | 0.4823 | 0.4901 | 0.3293 | 0.4975 | 0.5981 | 0.4927 | 0.5553 | 0.6856 | 0.6167 | 9:00 | 0.2875 | 0.035 | 0 | 0.2465 | 0 | 0.0536 | 0.0306 | 0.4356 | 9:00 | 0.7801 | 0.7264 | 0.1046 | 0.4961 | 0.2068 | 0.7187 | 0.6825 | 0.7311 | 9:00 | 0.3532 | 0.7647 | 0.3202 | 0.0091 | 0.4728 | 0.2371 | 0.6449 | 0.2097 | 9:00 | 0.366 | 0.6905 | 0.3803 | 0.0399 | 0.4165 | 0.312 | 0.6235 | 0.1716
|  | 71:00 | 0 | 0 | 0 | 0 | 0 | 0 | 0 | 0 | 0 | 0 | 0 | 0 | 0.3655 | 0.4991 | 0.1256 | 0.4466 | 0.4991 | 0.3014 | 0.4154 | 0.5548 | 0.5015 | 0.5665 | 0.614 | 0.5632 | 10:00 | 0.5554 | 0.3913 | 0 | 0.4768 | 0.0564 | 0.4777 | 0.4289 | 0.813 | 10:00 | 0.7075 | 0.8187 | 0.1459 | 0.564 | 0.3272 | 0.8366 | 0.8299 | 0.8067 | 10:00 | 0.297 | 0.7777 | 0.3693 | 0.0048 | 0.4663 | 0.1622 | 0.5781 | 0.19 | 10:00 | 0.356 | 0.6911 | 0.3711 | 0.0357 | 0.395 | 0.253 | 0.5653 | 0.1625
|  | 72:00 | 0 | 0 | 0 | 0 | 0 | 0 | 0 | 0 | 0 | 0 | 0 | 0 | 0.2956 | 0.4105 | 0.1023 | 0.3639 | 0.4105 | 0.2454 | 0.3986 | 0.5649 | 0.5432 | 0.5121 | 0.5194 | 0.5184 | 11:00 | 0.563 | 0.6699 | 0 | 0.3993 | 0.1212 | 0.7401 | 0.7514 | 0.8093 | 11:00 | 0.6891 | 0.7995 | 0.3293 | 0.6165 | 0.3371 | 0.781 | 0.8137 | 0.7762 | 11:00 | 0.2225 | 0.8365 | 0.4782 | 0.0052 | 0.643 | 0.0699 | 0.5544 | 0.1788 | 11:00 | 0.281 | 0.6969 | 0.5299 | 0.012 | 0.4877 | 0.1054 | 0.4779 | 0.1648
Apr |  | 73:00 | 0 | 0 | 0 | 0 | 0 | 0 | 0 | 0 | 0 | 0 | 0 | 0 | 0.4901 | 0.7972 | 0.1844 | 0.7515 | 0.7972 | 0.456 | 0.7445 | 0.6554 | 0.5128 | 0.5885 | 0.6815 | 0.6593 | 12:00 | 0.6326 | 0.5936 | 0 | 0.3952 | 0.1406 | 0.6886 | 0.6762 | 0.8573 | 12:00 | 0.793 | 0.7633 | 0.2751 | 0.6582 | 0.3863 | 0.7391 | 0.7527 | 0.8968 | 12:00 | 0.2836 | 0.818 | 0.3051 | 0.0113 | 0.5051 | 0.0783 | 0.5879 | 0.1874 | 12:00 | 0.312 | 0.686 | 0.4886 | 0.0033 | 0.4613 | 0.1284 | 0.4625 | 0.2214
|  | 74:00 | 0 | 0 | 0 | 0 | 0 | 0 | 0 | 0 | 0 | 0 | 0 | 0 | 0.5022 | 0.7537 | 0.1772 | 0.7319 | 0.7537 | 0.4475 | 0.7947 | 0.7184 | 0.4061 | 0.5213 | 0.6342 | 0.6402 | 13:00 | 0.7624 | 0.4941 | 0.0034 | 0.5629 | 0.0758 | 0.686 | 0.623 | 1.0206 | 13:00 | 0.8547 | 0.6809 | 0.257 | 0.7301 | 0.4325 | 0.7316 | 0.7273 | 0.8932 | 13:00 | 0.3139 | 0.7865 | 0.2073 | 0.0283 | 0.5449 | 0.0395 | 0.5795 | 0.1148 | 13:00 | 0.3509 | 0.6081 | 0.3991 | 0.0014 | 0.3989 | 0.1027 | 0.4416 | 0.157
|  | 75:00 | 0 | 0 | 0 | 0 | 0 | 0 | 0 | 0 | 0 | 0 | 0 | 0 | 0.5128 | 0.782 | 0.1902 | 0.7698 | 0.782 | 0.4666 | 0.7792 | 0.7346 | 0.3838 | 0.3994 | 0.6364 | 0.6353 | 14:00 | 0.8768 | 0.5904 | 0 | 0.2833 | 0.1577 | 0.7183 | 0.6882 | 0.9998 | 14:00 | 0.906 | 0.7683 | 0.3395 | 0.5518 | 0.5608 | 0.7502 | 0.7535 | 0.8559 | 14:00 | 0.2417 | 0.7688 | 0.1002 | 0.041 | 0.4914 | 0.0207 | 0.5398 | 0.092 | 14:00 | 0.3235 | 0.6166 | 0.3042 | 0.0033 | 0.323 | 0.0922 | 0.3906 | 0.1533
|  | 76:00 | 0 | 0 | 0 | 0 | 0 | 0 | 0 | 0 | 0 | 0 | 0 | 0 | 0.4968 | 0.7423 | 0.1728 | 0.7104 | 0.7423 | 0.4386 | 0.7488 | 0.7747 | 0.3124 | 0.3205 | 0.6141 | 0.6181 | 15:00 | 0.8166 | 0.729 | 0 | 0.3403 | 0.4136 | 0.7769 | 0.7387 | 0.9908 | 15:00 | 0.8391 | 0.8096 | 0.2888 | 0.6002 | 0.6513 | 0.7927 | 0.7819 | 0.8622 | 15:00 | 0.2738 | 0.77 | 0.051 | 0.0322 | 0.4498 | 0.0209 | 0.4612 | 0.134 | 15:00 | 0.3203 | 0.5565 | 0.173 | 0.0135 | 0.3291 | 0.0664 | 0.3891 | 0.2051
|  | 77:00 | 0 | 0 | 0 | 0 | 0 | 0 | 0 | 0 | 0 | 0 | 0 | 0 | 0.4716 | 0.6588 | 0.1618 | 0.6216 | 0.6588 | 0.3995 | 0.7481 | 0.7488 | 0.3487 | 0.326 | 0.6246 | 0.6218 | 16:00 | 0.79 | 0.6562 | 0 | 0.2401 | 0.3474 | 0.806 | 0.8055 | 0.948 | 16:00 | 0.876 | 0.7179 | 0.122 | 0.4545 | 0.6676 | 0.7722 | 0.7957 | 0.8602 | 16:00 | 0.2741 | 0.7785 | 0.0795 | 0.054 | 0.4712 | 0.0501 | 0.3804 | 0.1248 | 16:00 | 0.312 | 0.5324 | 0.1482 | 0.0221 | 0.3386 | 0.0949 | 0.3564 | 0.2258
|  | 78:00 | 0 | 0 | 0 | 0 | 0 | 0 | 0.0014 | 0.002 | 0 | 0 | 0 | 0.0007 | 0.4353 | 0.5785 | 0.1455 | 0.5944 | 0.5785 | 0.3679 | 0.8028 | 0.6806 | 0.3613 | 0.3671 | 0.7133 | 0.6604 | 17:00 | 0.8768 | 0.3985 | 0 | 0.0723 | 0.2444 | 0.476 | 0.4625 | 0.693 | 17:00 | 0.859 | 0.5975 | 0.1236 | 0.4258 | 0.4983 | 0.5751 | 0.5829 | 0.6928 | 17:00 | 0.253 | 0.7963 | 0.1039 | 0.0923 | 0.4659 | 0.0888 | 0.3208 | 0.1528 | 17:00 | 0.3365 | 0.5458 | 0.1322 | 0.0415 | 0.3678 | 0.1345 | 0.3774 | 0.2096
|  | 79:00 | 0 | 0 | 0 | 0 | 0 | 0 | 0.1016 | 0.1197 | 0.0292 | 0.0329 | 0.1955 | 0.0958 | 0.428 | 0.4881 | 0.1287 | 0.525 | 0.4881 | 0.3345 | 0.7596 | 0.5497 | 0.3676 | 0.3396 | 0.7471 | 0.6425 | 18:00 | 0.7594 | 0 | 0 | 0.1229 | 0 | 0 | 0 | 0.3936 | 18:00 | 0.7312 | 0.1601 | 0.1454 | 0.2445 | 0.2176 | 0.1761 | 0.1589 | 0.4778 | 18:00 | 0.2662 | 0.7399 | 0.1495 | 0.1234 | 0.5154 | 0.0998 | 0.3992 | 0.1743 | 18:00 | 0.3519 | 0.5533 | 0.1464 | 0.067 | 0.3732 | 0.1617 | 0.4713 | 0.2404
|  | 80:00 | 0 | 0 | 0 | 0 | 0 | 0 | 0.4377 | 0.3413 | 0.2824 | 0.2432 | 0.6724 | 0.3954 | 0.3158 | 0.3645 | 0.1038 | 0.3985 | 0.3645 | 0.2531 | 0.6612 | 0.4204 | 0.5347 | 0.4047 | 0.5969 | 0.5487 | 19:00 | 0.1576 | 0 | 0 | 0 | 0 | 0 | 0 | 0.1061 | 19:00 | 0.3504 | 0 | 0.0125 | 0.0931 | 0.0178 | 0 | 0 | 0.3027 | 19:00 | 0.2832 | 0.7505 | 0.2014 | 0.1408 | 0.5551 | 0.1796 | 0.656 | 0.1858 | 19:00 | 0.435 | 0.5987 | 0.2359 | 0.1099 | 0.3913 | 0.2244 | 0.6473 | 0.3254
|  | 81:00 | 0.1055 | 0.1789 | 0.0455 | 0 | 0.2016 | 0.1063 | 0.5326 | 0.5164 | 0.5664 | 0.4386 | 0.9314 | 0.5971 | 0.2343 | 0.2759 | 0.0885 | 0.3018 | 0.2759 | 0.1942 | 0.5498 | 0.3037 | 0.6601 | 0.4692 | 0.4586 | 0.4574 | 20:00 | 0 | 0 | 0 | 0 | 0 | 0 | 0 | 0 | 20:00 | 0.0122 | 0 | 0 | 0.0251 | 0 | 0 | 0 | 0.023 | 20:00 | 0.3686 | 0.8031 | 0.273 | 0.1761 | 0.3543 | 0.1243 | 0.8232 | 0.2723 | 20:00 | 0.4813 | 0.6667 | 0.3787 | 0.1202 | 0.3277 | 0.2252 | 0.815 | 0.4226
|  | 82:00 | 0.2351 | 0.5234 | 0.0378 | 0.0037 | 0.4131 | 0.2426 | 0.6937 | 0.7146 | 0.5973 | 0.6443 | 0.979 | 0.7258 | 0.2387 | 0.2749 | 0.0799 | 0.2823 | 0.2749 | 0.1881 | 0.3326 | 0.2141 | 0.6133 | 0.4368 | 0.2989 | 0.3256 | 21:00 | 0 | 0 | 0 | 0 | 0 | 0 | 0 | 0 | 21:00 | 0 | 0 | 0 | 0 | 0 | 0 | 0 | 0 | 21:00 | 0.4882 | 0.8012 | 0.3298 | 0.181 | 0.245 | 0.0863 | 0.8813 | 0.3408 | 21:00 | 0.4775 | 0.6974 | 0.5083 | 0.1323 | 0.2981 | 0.2231 | 0.8798 | 0.4961
|  | 83:00 | 0.3224 | 0.6106 | 0.1893 | 0 | 0.5187 | 0.3282 | 0.6577 | 0.7741 | 0.639 | 0.7218 | 0.9679 | 0.7521 | 0.2258 | 0.3041 | 0.0839 | 0.2932 | 0.3041 | 0.1917 | 0.4044 | 0.1922 | 0.5747 | 0.4512 | 0.4198 | 0.3857 | 22:00 | 0 | 0 | 0 | 0 | 0 | 0 | 0 | 0 | 22:00 | 0 | 0 | 0 | 0 | 0 | 0 | 0 | 0 | 22:00 | 0.6251 | 0.8054 | 0.2489 | 0.2202 | 0.4507 | 0.1025 | 0.8884 | 0.4208 | 22:00 | 0.6301 | 0.7148 | 0.5111 | 0.2042 | 0.3867 | 0.3086 | 0.8792 | 0.5445
|  | 84:00 | 0.3717 | 0.651 | 0.513 | 0.0397 | 0.4423 | 0.4036 | 0.7851 | 0.7777 | 0.748 | 0.8009 | 0.9394 | 0.8102 | 0.3282 | 0.423 | 0.1279 | 0.4533 | 0.423 | 0.2841 | 0.6083 | 0.1957 | 0.6472 | 0.4106 | 0.6446 | 0.529 | 23:00 | 0 | 0 | 0 | 0 | 0 | 0 | 0 | 0 | 23:00 | 0 | 0 | 0 | 0 | 0 | 0 | 0 | 0 | 23:00 | 0.6141 | 0.8001 | 0.3169 | 0.1817 | 0.5654 | 0.1834 | 0.8439 | 0.4064 | 23:00 | 0.6907 | 0.6538 | 0.554 | 0.1868 | 0.4183 | 0.3893 | 0.8519 | 0.6183
|  | 85:00 | 0.4552 | 0.7989 | 0.5299 | 0.1222 | 0.5245 | 0.4861 | 0.8012 | 0.7708 | 0.7071 | 0.8366 | 0.8925 | 0.8016 | 0.4264 | 0.5567 | 0.1422 | 0.4894 | 0.5567 | 0.3406 | 0.5031 | 0.2567 | 0.535 | 0.3656 | 0.7722 | 0.5802 | 24:00 | 0 | 0 | 0 | 0 | 0 | 0 | 0 | 0 | 24:00 | 0 | 0 | 0 | 0 | 0 | 0 | 0 | 0 | 24:00 | 0.6046 | 0.7135 | 0.3 | 0.2707 | 0.4972 | 0.3734 | 0.8378 | 0.501 | 24:00 | 0.7531 | 0.6014 | 0.5145 | 0.2473 | 0.4935 | 0.4506 | 0.8253 | 0.6048
|  | 86:00 | 0.5988 | 0.8842 | 0.5587 | 0.0973 | 0.4527 | 0.5183 | 0.834 | 0.8301 | 0.7051 | 0.8478 | 0.8175 | 0.8069 | 0.45 | 0.3819 | 0.1308 | 0.3779 | 0.3819 | 0.2997 | 0.5732 | 0.3566 | 0.4762 | 0.2784 | 0.652 | 0.5397
|  | 87:00 | 0.6746 | 0.8483 | 0.5792 | 0.2029 | 0.4102 | 0.543 | 0.8855 | 0.7944 | 0.7514 | 0.887 | 0.7328 | 0.8102 | 0.3854 | 0.3208 | 0.1127 | 0.3368 | 0.3208 | 0.2589 | 0.5983 | 0.3502 | 0.4996 | 0.2782 | 0.455 | 0.4448
|  | 88:00 | 0.494 | 0.8716 | 0.5207 | 0.272 | 0.4208 | 0.5158 | 0.8597 | 0.7453 | 0.7507 | 0.7929 | 0.3958 | 0.7089 | 0.3797 | 0.3404 | 0.115 | 0.3234 | 0.3404 | 0.2578 | 0.6161 | 0.3483 | 0.6139 | 0.3184 | 0.441 | 0.4542 | Coastal
|  | 89:00 | 0.6101 | 0.7637 | 0.533 | 0.3717 | 0.0789 | 0.4714 | 0.8062 | 0.6603 | 0.5717 | 0.718 | 0.7843 | 0.7081 | 0.3672 | 0.3367 | 0.1233 | 0.3453 | 0.3367 | 0.2615 | 0.6242 | 0.3939 | 0.6877 | 0.3447 | 0.5192 | 0.5143 |  | SOLAR CSP | [8 empty] | SOLAR PVSAT | [8 empty] | wind | [8 empty] | new wind
|  | 90:00 | 0.3008 | 0.468 | 0.0594 | 0.1676 | 0.1294 | 0.225 | 0.5527 | 0.5618 | 0.3614 | 0.47 | 0.4622 | 0.4816 | 0.4289 | 0.4801 | 0.1357 | 0.4684 | 0.4801 | 0.3254 | 0.7545 | 0.3932 | 0.816 | 0.4943 | 0.5406 | 0.561 |  | 1 | 2 | 3 | 4 | 5 | 6 | 7 | 8 |  | 1 | 2 | 3 | 4 | 5 | 6 | 7 | 8 |  | 1 | 2 | 3 | 4 | 5 | 6 | 7 | 8 |  | 1 | 2 | 3 | 4 | 5 | 6 | 7 | 8
|  | 91:00 | 0 | 0 | 0 | 0 | 0 | 0 | 0.1571 | 0.129 | 0.0328 | 0.0653 | 0.2942 | 0.1357 | 0.514 | 0.6373 | 0.1715 | 0.6093 | 0.6373 | 0.4104 | 0.8526 | 0.4571 | 0.8206 | 0.6335 | 0.6123 | 0.6292 | 1:00 | 0 | 0 | 0 | 0 | 0 | 0 | 0 | 0 | 1:00 | 0 | 0 | 0 | 0 | 0 | 0 | 0 | 0 | 1:00 | 0.6317 | 0.6452 | 0.2501 | 0.0747 | 0.3588 | 0.4459 | 0.467 | 0.2312 | 1:00 | 0.4509 | 0.3783 | 0.1419 | 0.0461 | 0.3641 | 0.0923 | 0.1034 | 0.1862
|  | 92:00 | 0 | 0 | 0 | 0 | 0 | 0 | 0.0014 | 0.0018 | 0 | 0 | 0.0161 | 0.0039 | 0.5283 | 0.6904 | 0.1809 | 0.6422 | 0.6904 | 0.431 | 0.8526 | 0.6257 | 0.7209 | 0.6598 | 0.777 | 0.7398 | 2:00 | 0 | 0 | 0 | 0 | 0 | 0 | 0 | 0 | 2:00 | 0 | 0 | 0 | 0 | 0 | 0 | 0 | 0 | 2:00 | 0.5746 | 0.6421 | 0.2407 | 0.065 | 0.2962 | 0.4615 | 0.4731 | 0.3399 | 2:00 | 0.3844 | 0.3776 | 0.2198 | 0.024 | 0.2844 | 0.1122 | 0.1413 | 0.1411
|  | 93:00 | 0 | 0 | 0 | 0 | 0 | 0 | 0 | 0 | 0 | 0 | 0 | 0 | 0.5194 | 0.708 | 0.1753 | 0.6413 | 0.708 | 0.4282 | 0.8454 | 0.7489 | 0.5912 | 0.6425 | 0.8784 | 0.8021 | 3:00 | 0 | 0 | 0 | 0 | 0 | 0 | 0 | 0 | 3:00 | 0 | 0 | 0 | 0 | 0 | 0 | 0 | 0 | 3:00 | 0.4233 | 0.6791 | 0.2713 | 0.0739 | 0.3513 | 0.3579 | 0.4805 | 0.2181 | 3:00 | 0.263 | 0.4831 | 0.3183 | 0.0143 | 0.2405 | 0.1357 | 0.1601 | 0.098
|  | 94:00 | 0 | 0 | 0 | 0 | 0 | 0 | 0 | 0 | 0 | 0 | 0 | 0 | 0.5829 | 0.7866 | 0.1886 | 0.7471 | 0.7866 | 0.4818 | 0.836 | 0.8297 | 0.3649 | 0.541 | 0.8222 | 0.7607 | 4:00 | 0 | 0 | 0 | 0 | 0 | 0 | 0 | 0 | 4:00 | 0 | 0 | 0 | 0 | 0 | 0 | 0 | 0 | 4:00 | 0.3983 | 0.6384 | 0.239 | 0.0927 | 0.3976 | 0.264 | 0.474 | 0.1561 | 4:00 | 0.3091 | 0.4812 | 0.3423 | 0.0049 | 0.127 | 0.1187 | 0.1825 | 0.0966
|  | 95:00 | 0 | 0 | 0 | 0 | 0 | 0 | 0 | 0 | 0 | 0 | 0 | 0 | 0.5667 | 0.7988 | 0.1879 | 0.7466 | 0.7988 | 0.4783 | 0.7803 | 0.8306 | 0.4893 | 0.564 | 0.7639 | 0.7406 | 5:00 | 0 | 0 | 0 | 0 | 0 | 0 | 0 | 0 | 5:00 | 0 | 0 | 0 | 0 | 0 | 0 | 0 | 0 | 5:00 | 0.3446 | 0.6632 | 0.2318 | 0.0798 | 0.3918 | 0.2466 | 0.4755 | 0.1934 | 5:00 | 0.2937 | 0.5233 | 0.3632 | 0.0043 | 0.0848 | 0.103 | 0.1574 | 0.0872
|  | 96:00 | 0 | 0 | 0 | 0 | 0 | 0 | 0 | 0 | 0 | 0 | 0 | 0 | 0.5669 | 0.7994 | 0.2034 | 0.7685 | 0.7994 | 0.489 | 0.7109 | 0.6966 | 0.4996 | 0.4101 | 0.5406 | 0.5846 | 6:00 | 0 | 0 | 0 | 0 | 0 | 0 | 0 | 0 | 6:00 | 0.0535 | 0 | 0 | 0.0044 | 0 | 0 | 0 | 0.0025 | 6:00 | 0.265 | 0.6954 | 0.2467 | 0.0865 | 0.443 | 0.2519 | 0.4565 | 0.1868 | 6:00 | 0.2003 | 0.5772 | 0.3863 | 0.046 | 0.1975 | 0.0846 | 0.1443 | 0.0647
May |  | 97:00 | 0 | 0 | 0 | 0 | 0 | 0 | 0 | 0 | 0 | 0 | 0 | 0 | 0.6385 | 0.8176 | 0.2171 | 0.7686 | 0.8176 | 0.5168 | 0.7875 | 0.8276 | 0.453 | 0.5583 | 0.8481 | 0.7786 | 7:00 | 0 | 0 | 0 | 0 | 0 | 0 | 0 | 0 | 7:00 | 0.3495 | 0.0136 | 0 | 0.0951 | 0 | 0.0271 | 0.015 | 0.1247 | 7:00 | 0.2509 | 0.6877 | 0.2585 | 0.0673 | 0.4071 | 0.2098 | 0.4282 | 0.1852 | 7:00 | 0.2247 | 0.5309 | 0.3877 | 0.0707 | 0.2779 | 0.0994 | 0.1168 | 0.0598
|  | 98:00 | 0 | 0 | 0 | 0 | 0 | 0 | 0 | 0 | 0 | 0 | 0 | 0 | 0.605 | 0.7233 | 0.1998 | 0.7481 | 0.7233 | 0.4852 | 0.7082 | 0.796 | 0.3941 | 0.4907 | 0.7784 | 0.7177 | 8:00 | 0.0006 | 0 | 0 | 0 | 0 | 0 | 0 | 0 | 8:00 | 0.6351 | 0.2891 | 0.0207 | 0.4099 | 0.0148 | 0.3715 | 0.2873 | 0.4615 | 8:00 | 0.3019 | 0.7065 | 0.2848 | 0.0243 | 0.3847 | 0.1899 | 0.4716 | 0.1592 | 8:00 | 0.3349 | 0.5977 | 0.3744 | 0.0397 | 0.3241 | 0.1329 | 0.1216 | 0.1079
|  | 99:00 | 0 | 0 | 0 | 0 | 0 | 0 | 0 | 0 | 0 | 0 | 0 | 0 | 0.5742 | 0.6414 | 0.1944 | 0.7204 | 0.6414 | 0.4591 | 0.5901 | 0.7297 | 0.373 | 0.4308 | 0.7219 | 0.656 | 9:00 | 0.3254 | 0 | 0 | 0.077 | 0 | 0 | 0 | 0.156 | 9:00 | 0.6797 | 0.5845 | 0.2756 | 0.4195 | 0.2492 | 0.6714 | 0.6698 | 0.6791 | 9:00 | 0.3935 | 0.7409 | 0.3352 | 0.0071 | 0.3725 | 0.1682 | 0.502 | 0.1639 | 9:00 | 0.4627 | 0.6276 | 0.3658 | 0.0199 | 0.3787 | 0.1726 | 0.1207 | 0.1833
|  | 100:00 | 0 | 0 | 0 | 0 | 0 | 0 | 0 | 0 | 0 | 0 | 0 | 0 | 0.5868 | 0.6374 | 0.2007 | 0.7254 | 0.6374 | 0.4657 | 0.5979 | 0.7098 | 0.4314 | 0.4241 | 0.6872 | 0.6413 | 10:00 | 0.5397 | 0.1918 | 0 | 0.2506 | 0 | 0.367 | 0.3289 | 0.3684 | 10:00 | 0.7654 | 0.6278 | 0.2926 | 0.5342 | 0.2349 | 0.7311 | 0.7657 | 0.639 | 10:00 | 0.3802 | 0.6668 | 0.3734 | 0 | 0.3613 | 0.158 | 0.4449 | 0.1294 | 10:00 | 0.5418 | 0.4217 | 0.2881 | 0.0016 | 0.2527 | 0.2578 | 0.125 | 0.1458
|  | 101:00 | 0 | 0 | 0 | 0 | 0 | 0 | 0 | 0 | 0 | 0 | 0 | 0 | 0.5549 | 0.6141 | 0.1814 | 0.6861 | 0.6141 | 0.4384 | 0.5583 | 0.6456 | 0.4318 | 0.3715 | 0.6188 | 0.5857 | 11:00 | 0.473 | 0.4549 | 0.0631 | 0.1884 | 0 | 0.5958 | 0.6308 | 0.3822 | 11:00 | 0.8224 | 0.6992 | 0.4152 | 0.4545 | 0.3471 | 0.7288 | 0.7562 | 0.5745 | 11:00 | 0.4176 | 0.6388 | 0.438 | 0.0027 | 0.4927 | 0.0937 | 0.4754 | 0.1143 | 11:00 | 0.6738 | 0.2943 | 0.3113 | 0.0149 | 0.5303 | 0.1099 | 0.0366 | 0.1101
|  | 102:00 | 0 | 0 | 0 | 0 | 0 | 0 | 0.0081 | 0.0015 | 0.0073 | 0 | 0.0172 | 0.0068 | 0.4858 | 0.5524 | 0.1542 | 0.6133 | 0.5524 | 0.3863 | 0.5208 | 0.5472 | 0.4695 | 0.411 | 0.5761 | 0.5438 | 12:00 | 0.5245 | 0.2571 | 0.1913 | 0.2842 | 0 | 0.6488 | 0.6207 | 0.3151 | 12:00 | 0.7559 | 0.6478 | 0.535 | 0.6671 | 0.4001 | 0.7046 | 0.7288 | 0.6578 | 12:00 | 0.4182 | 0.5952 | 0.3096 | 0.0283 | 0.566 | 0.0741 | 0.4687 | 0.0985 | 12:00 | 0.7665 | 0.2769 | 0.2952 | 0.0796 | 0.6471 | 0.054 | 0.0454 | 0.0784
|  | 103:00 | 0 | 0 | 0 | 0 | 0 | 0 | 0.1185 | 0.0443 | 0.1541 | 0.0535 | 0.2905 | 0.1322 | 0.421 | 0.4789 | 0.1369 | 0.5155 | 0.4789 | 0.3329 | 0.4866 | 0.4776 | 0.4648 | 0.3821 | 0.5372 | 0.5029 | 13:00 | 0.6506 | 0.1604 | 0.2536 | 0.2954 | 0.0067 | 0.6188 | 0.6288 | 0.5781 | 13:00 | 0.8272 | 0.4664 | 0.5461 | 0.6908 | 0.4761 | 0.7039 | 0.7254 | 0.6923 | 13:00 | 0.4896 | 0.5965 | 0.2716 | 0.0281 | 0.5516 | 0.0249 | 0.4757 | 0.0446 | 13:00 | 0.873 | 0.2782 | 0.2957 | 0.0945 | 0.7525 | 0.0512 | 0.0388 | 0.0321
|  | 104:00 | 0.0919 | 0.0795 | 0.1017 | 0 | 0.0584 | 0.0663 | 0.3286 | 0.2155 | 0.3035 | 0.2646 | 0.5784 | 0.3381 | 0.3488 | 0.3612 | 0.1027 | 0.3764 | 0.3612 | 0.2572 | 0.342 | 0.4007 | 0.4112 | 0.346 | 0.4057 | 0.3953 | 14:00 | 0.7528 | 0.1827 | 0.1095 | 0.5192 | 0.0856 | 0.6924 | 0.6733 | 0.7714 | 14:00 | 0.8796 | 0.6114 | 0.4694 | 0.7411 | 0.4436 | 0.7393 | 0.7502 | 0.8459 | 14:00 | 0.5275 | 0.6093 | 0.1921 | 0.0768 | 0.6084 | 0.0159 | 0.4959 | 0.0281 | 14:00 | 0.8442 | 0.3503 | 0.2357 | 0.1766 | 0.7624 | 0.0598 | 0.0726 | 0.035
|  | 105:00 | 0.6225 | 0.3471 | 0.5634 | 0.1817 | 0.4926 | 0.4415 | 0.5488 | 0.3698 | 0.453 | 0.4588 | 0.7337 | 0.5128 | 0.2977 | 0.2554 | 0.0828 | 0.2714 | 0.2554 | 0.2014 | 0.2373 | 0.3465 | 0.3566 | 0.2885 | 0.3083 | 0.3136 | 15:00 | 0.9043 | 0.4066 | 0.0057 | 0.6624 | 0 | 0.7332 | 0.7112 | 0.7557 | 15:00 | 0.9052 | 0.616 | 0.31 | 0.8105 | 0.2647 | 0.7646 | 0.786 | 0.8156 | 15:00 | 0.557 | 0.6085 | 0.1476 | 0.1158 | 0.5114 | 0.0366 | 0.4576 | 0.0986 | 15:00 | 0.8359 | 0.3527 | 0.1896 | 0.2225 | 0.7324 | 0.1238 | 0.123 | 0.1331
|  | 106:00 | 0.7778 | 0.5444 | 0.6954 | 0.4354 | 0.7095 | 0.6325 | 0.7757 | 0.5652 | 0.7578 | 0.6824 | 0.7218 | 0.7006 | 0.4451 | 0.3606 | 0.1221 | 0.3805 | 0.3606 | 0.2929 | 0.2673 | 0.4859 | 0.3633 | 0.42 | 0.3029 | 0.3523 | 16:00 | 0.8656 | 0.3699 | 0 | 0.5444 | 0.0067 | 0.7129 | 0.6302 | 0.6138 | 16:00 | 0.9005 | 0.5586 | 0.2311 | 0.7215 | 0.2713 | 0.7181 | 0.7012 | 0.728 | 16:00 | 0.4867 | 0.6192 | 0.1878 | 0.098 | 0.539 | 0.0933 | 0.3799 | 0.1643 | 16:00 | 0.773 | 0.3593 | 0.3129 | 0.2544 | 0.7966 | 0.2146 | 0.1727 | 0.252
|  | 107:00 | 0.728 | 0.519 | 0.6909 | 0.4643 | 0.6302 | 0.6065 | 0.8004 | 0.6347 | 0.8771 | 0.7571 | 0.8328 | 0.7804 | 0.4247 | 0.3343 | 0.117 | 0.3607 | 0.3343 | 0.278 | 0.255 | 0.4026 | 0.4666 | 0.4609 | 0.2956 | 0.3421 | 17:00 | 0.7609 | 0 | 0.0202 | 0.3512 | 0 | 0.1009 | 0 | 0.6772 | 17:00 | 0.8189 | 0.3846 | 0.1821 | 0.5471 | 0.0952 | 0.5154 | 0.4953 | 0.7998 | 17:00 | 0.4869 | 0.5427 | 0.1939 | 0.1374 | 0.5825 | 0.082 | 0.3747 | 0.1925 | 17:00 | 0.8093 | 0.3539 | 0.2816 | 0.2635 | 0.729 | 0.1974 | 0.2324 | 0.3936
|  | 108:00 | 0.6962 | 0.4977 | 0.6933 | 0.4473 | 0.5506 | 0.577 | 0.7882 | 0.738 | 0.9156 | 0.7989 | 0.7494 | 0.798 | 0.4347 | 0.3193 | 0.1033 | 0.3516 | 0.3193 | 0.2717 | 0.2345 | 0.3691 | 0.5243 | 0.4997 | 0.2445 | 0.3148 | 18:00 | 0.5276 | 0 | 0 | 0.3304 | 0 | 0 | 0 | 0.4874 | 18:00 | 0.6354 | 0.0236 | 0.0943 | 0.4525 | 0.1909 | 0.0533 | 0.0422 | 0.5766 | 18:00 | 0.5131 | 0.5744 | 0.1903 | 0.1815 | 0.546 | 0.0825 | 0.3695 | 0.2602 | 18:00 | 0.8364 | 0.3774 | 0.2409 | 0.3006 | 0.6815 | 0.181 | 0.2136 | 0.4488
|  | 109:00 | 0.655 | 0.4678 | 0.6576 | 0.4104 | 0.5067 | 0.5395 | 0.7497 | 0.7401 | 0.8859 | 0.8088 | 0.7343 | 0.7838 | 0.4714 | 0.3555 | 0.1148 | 0.3771 | 0.3555 | 0.2961 | 0.28 | 0.3877 | 0.6418 | 0.5985 | 0.2469 | 0.3432 | 19:00 | 0 | 0 | 0 | 0 | 0 | 0 | 0 | 0 | 19:00 | 0.2241 | 0 | 0 | 0.1525 | 0.0012 | 0 | 0 | 0.1726 | 19:00 | 0.5418 | 0.6486 | 0.2358 | 0.1959 | 0.5568 | 0.0937 | 0.4508 | 0.3336 | 19:00 | 0.846 | 0.5134 | 0.2538 | 0.3026 | 0.6948 | 0.1731 | 0.1764 | 0.4923
|  | 110:00 | 0.6247 | 0.4529 | 0.6494 | 0.3847 | 0.4925 | 0.5209 | 0.6807 | 0.7043 | 0.9105 | 0.7819 | 0.8137 | 0.7782 | 0.4712 | 0.3957 | 0.1369 | 0.3723 | 0.3957 | 0.3087 | 0.3 | 0.414 | 0.5972 | 0.5364 | 0.324 | 0.3823 | 20:00 | 0 | 0 | 0 | 0 | 0 | 0 | 0 | 0 | 20:00 | 0.0094 | 0 | 0 | 0.0037 | 0 | 0 | 0 | 0.0004 | 20:00 | 0.546 | 0.6916 | 0.2913 | 0.23 | 0.4603 | 0.0659 | 0.6018 | 0.3139 | 20:00 | 0.7657 | 0.5652 | 0.1731 | 0.3739 | 0.7045 | 0.1355 | 0.1419 | 0.4312
|  | 111:00 | 0.6013 | 0.4449 | 0.6134 | 0.3181 | 0.3922 | 0.474 | 0.7128 | 0.6533 | 0.8799 | 0.7825 | 0.714 | 0.7485 | 0.4301 | 0.3389 | 0.1365 | 0.3526 | 0.3389 | 0.2863 | 0.3948 | 0.4232 | 0.657 | 0.5894 | 0.369 | 0.4269 | 21:00 | 0 | 0 | 0 | 0 | 0 | 0 | 0 | 0 | 21:00 | 0 | 0 | 0 | 0 | 0 | 0 | 0 | 0 | 21:00 | 0.5166 | 0.7461 | 0.3153 | 0.287 | 0.4028 | 0.0466 | 0.6114 | 0.3363 | 21:00 | 0.6419 | 0.6244 | 0.1165 | 0.4504 | 0.6837 | 0.0979 | 0.1058 | 0.3733
|  | 112:00 | 0.5877 | 0.4536 | 0.5718 | 0.2972 | 0.4614 | 0.4743 | 0.7153 | 0.6373 | 0.8475 | 0.78 | 0.7466 | 0.7453 | 0.4299 | 0.3076 | 0.1344 | 0.3128 | 0.3076 | 0.2737 | 0.4042 | 0.4498 | 0.7209 | 0.6839 | 0.3892 | 0.4556 | 22:00 | 0 | 0 | 0 | 0 | 0 | 0 | 0 | 0 | 22:00 | 0 | 0 | 0 | 0 | 0 | 0 | 0 | 0 | 22:00 | 0.5047 | 0.6821 | 0.2412 | 0.1976 | 0.4647 | 0.1074 | 0.6085 | 0.2968 | 22:00 | 0.5237 | 0.5698 | 0.13 | 0.2297 | 0.6972 | 0.1252 | 0.1346 | 0.3316
|  | 113:00 | 0.574 | 0.4498 | 0.5354 | 0.2972 | 0.4843 | 0.4681 | 0.6394 | 0.5709 | 0.6718 | 0.5907 | 0.7058 | 0.6357 | 0.3777 | 0.2678 | 0.1149 | 0.2666 | 0.2678 | 0.2373 | 0.3674 | 0.3921 | 0.6623 | 0.6544 | 0.3263 | 0.3988 | 23:00 | 0 | 0 | 0 | 0 | 0 | 0 | 0 | 0 | 23:00 | 0 | 0 | 0 | 0 | 0 | 0 | 0 | 0 | 23:00 | 0.4628 | 0.6174 | 0.3103 | 0.1454 | 0.4816 | 0.1848 | 0.5855 | 0.3066 | 23:00 | 0.3778 | 0.4867 | 0.2052 | 0.1822 | 0.6619 | 0.1465 | 0.1623 | 0.2509
|  | 114:00 | 0.518 | 0.2785 | 0.454 | 0.2598 | 0.5109 | 0.4042 | 0.4404 | 0.3816 | 0.3732 | 0.3664 | 0.4972 | 0.4118 | 0.3436 | 0.199 | 0.098 | 0.2175 | 0.199 | 0.203 | 0.392 | 0.3492 | 0.6021 | 0.7255 | 0.3724 | 0.4113 | 24:00 | 0 | 0 | 0 | 0 | 0 | 0 | 0 | 0 | 24:00 | 0 | 0 | 0 | 0 | 0 | 0 | 0 | 0 | 24:00 | 0.3879 | 0.557 | 0.2945 | 0.1785 | 0.5427 | 0.2877 | 0.5567 | 0.3685 | 24:00 | 0.3172 | 0.4548 | 0.2121 | 0.1191 | 0.7293 | 0.142 | 0.1263 | 0.2005
|  | 115:00 | 0 | 0.0461 | 0 | 0 | 0.0764 | 0.0245 | 0.1268 | 0.0722 | 0.0668 | 0.0925 | 0.1455 | 0.1008 | 0.3845 | 0.201 | 0.0953 | 0.2721 | 0.201 | 0.2246 | 0.4627 | 0.401 | 0.6607 | 0.7666 | 0.4616 | 0.4843
|  | 116:00 | 0 | 0 | 0 | 0 | 0 | 0 | 0.0025 | 0.0033 | 0 | 0.0005 | 0.0023 | 0.0017 | 0.4372 | 0.3637 | 0.1326 | 0.4154 | 0.3637 | 0.3022 | 0.6011 | 0.5377 | 0.503 | 0.6303 | 0.5447 | 0.5485
|  | 117:00 | 0 | 0 | 0 | 0 | 0 | 0 | 0 | 0 | 0 | 0 | 0 | 0 | 0.5068 | 0.6257 | 0.1806 | 0.607 | 0.6257 | 0.4102 | 0.729 | 0.68 | 0.3946 | 0.5171 | 0.6101 | 0.6106 | South
|  | 118:00 | 0 | 0 | 0 | 0 | 0 | 0 | 0 | 0 | 0 | 0 | 0 | 0 | 0.5004 | 0.5604 | 0.1739 | 0.5791 | 0.5604 | 0.3924 | 0.8081 | 0.772 | 0.3525 | 0.5302 | 0.6921 | 0.6772 |  | SOLAR CSP | [8 empty] | SOLAR PVSAT | [8 empty] | wind | [8 empty] | new wind
|  | 119:00 | 0 | 0 | 0 | 0 | 0 | 0 | 0 | 0 | 0 | 0 | 0 | 0 | 0.4883 | 0.5769 | 0.1684 | 0.617 | 0.5769 | 0.3963 | 0.7527 | 0.7147 | 0.2773 | 0.4993 | 0.7785 | 0.6914 |  | 1 | 2 | 3 | 4 | 5 | 6 | 7 | 8 |  | 1 | 2 | 3 | 4 | 5 | 6 | 7 | 8 |  | 1 | 2 | 3 | 4 | 5 | 6 | 7 | 8 |  | 1 | 2 | 3 | 4 | 5 | 6 | 7 | 8
|  | 120:00 | 0 | 0 | 0 | 0 | 0 | 0 | 0 | 0 | 0 | 0 | 0 | 0 | 0.5015 | 0.6476 | 0.1689 | 0.6387 | 0.6476 | 0.4129 | 0.7016 | 0.683 | 0.2792 | 0.4343 | 0.8431 | 0.7083 | 1:00 | 0 | 0 | 0 | 0 | 0 | 0 | 0 | 0 | 1:00 | 0 | 0 | 0 | 0 | 0 | 0 | 0 | 0 | 1:00 | 0.7596 | 0.863 | 0.3115 | 0.1019 | 0.5435 | 0.663 | 0.7353 | 0.3566 | 1:00 | 0.5514 | 0.5255 | 0.1384 | 0.1473 | 0.3234 | 0.2587 | 0.3661 | 0.2877
Jun | Summer | 121:00 | 0 | 0 | 0 | 0 | 0 | 0 | 0 | 0 | 0 | 0 | 0 | 0 | 0.4009 | 0.5533 | 0.1448 | 0.512 | 0.5533 | 0.3385 | 0.5623 | 0.6079 | 0.2468 | 0.4259 | 0.7044 | 0.6019 | 2:00 | 0 | 0 | 0 | 0 | 0 | 0 | 0 | 0 | 2:00 | 0 | 0 | 0 | 0 | 0 | 0 | 0 | 0 | 2:00 | 0.7176 | 0.8422 | 0.2626 | 0.1157 | 0.5478 | 0.6403 | 0.7441 | 0.4108 | 2:00 | 0.4616 | 0.5283 | 0.1998 | 0.1252 | 0.252 | 0.2619 | 0.3673 | 0.2799
|  | 122:00 | 0 | 0 | 0 | 0 | 0 | 0 | 0 | 0 | 0 | 0 | 0 | 0 | 0.4216 | 0.6265 | 0.1628 | 0.6211 | 0.6265 | 0.3819 | 0.5698 | 0.6233 | 0.1733 | 0.3276 | 0.6543 | 0.5682 | 3:00 | 0 | 0 | 0 | 0 | 0 | 0 | 0 | 0 | 3:00 | 0 | 0 | 0 | 0 | 0 | 0 | 0 | 0 | 3:00 | 0.6076 | 0.8367 | 0.2049 | 0.1463 | 0.5662 | 0.579 | 0.702 | 0.4105 | 3:00 | 0.329 | 0.5594 | 0.2546 | 0.1418 | 0.218 | 0.2608 | 0.3672 | 0.1954
|  | 123:00 | 0 | 0 | 0 | 0 | 0 | 0 | 0 | 0 | 0 | 0 | 0 | 0 | 0.4632 | 0.641 | 0.1753 | 0.6666 | 0.641 | 0.4094 | 0.5021 | 0.5716 | 0.1377 | 0.242 | 0.5513 | 0.4893 | 4:00 | 0 | 0 | 0 | 0 | 0 | 0 | 0 | 0 | 4:00 | 0 | 0 | 0 | 0 | 0 | 0 | 0 | 0 | 4:00 | 0.5614 | 0.8256 | 0.1658 | 0.1739 | 0.6604 | 0.4829 | 0.7012 | 0.3337 | 4:00 | 0.375 | 0.5393 | 0.2322 | 0.1169 | 0.2329 | 0.2087 | 0.334 | 0.1617
|  | 124:00 | 0 | 0 | 0 | 0 | 0 | 0 | 0 | 0 | 0 | 0 | 0 | 0 | 0.4017 | 0.5004 | 0.1309 | 0.5099 | 0.5004 | 0.3265 | 0.5137 | 0.621 | 0.1311 | 0.2202 | 0.5233 | 0.486 | 5:00 | 0 | 0 | 0 | 0 | 0 | 0 | 0 | 0 | 5:00 | 0 | 0 | 0 | 0 | 0 | 0 | 0 | 0 | 5:00 | 0.4638 | 0.7886 | 0.1642 | 0.1764 | 0.6636 | 0.4555 | 0.6993 | 0.3409 | 5:00 | 0.3417 | 0.5495 | 0.2437 | 0.0828 | 0.2127 | 0.1864 | 0.2602 | 0.135
|  | 125:00 | 0 | 0 | 0 | 0 | 0 | 0 | 0 | 0 | 0 | 0 | 0 | 0 | 0.3339 | 0.4336 | 0.116 | 0.4403 | 0.4336 | 0.2796 | 0.4457 | 0.5956 | 0.1287 | 0.168 | 0.5419 | 0.4793 | 6:00 | 0 | 0 | 0 | 0 | 0 | 0 | 0 | 0 | 6:00 | 0.0041 | 0 | 0 | 0.0009 | 0 | 0 | 0 | 0 | 6:00 | 0.3401 | 0.7769 | 0.1831 | 0.1553 | 0.7129 | 0.4469 | 0.6811 | 0.3315 | 6:00 | 0.2693 | 0.5795 | 0.2808 | 0.078 | 0.2973 | 0.1352 | 0.2067 | 0.1146
|  | 126:00 | 0 | 0 | 0 | 0 | 0 | 0 | 0.0081 | 0.0318 | 0.0054 | 0.0007 | 0.0161 | 0.0124 | 0.2863 | 0.365 | 0.0941 | 0.3862 | 0.365 | 0.2385 | 0.3488 | 0.5194 | 0.1282 | 0.1287 | 0.5481 | 0.4525 | 7:00 | 0 | 0 | 0 | 0 | 0 | 0 | 0 | 0 | 7:00 | 0.0901 | 0.0045 | 0 | 0.0988 | 0 | 0.008 | 0.007 | 0.0963 | 7:00 | 0.3106 | 0.7496 | 0.1714 | 0.1233 | 0.6685 | 0.4268 | 0.616 | 0.3428 | 7:00 | 0.3063 | 0.5287 | 0.283 | 0.0965 | 0.3307 | 0.1296 | 0.1587 | 0.1001
|  | 127:00 | 0 | 0 | 0 | 0 | 0 | 0 | 0.205 | 0.2529 | 0.2581 | 0.1851 | 0.2561 | 0.2314 | 0.2561 | 0.3168 | 0.0904 | 0.3632 | 0.3168 | 0.2182 | 0.3374 | 0.488 | 0.1301 | 0.1129 | 0.5233 | 0.4311 | 8:00 | 0 | 0 | 0 | 0 | 0 | 0 | 0 | 0 | 8:00 | 0.326 | 0.2442 | 0.0098 | 0.3974 | 0.0106 | 0.2758 | 0.2466 | 0.5498 | 8:00 | 0.334 | 0.7776 | 0.2451 | 0.0563 | 0.6254 | 0.3655 | 0.6447 | 0.2664 | 8:00 | 0.3952 | 0.5495 | 0.324 | 0.082 | 0.3594 | 0.1392 | 0.1443 | 0.1253
|  | 128:00 | 0 | 0.0691 | 0.003 | 0 | 0.0551 | 0.0254 | 0.4665 | 0.5399 | 0.555 | 0.4628 | 0.57 | 0.5188 | 0.2274 | 0.2623 | 0.0741 | 0.2934 | 0.2623 | 0.1833 | 0.2499 | 0.4379 | 0.0738 | 0.077 | 0.3779 | 0.3288 | 9:00 | 0.0096 | 0 | 0 | 0.0867 | 0 | 0 | 0 | 0.3129 | 9:00 | 0.4401 | 0.6708 | 0.0959 | 0.4824 | 0.0849 | 0.6852 | 0.5996 | 0.7585 | 9:00 | 0.3676 | 0.8108 | 0.366 | 0.0201 | 0.5596 | 0.3083 | 0.6992 | 0.223 | 9:00 | 0.4496 | 0.558 | 0.3681 | 0.0652 | 0.3868 | 0.135 | 0.1304 | 0.1452
|  | 129:00 | 0.1391 | 0.3718 | 0.1905 | 0.1221 | 0.3625 | 0.2372 | 0.6663 | 0.6884 | 0.6583 | 0.6703 | 0.667 | 0.67 | 0.2136 | 0.2235 | 0.0621 | 0.242 | 0.2235 | 0.1598 | 0.1945 | 0.3864 | 0.0655 | 0.0679 | 0.2588 | 0.2498 | 10:00 | 0.1258 | 0.2628 | 0 | 0.3114 | 0 | 0.3715 | 0.3007 | 0.6276 | 10:00 | 0.5899 | 0.6864 | 0.1408 | 0.7323 | 0.2648 | 0.7867 | 0.7752 | 0.7885 | 10:00 | 0.3261 | 0.7895 | 0.4383 | 0.0159 | 0.5581 | 0.2355 | 0.6427 | 0.1688 | 10:00 | 0.5428 | 0.4086 | 0.3323 | 0.0119 | 0.2691 | 0.1887 | 0.1464 | 0.1051
|  | 130:00 | 0.5212 | 0.7383 | 0.4679 | 0.3956 | 0.6951 | 0.5636 | 0.8139 | 0.8353 | 0.8065 | 0.78 | 0.9188 | 0.8309 | 0.26 | 0.3009 | 0.0704 | 0.2812 | 0.3009 | 0.1931 | 0.185 | 0.4238 | 0.067 | 0.0691 | 0.2407 | 0.2483 | 11:00 | 0.3638 | 0.4915 | 0 | 0.4402 | 0 | 0.7649 | 0.6394 | 0.8053 | 11:00 | 0.7036 | 0.7169 | 0.1426 | 0.7053 | 0.2961 | 0.7724 | 0.766 | 0.8683 | 11:00 | 0.2525 | 0.8518 | 0.4905 | 0.009 | 0.6561 | 0.0961 | 0.6175 | 0.1696 | 11:00 | 0.6478 | 0.4118 | 0.2311 | 0.0676 | 0.3949 | 0.0465 | 0.0232 | 0.0839
|  | 131:00 | 0.5952 | 0.7789 | 0.5189 | 0.5646 | 0.8617 | 0.6639 | 0.8045 | 0.9544 | 0.792 | 0.7936 | 0.8859 | 0.8461 | 0.3036 | 0.3208 | 0.0782 | 0.2879 | 0.3208 | 0.2122 | 0.2031 | 0.4331 | 0.0911 | 0.0931 | 0.304 | 0.288 | 12:00 | 0.4625 | 0.3933 | 0 | 0.394 | 0 | 0.7141 | 0.5263 | 0.8267 | 12:00 | 0.7546 | 0.6296 | 0.2557 | 0.73 | 0.2827 | 0.7481 | 0.708 | 0.8289 | 12:00 | 0.2647 | 0.8426 | 0.2967 | 0.0112 | 0.6538 | 0.0921 | 0.6116 | 0.1677 | 12:00 | 0.6524 | 0.5589 | 0.1923 | 0.0423 | 0.5579 | 0.0364 | 0.0694 | 0.0639
|  | 132:00 | 0.6921 | 0.8701 | 0.5665 | 0.7629 | 0.9696 | 0.7722 | 0.8546 | 0.9537 | 0.8117 | 0.9028 | 0.9199 | 0.8885 | 0.3167 | 0.2943 | 0.0913 | 0.2959 | 0.2943 | 0.2196 | 0.245 | 0.403 | 0.1375 | 0.1401 | 0.3553 | 0.3191 | 13:00 | 0.3473 | 0.3066 | 0 | 0.4533 | 0.0402 | 0.6961 | 0.438 | 0.8306 | 13:00 | 0.7483 | 0.6196 | 0.2566 | 0.7015 | 0.3736 | 0.7191 | 0.6891 | 0.8414 | 13:00 | 0.3351 | 0.7939 | 0.2131 | 0.0187 | 0.5802 | 0.0581 | 0.6007 | 0.1277 | 13:00 | 0.7029 | 0.5878 | 0.2487 | 0.0283 | 0.5545 | 0.0499 | 0.0649 | 0.0557
|  | 133:00 | 0.6784 | 0.9507 | 0.6321 | 0.7152 | 0.9502 | 0.7853 | 0.8521 | 0.9409 | 0.8465 | 0.8606 | 0.8622 | 0.8725 | 0.3457 | 0.4139 | 0.0981 | 0.3605 | 0.4139 | 0.2576 | 0.2167 | 0.3285 | 0.2788 | 0.1742 | 0.3812 | 0.3298 | 14:00 | 0.5281 | 0.2976 | 0 | 0.5769 | 0.0732 | 0.716 | 0.5278 | 0.8464 | 14:00 | 0.7288 | 0.6414 | 0.3117 | 0.8143 | 0.4293 | 0.7404 | 0.7192 | 0.8468 | 14:00 | 0.2681 | 0.7848 | 0.132 | 0.0236 | 0.4805 | 0.0418 | 0.5126 | 0.0918 | 14:00 | 0.7574 | 0.5184 | 0.1712 | 0.0298 | 0.6059 | 0.0589 | 0.0978 | 0.0703
|  | 134:00 | 0.6991 | 0.9595 | 0.5803 | 0.7729 | 0.9405 | 0.7905 | 0.8833 | 0.9368 | 0.8048 | 0.8862 | 0.8998 | 0.8822 | 0.3228 | 0.358 | 0.1086 | 0.3147 | 0.358 | 0.2396 | 0.2227 | 0.2934 | 0.4472 | 0.2647 | 0.5054 | 0.4082 | 15:00 | 0.486 | 0.2188 | 0.0249 | 0.5654 | 0.185 | 0.7284 | 0.6405 | 0.7908 | 15:00 | 0.7709 | 0.5563 | 0.3314 | 0.7434 | 0.4683 | 0.7632 | 0.7475 | 0.7979 | 15:00 | 0.3119 | 0.7645 | 0.072 | 0.0289 | 0.4082 | 0.0314 | 0.4325 | 0.1401 | 15:00 | 0.8063 | 0.4774 | 0.1211 | 0.0844 | 0.6823 | 0.0483 | 0.1266 | 0.0955
|  | 135:00 | 0.7082 | 0.9326 | 0.5078 | 0.7345 | 0.871 | 0.7508 | 0.8668 | 0.9337 | 0.7714 | 0.8764 | 0.86 | 0.8617 | 0.3098 | 0.2882 | 0.1003 | 0.2831 | 0.2882 | 0.218 | 0.1719 | 0.2343 | 0.5535 | 0.3299 | 0.4924 | 0.3976 | 16:00 | 0.4576 | 0.2082 | 0.0483 | 0.4459 | 0.3071 | 0.7768 | 0.6553 | 0.7893 | 16:00 | 0.6635 | 0.5428 | 0.289 | 0.6577 | 0.4854 | 0.7534 | 0.7583 | 0.8024 | 16:00 | 0.3033 | 0.7555 | 0.0916 | 0.0531 | 0.391 | 0.0486 | 0.3518 | 0.139 | 16:00 | 0.7993 | 0.4497 | 0.2013 | 0.0965 | 0.6103 | 0.0787 | 0.1597 | 0.1549
|  | 136:00 | 0.6713 | 0.8787 | 0.4952 | 0.6527 | 0.974 | 0.7343 | 0.8355 | 0.8938 | 0.7385 | 0.8239 | 0.9144 | 0.8412 | 0.3543 | 0.3513 | 0.1158 | 0.3417 | 0.3513 | 0.2559 | 0.1597 | 0.1893 | 0.6087 | 0.3408 | 0.467 | 0.3802 | 17:00 | 0.4704 | 0.2145 | 0 | 0.4026 | 0.2607 | 0.4694 | 0.2735 | 0.6956 | 17:00 | 0.7385 | 0.4403 | 0.1897 | 0.5847 | 0.5613 | 0.6239 | 0.5155 | 0.7624 | 17:00 | 0.2603 | 0.7426 | 0.1158 | 0.0947 | 0.4235 | 0.0773 | 0.3002 | 0.136 | 17:00 | 0.7726 | 0.4147 | 0.2056 | 0.1645 | 0.5675 | 0.1243 | 0.2363 | 0.2132
|  | 137:00 | 0.5695 | 0.8573 | 0.4065 | 0.5906 | 0.9575 | 0.6763 | 0.7337 | 0.8421 | 0.6282 | 0.7598 | 0.8824 | 0.7692 | 0.3784 | 0.3478 | 0.1187 | 0.3474 | 0.3478 | 0.2646 | 0.1986 | 0.1942 | 0.5772 | 0.3918 | 0.4984 | 0.4001 | 18:00 | 0.4585 | 0 | 0 | 0.2248 | 0.0003 | 0 | 0 | 0.5466 | 18:00 | 0.5994 | 0.0544 | 0.1053 | 0.4179 | 0.3563 | 0.1169 | 0.067 | 0.5938 | 18:00 | 0.2576 | 0.7207 | 0.1347 | 0.0978 | 0.4062 | 0.082 | 0.4027 | 0.1618 | 18:00 | 0.7877 | 0.3375 | 0.2074 | 0.188 | 0.6423 | 0.1087 | 0.267 | 0.2516
|  | 138:00 | 0.3871 | 0.6907 | 0.2345 | 0.4219 | 0.6719 | 0.4812 | 0.5545 | 0.6739 | 0.4239 | 0.5509 | 0.6159 | 0.5638 | 0.3325 | 0.3626 | 0.1106 | 0.3115 | 0.3626 | 0.243 | 0.1823 | 0.1922 | 0.5771 | 0.4522 | 0.4815 | 0.392 | 19:00 | 0.0063 | 0 | 0 | 0.0071 | 0 | 0 | 0 | 0 | 19:00 | 0.3232 | 0 | 0.001 | 0.2162 | 0.0191 | 0 | 0 | 0.2977 | 19:00 | 0.2823 | 0.6973 | 0.197 | 0.1177 | 0.3792 | 0.133 | 0.5801 | 0.2159 | 19:00 | 0.8172 | 0.3719 | 0.2142 | 0.1764 | 0.6034 | 0.0933 | 0.2135 | 0.3446
|  | 139:00 | 0.0306 | 0.1081 | 0 | 0 | 0.4574 | 0.1192 | 0.2701 | 0.3803 | 0.1457 | 0.2483 | 0.4102 | 0.2909 | 0.3411 | 0.3631 | 0.1131 | 0.33 | 0.3631 | 0.2502 | 0.2024 | 0.226 | 0.4514 | 0.4974 | 0.4892 | 0.3934 | 20:00 | 0 | 0 | 0 | 0 | 0 | 0 | 0 | 0 | 20:00 | 0.0152 | 0 | 0 | 0.0098 | 0 | 0 | 0 | 0.0114 | 20:00 | 0.3777 | 0.7755 | 0.2829 | 0.127 | 0.2814 | 0.127 | 0.8178 | 0.3068 | 20:00 | 0.8332 | 0.5054 | 0.2043 | 0.1511 | 0.6432 | 0.1231 | 0.2575 | 0.4146
|  | 140:00 | 0 | 0 | 0 | 0 | 0 | 0 | 0.0138 | 0.0364 | 0 | 0.0039 | 0.0997 | 0.0308 | 0.3794 | 0.4143 | 0.1218 | 0.3959 | 0.4143 | 0.2836 | 0.3708 | 0.3598 | 0.4186 | 0.531 | 0.627 | 0.5096 | 21:00 | 0 | 0 | 0 | 0 | 0 | 0 | 0 | 0 | 21:00 | 0 | 0 | 0 | 0 | 0 | 0 | 0 | 0 | 21:00 | 0.4859 | 0.7918 | 0.3652 | 0.1446 | 0.2505 | 0.1236 | 0.884 | 0.3741 | 21:00 | 0.8423 | 0.6947 | 0.2071 | 0.101 | 0.6804 | 0.1657 | 0.2909 | 0.4682
|  | 141:00 | 0 | 0 | 0 | 0 | 0 | 0 | 0 | 0 | 0 | 0 | 0 | 0 | 0.4157 | 0.4738 | 0.1305 | 0.4771 | 0.4738 | 0.3206 | 0.5927 | 0.5102 | 0.3859 | 0.6077 | 0.7515 | 0.6308 | 22:00 | 0 | 0 | 0 | 0 | 0 | 0 | 0 | 0 | 22:00 | 0 | 0 | 0 | 0 | 0 | 0 | 0 | 0 | 22:00 | 0.6649 | 0.7787 | 0.3303 | 0.169 | 0.2381 | 0.1997 | 0.8818 | 0.4004 | 22:00 | 0.7723 | 0.6329 | 0.3039 | 0.2015 | 0.7483 | 0.2166 | 0.3611 | 0.453
|  | 142:00 | 0 | 0 | 0 | 0 | 0 | 0 | 0 | 0 | 0 | 0 | 0 | 0 | 0.4312 | 0.5824 | 0.1362 | 0.548 | 0.5824 | 0.3542 | 0.6591 | 0.5195 | 0.3469 | 0.5982 | 0.7292 | 0.6244 | 23:00 | 0 | 0 | 0 | 0 | 0 | 0 | 0 | 0 | 23:00 | 0 | 0 | 0 | 0 | 0 | 0 | 0 | 0 | 23:00 | 0.5791 | 0.7765 | 0.4308 | 0.153 | 0.3957 | 0.2921 | 0.8531 | 0.4359 | 23:00 | 0.6385 | 0.5844 | 0.3709 | 0.2512 | 0.6352 | 0.2009 | 0.3134 | 0.4098
|  | 143:00 | 0 | 0 | 0 | 0 | 0 | 0 | 0 | 0 | 0 | 0 | 0 | 0 | 0.4375 | 0.6135 | 0.1428 | 0.5374 | 0.6135 | 0.3602 | 0.7468 | 0.6261 | 0.2849 | 0.5539 | 0.7575 | 0.6635 | 24:00 | 0 | 0 | 0 | 0 | 0 | 0 | 0 | 0 | 24:00 | 0 | 0 | 0 | 0 | 0 | 0 | 0 | 0 | 24:00 | 0.5649 | 0.7297 | 0.4064 | 0.2555 | 0.5783 | 0.3853 | 0.8392 | 0.5218 | 24:00 | 0.5704 | 0.5392 | 0.3999 | 0.2065 | 0.5709 | 0.1904 | 0.2746 | 0.3791
|  | 144:00 | 0 | 0 | 0 | 0 | 0 | 0 | 0 | 0 | 0 | 0 | 0 | 0 | 0.4962 | 0.7185 | 0.1676 | 0.629 | 0.7185 | 0.4173 | 0.7453 | 0.7021 | 0.2484 | 0.4782 | 0.7838 | 0.6862
Jul |  | 145:00 | 0 | 0 | 0 | 0 | 0 | 0 | 0 | 0 | 0 | 0 | 0 | 0 | 0.3864 | 0.5017 | 0.1334 | 0.4849 | 0.5017 | 0.3183 | 0.5625 | 0.5888 | 0.3206 | 0.4366 | 0.5347 | 0.5212
|  | 146:00 | 0 | 0 | 0 | 0 | 0 | 0 | 0 | 0 | 0 | 0 | 0 | 0 | 0.3146 | 0.4357 | 0.1032 | 0.3852 | 0.4357 | 0.2584 | 0.4352 | 0.5795 | 0.2356 | 0.2946 | 0.4855 | 0.464 | Panhandle
|  | 147:00 | 0 | 0 | 0 | 0 | 0 | 0 | 0 | 0 | 0 | 0 | 0 | 0 | 0.2951 | 0.4027 | 0.0996 | 0.371 | 0.4027 | 0.2446 | 0.4515 | 0.556 | 0.168 | 0.2664 | 0.4993 | 0.4585 |  | SOLAR CSP | [8 empty] | SOLAR PVSAT | [8 empty] | wind | [8 empty] | new wind
|  | 148:00 | 0 | 0 | 0 | 0 | 0 | 0 | 0 | 0 | 0 | 0 | 0 | 0 | 0.3288 | 0.4327 | 0.1064 | 0.4161 | 0.4327 | 0.2694 | 0.3977 | 0.507 | 0.1685 | 0.26 | 0.467 | 0.4249 |  | 1 | 2 | 3 | 4 | 5 | 6 | 7 | 8 |  | 1 | 2 | 3 | 4 | 5 | 6 | 7 | 8 |  | 1 | 2 | 3 | 4 | 5 | 6 | 7 | 8 |  | 1 | 2 | 3 | 4 | 5 | 6 | 7 | 8
|  | 149:00 | 0 | 0 | 0 | 0 | 0 | 0 | 0 | 0 | 0 | 0 | 0 | 0 | 0.3091 | 0.4037 | 0.1012 | 0.4037 | 0.4037 | 0.2559 | 0.3448 | 0.4612 | 0.1351 | 0.2717 | 0.4848 | 0.4142 | 1:00 | 0 | 0 | 0 | 0 | 0 | 0 | 0 | 0 | 1:00 | 0 | 0 | 0 | 0 | 0 | 0 | 0 | 0 | 1:00 | 0.796 | 0.8647 | 0.2164 | 0.1389 | 0.4843 | 0.7294 | 0.76 | 0.4131 | 1:00 | 0.7401 | 0.8698 | 0.4486 | 0.4317 | 0.4981 | 0.6605 | 0.8837 | 0.2292
|  | 150:00 | 0 | 0 | 0 | 0 | 0 | 0 | 0.0122 | 0.0076 | 0.0082 | 0.0003 | 0.0049 | 0.0066 | 0.3345 | 0.3966 | 0.1058 | 0.4301 | 0.3966 | 0.2693 | 0.3065 | 0.4072 | 0.1284 | 0.2631 | 0.4413 | 0.3747 | 2:00 | 0 | 0 | 0 | 0 | 0 | 0 | 0 | 0 | 2:00 | 0 | 0 | 0 | 0 | 0 | 0 | 0 | 0 | 2:00 | 0.7306 | 0.852 | 0.1559 | 0.1441 | 0.4334 | 0.7335 | 0.7626 | 0.4897 | 2:00 | 0.7105 | 0.87 | 0.3424 | 0.3481 | 0.4547 | 0.6497 | 0.8604 | 0.2365
|  | 151:00 | 0 | 0 | 0 | 0 | 0 | 0 | 0.2479 | 0.2222 | 0.1774 | 0.0912 | 0.1848 | 0.1847 | 0.3093 | 0.3317 | 0.1039 | 0.4258 | 0.3317 | 0.2529 | 0.3033 | 0.3466 | 0.1293 | 0.265 | 0.3828 | 0.3314 | 3:00 | 0 | 0 | 0 | 0 | 0 | 0 | 0 | 0 | 3:00 | 0 | 0 | 0 | 0 | 0 | 0 | 0 | 0 | 3:00 | 0.6193 | 0.8442 | 0.1177 | 0.1696 | 0.5492 | 0.6507 | 0.7285 | 0.4251 | 3:00 | 0.6711 | 0.8469 | 0.2745 | 0.2772 | 0.4286 | 0.5819 | 0.8123 | 0.2446
|  | 152:00 | 0.0704 | 0.0575 | 0 | 0 | 0 | 0.0256 | 0.5476 | 0.5893 | 0.4836 | 0.4995 | 0.6685 | 0.5577 | 0.2373 | 0.2618 | 0.0827 | 0.331 | 0.2618 | 0.1969 | 0.2244 | 0.3051 | 0.1958 | 0.2528 | 0.2691 | 0.263 | 4:00 | 0 | 0 | 0 | 0 | 0 | 0 | 0 | 0 | 4:00 | 0 | 0 | 0 | 0 | 0 | 0 | 0 | 0 | 4:00 | 0.5562 | 0.775 | 0.0772 | 0.2 | 0.6852 | 0.5065 | 0.7081 | 0.3746 | 4:00 | 0.6084 | 0.8154 | 0.2406 | 0.2581 | 0.4616 | 0.5176 | 0.7903 | 0.2738
|  | 153:00 | 0.4491 | 0.308 | 0.0878 | 0.1251 | 0.3326 | 0.2605 | 0.7962 | 0.8375 | 0.6949 | 0.7369 | 0.8698 | 0.7871 | 0.1774 | 0.2118 | 0.0608 | 0.2452 | 0.2118 | 0.1483 | 0.1607 | 0.265 | 0.2859 | 0.276 | 0.1808 | 0.2138 | 5:00 | 0 | 0 | 0 | 0 | 0 | 0 | 0 | 0 | 5:00 | 0 | 0 | 0 | 0 | 0 | 0 | 0 | 0 | 5:00 | 0.4117 | 0.7348 | 0.0842 | 0.1914 | 0.6857 | 0.414 | 0.6817 | 0.3166 | 5:00 | 0.6011 | 0.8019 | 0.2728 | 0.2115 | 0.4763 | 0.4852 | 0.8077 | 0.2939
|  | 154:00 | 0.7784 | 0.6517 | 0.4574 | 0.418 | 0.9313 | 0.6474 | 0.8857 | 0.8901 | 0.7889 | 0.8602 | 0.9142 | 0.8678 | 0.1587 | 0.1817 | 0.0578 | 0.1933 | 0.1817 | 0.1279 | 0.1008 | 0.1949 | 0.2515 | 0.2485 | 0.1437 | 0.1674 | 6:00 | 0 | 0 | 0 | 0 | 0 | 0 | 0 | 0 | 6:00 | 0.0269 | 0 | 0 | 0.0031 | 0 | 0 | 0 | 0 | 6:00 | 0.2922 | 0.7417 | 0.0846 | 0.1572 | 0.6805 | 0.3581 | 0.649 | 0.3086 | 6:00 | 0.574 | 0.803 | 0.26 | 0.179 | 0.5456 | 0.4747 | 0.8433 | 0.27
|  | 155:00 | 0.8407 | 0.7584 | 0.6106 | 0.5375 | 0.8615 | 0.7217 | 0.8605 | 0.9074 | 0.7938 | 0.8673 | 0.9374 | 0.8733 | 0.1475 | 0.1571 | 0.0546 | 0.1618 | 0.1571 | 0.1143 | 0.1075 | 0.1838 | 0.2577 | 0.1965 | 0.1505 | 0.1674 | 7:00 | 0 | 0 | 0 | 0 | 0 | 0 | 0 | 0 | 7:00 | 0.2645 | 0 | 0 | 0.1904 | 0 | 0 | 0 | 0.1256 | 7:00 | 0.2384 | 0.7565 | 0.0809 | 0.0957 | 0.5547 | 0.3914 | 0.59 | 0.3088 | 7:00 | 0.5705 | 0.78 | 0.2268 | 0.1468 | 0.5492 | 0.4445 | 0.8455 | 0.2884
|  | 156:00 | 0.9263 | 0.8686 | 0.6247 | 0.6802 | 0.9439 | 0.8087 | 0.8258 | 0.8888 | 0.8063 | 0.8297 | 0.8982 | 0.8498 | 0.1321 | 0.1126 | 0.0461 | 0.1367 | 0.1126 | 0.0962 | 0.0791 | 0.1675 | 0.2162 | 0.1694 | 0.1162 | 0.1374 | 8:00 | 0 | 0 | 0 | 0 | 0 | 0 | 0 | 0 | 8:00 | 0.5314 | 0.1015 | 0.014 | 0.6714 | 0.0078 | 0.1451 | 0.2123 | 0.6142 | 8:00 | 0.2948 | 0.7391 | 0.1664 | 0.0392 | 0.5257 | 0.3064 | 0.6092 | 0.2434 | 8:00 | 0.5134 | 0.7677 | 0.197 | 0.0879 | 0.5225 | 0.4008 | 0.8448 | 0.3257
|  | 157:00 | 0.882 | 0.7132 | 0.5814 | 0.7039 | 0.7828 | 0.7326 | 0.8067 | 0.8584 | 0.8338 | 0.832 | 0.9157 | 0.8493 | 0.1646 | 0.1584 | 0.044 | 0.1675 | 0.1584 | 0.1161 | 0.0974 | 0.1474 | 0.3721 | 0.2092 | 0.1455 | 0.1692 | 9:00 | 0.2338 | 0 | 0 | 0.4534 | 0 | 0 | 0 | 0.2789 | 9:00 | 0.6427 | 0.4319 | 0.1705 | 0.8783 | 0.1755 | 0.716 | 0.7077 | 0.6395 | 9:00 | 0.3532 | 0.7647 | 0.3202 | 0.0091 | 0.4728 | 0.2371 | 0.6449 | 0.2097 | 9:00 | 0.4428 | 0.7707 | 0.189 | 0.0438 | 0.5165 | 0.3736 | 0.8413 | 0.3824
|  | 158:00 | 0.9364 | 0.8183 | 0.5236 | 0.6613 | 0.9667 | 0.7813 | 0.859 | 0.8537 | 0.8328 | 0.8202 | 0.8672 | 0.8466 | 0.2601 | 0.2392 | 0.0838 | 0.242 | 0.2392 | 0.1834 | 0.1107 | 0.145 | 0.4936 | 0.2246 | 0.1479 | 0.186 | 10:00 | 0.6343 | 0.1766 | 0 | 0.9855 | 0 | 0.3872 | 0.3726 | 0.7277 | 10:00 | 0.9202 | 0.7789 | 0.2667 | 0.942 | 0.6014 | 0.8636 | 0.8368 | 0.9244 | 10:00 | 0.297 | 0.7777 | 0.3693 | 0.0048 | 0.4663 | 0.1622 | 0.5781 | 0.19 | 10:00 | 0.3347 | 0.7668 | 0.1283 | 0.0146 | 0.4363 | 0.3996 | 0.8198 | 0.3175
|  | 159:00 | 0.9151 | 0.8432 | 0.503 | 0.6584 | 0.9513 | 0.7742 | 0.8508 | 0.8529 | 0.8604 | 0.8232 | 0.8717 | 0.8518 | 0.2696 | 0.1641 | 0.0842 | 0.1773 | 0.1641 | 0.1645 | 0.1014 | 0.138 | 0.6665 | 0.2639 | 0.139 | 0.2004 | 11:00 | 0.4482 | 0.571 | 0.0913 | 0.902 | 0.2863 | 0.7683 | 0.744 | 0.9763 | 11:00 | 0.8009 | 0.7574 | 0.4021 | 0.9286 | 0.6931 | 0.837 | 0.8041 | 0.949 | 11:00 | 0.2225 | 0.8365 | 0.4782 | 0.0052 | 0.643 | 0.0699 | 0.5544 | 0.1788 | 11:00 | 0.2135 | 0.6517 | 0.0827 | 0.0005 | 0.2067 | 0.3022 | 0.6782 | 0.4273
|  | 160:00 | 0.8859 | 0.7527 | 0.5513 | 0.6975 | 0.9239 | 0.7623 | 0.8548 | 0.8817 | 0.8659 | 0.8617 | 0.8016 | 0.8531 | 0.2578 | 0.1235 | 0.0847 | 0.1322 | 0.1235 | 0.1475 | 0.0944 | 0.1378 | 0.6608 | 0.2463 | 0.1786 | 0.218 | 12:00 | 0.6484 | 0.494 | 0.0909 | 0.9186 | 0.5223 | 0.6717 | 0.6425 | 0.9739 | 12:00 | 0.802 | 0.6959 | 0.3709 | 0.8958 | 0.7893 | 0.7659 | 0.7258 | 0.9328 | 12:00 | 0.2836 | 0.818 | 0.3051 | 0.0113 | 0.5051 | 0.0783 | 0.5879 | 0.1874 | 12:00 | 0.226 | 0.5962 | 0.0433 | 0.0074 | 0.1135 | 0.2998 | 0.6485 | 0.5499
|  | 161:00 | 0.7555 | 0.686 | 0.4032 | 0.5995 | 0.9086 | 0.6706 | 0.7982 | 0.7605 | 0.7258 | 0.8105 | 0.863 | 0.7916 | 0.2539 | 0.1341 | 0.0819 | 0.1535 | 0.1341 | 0.1508 | 0.0996 | 0.1379 | 0.6082 | 0.2835 | 0.1831 | 0.2165 | 13:00 | 0.8422 | 0.2139 | 0 | 0.9541 | 0.5068 | 0.633 | 0.603 | 0.9776 | 13:00 | 0.9476 | 0.5415 | 0.4566 | 0.8975 | 0.7276 | 0.717 | 0.6924 | 0.9048 | 13:00 | 0.3139 | 0.7865 | 0.2073 | 0.0283 | 0.5449 | 0.0395 | 0.5795 | 0.1148 | 13:00 | 0.2205 | 0.6549 | 0.0221 | 0.0126 | 0.1384 | 0.3166 | 0.5785 | 0.3885
|  | 162:00 | 0.5924 | 0.4644 | 0.1654 | 0.4702 | 0.7905 | 0.4966 | 0.6426 | 0.62 | 0.4855 | 0.6788 | 0.7987 | 0.6451 | 0.3209 | 0.1746 | 0.1043 | 0.2259 | 0.1746 | 0.1979 | 0.1541 | 0.1498 | 0.5486 | 0.3961 | 0.2289 | 0.2466 | 14:00 | 0.9395 | 0.4214 | 0.0147 | 0.8837 | 0.577 | 0.6671 | 0.6476 | 0.9122 | 14:00 | 0.8949 | 0.6847 | 0.4016 | 0.8924 | 0.7364 | 0.7569 | 0.7267 | 0.8737 | 14:00 | 0.2417 | 0.7688 | 0.1002 | 0.041 | 0.4914 | 0.0207 | 0.5398 | 0.092 | 14:00 | 0.237 | 0.7589 | 0.029 | 0.017 | 0.1275 | 0.2991 | 0.4428 | 0.2446
|  | 163:00 | 0.0871 | 0.0603 | 0 | 0 | 0.3049 | 0.0905 | 0.3218 | 0.3884 | 0.1211 | 0.3327 | 0.5401 | 0.3408 | 0.3195 | 0.2606 | 0.1192 | 0.2903 | 0.2606 | 0.2265 | 0.2005 | 0.1991 | 0.5451 | 0.4695 | 0.2509 | 0.2769 | 15:00 | 1.0269 | 0.6622 | 0 | 0.8992 | 0.6509 | 0.7591 | 0.7342 | 0.9392 | 15:00 | 0.9382 | 0.7829 | 0.682 | 0.9055 | 0.7607 | 0.8176 | 0.7838 | 0.9109 | 15:00 | 0.2738 | 0.77 | 0.051 | 0.0322 | 0.4498 | 0.0209 | 0.4612 | 0.134 | 15:00 | 0.2931 | 0.8449 | 0.0376 | 0.0229 | 0.1513 | 0.263 | 0.3746 | 0.3061
|  | 164:00 | 0 | 0 | 0 | 0 | 0 | 0 | 0.0171 | 0.0409 | 0.0014 | 0.0164 | 0.1297 | 0.0411 | 0.3882 | 0.3028 | 0.1179 | 0.3217 | 0.3028 | 0.2566 | 0.2953 | 0.3185 | 0.6696 | 0.6076 | 0.364 | 0.3917 | 16:00 | 1.0001 | 0.5284 | 0.0225 | 0.6595 | 0.7281 | 0.8306 | 0.8054 | 1.0243 | 16:00 | 0.9485 | 0.6789 | 0.3185 | 0.7744 | 0.8357 | 0.8283 | 0.8008 | 0.9262 | 16:00 | 0.2741 | 0.7785 | 0.0795 | 0.054 | 0.4712 | 0.0501 | 0.3804 | 0.1248 | 16:00 | 0.3677 | 0.87 | 0.0621 | 0.0346 | 0.1334 | 0.2586 | 0.3421 | 0.3246
|  | 165:00 | 0 | 0 | 0 | 0 | 0 | 0 | 0 | 0 | 0 | 0 | 0 | 0 | 0.4373 | 0.3284 | 0.123 | 0.3536 | 0.3284 | 0.2818 | 0.3921 | 0.4746 | 0.7593 | 0.6708 | 0.4893 | 0.5139 | 17:00 | 0.6157 | 0.4818 | 0.0991 | 0.7923 | 0.5763 | 0.5744 | 0.5287 | 0.934 | 17:00 | 0.6466 | 0.675 | 0.3872 | 0.8943 | 0.6321 | 0.7189 | 0.6877 | 0.8444 | 17:00 | 0.253 | 0.7963 | 0.1039 | 0.0923 | 0.4659 | 0.0888 | 0.3208 | 0.1528 | 17:00 | 0.4613 | 0.8903 | 0.1039 | 0.0379 | 0.1404 | 0.2359 | 0.3169 | 0.257
|  | 166:00 | 0 | 0 | 0 | 0 | 0 | 0 | 0 | 0 | 0 | 0 | 0 | 0 | 0.3948 | 0.3615 | 0.1105 | 0.3346 | 0.3615 | 0.265 | 0.3839 | 0.4629 | 0.6054 | 0.6679 | 0.5203 | 0.5082 | 18:00 | 0.5131 | 0 | 0 | 0.6142 | 0.083 | 0 | 0 | 0.839 | 18:00 | 0.5521 | 0.1637 | 0.2025 | 0.6843 | 0.541 | 0.2298 | 0.2077 | 0.7861 | 18:00 | 0.2662 | 0.7399 | 0.1495 | 0.1234 | 0.5154 | 0.0998 | 0.3992 | 0.1743 | 18:00 | 0.4714 | 0.8915 | 0.1599 | 0.0498 | 0.1531 | 0.186 | 0.3643 | 0.2991
|  | 167:00 | 0 | 0 | 0 | 0 | 0 | 0 | 0 | 0 | 0 | 0 | 0 | 0 | 0.3487 | 0.4139 | 0.1198 | 0.3531 | 0.4139 | 0.2656 | 0.421 | 0.435 | 0.4526 | 0.4728 | 0.5318 | 0.4857 | 19:00 | 0 | 0 | 0 | 0.4177 | 0 | 0 | 0 | 0.3361 | 19:00 | 0.1612 | 0 | 0.0137 | 0.5461 | 0.0543 | 0 | 0 | 0.4883 | 19:00 | 0.2832 | 0.7505 | 0.2014 | 0.1408 | 0.5551 | 0.1796 | 0.656 | 0.1858 | 19:00 | 0.6767 | 0.8727 | 0.2469 | 0.1058 | 0.1529 | 0.2386 | 0.5255 | 0.4071
|  | 168:00 | 0 | 0 | 0 | 0 | 0 | 0 | 0 | 0 | 0 | 0 | 0 | 0 | 0.4136 | 0.5264 | 0.1285 | 0.4629 | 0.5264 | 0.3226 | 0.4852 | 0.4986 | 0.3214 | 0.4285 | 0.5344 | 0.4917 | 20:00 | 0 | 0 | 0 | 0 | 0 | 0 | 0 | 0 | 20:00 | 0.0085 | 0 | 0 | 0.0593 | 0 | 0 | 0 | 0.0485 | 20:00 | 0.3686 | 0.8031 | 0.273 | 0.1761 | 0.3543 | 0.1243 | 0.8232 | 0.2723 | 20:00 | 0.65 | 0.8549 | 0.3991 | 0.1737 | 0.173 | 0.2735 | 0.8263 | 0.5116
Aug |  | 169:00 | 0 | 0 | 0 | 0 | 0 | 0 | 0 | 0 | 0 | 0 | 0 | 0 | 0.3524 | 0.5881 | 0.1261 | 0.4951 | 0.5881 | 0.3181 | 0.2726 | 0.4074 | 0.1638 | 0.2501 | 0.4624 | 0.3849 | 21:00 | 0 | 0 | 0 | 0 | 0 | 0 | 0 | 0 | 21:00 | 0 | 0 | 0 | 0 | 0 | 0 | 0 | 0 | 21:00 | 0.4882 | 0.8012 | 0.3298 | 0.181 | 0.245 | 0.0863 | 0.8813 | 0.3408 | 21:00 | 0.5373 | 0.8076 | 0.5707 | 0.2745 | 0.2245 | 0.3196 | 0.9022 | 0.6002
|  | 170:00 | 0 | 0 | 0 | 0 | 0 | 0 | 0 | 0 | 0 | 0 | 0 | 0 | 0.3313 | 0.5341 | 0.1147 | 0.4752 | 0.5341 | 0.2972 | 0.4251 | 0.4963 | 0.1287 | 0.2212 | 0.4603 | 0.4159 | 22:00 | 0 | 0 | 0 | 0 | 0 | 0 | 0 | 0 | 22:00 | 0 | 0 | 0 | 0 | 0 | 0 | 0 | 0 | 22:00 | 0.6251 | 0.8054 | 0.2489 | 0.2202 | 0.4507 | 0.1025 | 0.8884 | 0.4208 | 22:00 | 0.2552 | 0.7803 | 0.5953 | 0.425 | 0.287 | 0.3852 | 0.8976 | 0.6646
|  | 171:00 | 0 | 0 | 0 | 0 | 0 | 0 | 0 | 0 | 0 | 0 | 0 | 0 | 0.2816 | 0.4866 | 0.0993 | 0.4121 | 0.4866 | 0.2588 | 0.3547 | 0.4144 | 0.1299 | 0.2261 | 0.4333 | 0.3762 | 23:00 | 0 | 0 | 0 | 0 | 0 | 0 | 0 | 0 | 23:00 | 0 | 0 | 0 | 0 | 0 | 0 | 0 | 0 | 23:00 | 0.6141 | 0.8001 | 0.3169 | 0.1817 | 0.5654 | 0.1834 | 0.8439 | 0.4064 | 23:00 | 0.7085 | 0.7815 | 0.6561 | 0.4314 | 0.4559 | 0.4465 | 0.9054 | 0.755
|  | 172:00 | 0 | 0 | 0 | 0 | 0 | 0 | 0 | 0 | 0 | 0 | 0 | 0 | 0.2455 | 0.4023 | 0.0975 | 0.3497 | 0.4023 | 0.2255 | 0.2693 | 0.3353 | 0.1153 | 0.2058 | 0.4531 | 0.3561 | 24:00 | 0 | 0 | 0 | 0 | 0 | 0 | 0 | 0 | 24:00 | 0 | 0 | 0 | 0 | 0 | 0 | 0 | 0 | 24:00 | 0.6046 | 0.7135 | 0.3 | 0.2707 | 0.4972 | 0.3734 | 0.8378 | 0.501 | 24:00 | 0.2672 | 0.7787 | 0.5842 | 0.3872 | 0.6411 | 0.5248 | 0.9003 | 0.613
|  | 173:00 | 0 | 0 | 0 | 0 | 0 | 0 | 0 | 0 | 0 | 0 | 0 | 0 | 0.2454 | 0.3798 | 0.0841 | 0.3476 | 0.3798 | 0.217 | 0.2062 | 0.2734 | 0.1027 | 0.1619 | 0.4716 | 0.3409
|  | 174:00 | 0 | 0 | 0 | 0 | 0 | 0 | 0.0002 | 0.0036 | 0 | 0 | 0 | 0.0008 | 0.2551 | 0.3517 | 0.0829 | 0.3692 | 0.3517 | 0.2203 | 0.1848 | 0.1945 | 0.0758 | 0.1626 | 0.4426 | 0.303
|  | 175:00 | 0 | 0 | 0 | 0 | 0 | 0 | 0.098 | 0.1696 | 0.0692 | 0.1193 | 0.0777 | 0.1068 | 0.2616 | 0.3673 | 0.0818 | 0.3884 | 0.3673 | 0.2274 | 0.1676 | 0.1322 | 0.0767 | 0.1583 | 0.3547 | 0.2428
|  | 176:00 | 0 | 0 | 0 | 0 | 0 | 0 | 0.5074 | 0.5849 | 0.5521 | 0.5109 | 0.4982 | 0.5307 | 0.1855 | 0.2283 | 0.0563 | 0.2471 | 0.2283 | 0.1511 | 0.1141 | 0.1327 | 0.0763 | 0.1268 | 0.2491 | 0.1824
|  | 177:00 | 0.188 | 0.2351 | 0.0786 | 0.1408 | 0.0801 | 0.1445 | 0.7619 | 0.7969 | 0.7658 | 0.6611 | 0.7937 | 0.7559 | 0.1338 | 0.139 | 0.0374 | 0.1533 | 0.139 | 0.0997 | 0.085 | 0.1517 | 0.0829 | 0.1313 | 0.1758 | 0.1475
|  | 178:00 | 0.5146 | 0.69 | 0.2119 | 0.4302 | 0.3911 | 0.4476 | 0.8245 | 0.869 | 0.8392 | 0.7903 | 0.8988 | 0.8443 | 0.1124 | 0.0997 | 0.0354 | 0.1145 | 0.0997 | 0.0805 | 0.0775 | 0.1634 | 0.0662 | 0.0713 | 0.1149 | 0.1141
|  | 179:00 | 0.6991 | 0.8615 | 0.4204 | 0.7499 | 0.7329 | 0.6928 | 0.8275 | 0.7843 | 0.8568 | 0.8077 | 0.8855 | 0.8324 | 0.1395 | 0.1458 | 0.0435 | 0.1366 | 0.1458 | 0.1012 | 0.0895 | 0.1678 | 0.0661 | 0.065 | 0.2076 | 0.1627
|  | 180:00 | 0.6689 | 0.8532 | 0.4324 | 0.8079 | 0.7491 | 0.7023 | 0.8044 | 0.7741 | 0.8482 | 0.8082 | 0.8714 | 0.8212 | 0.1255 | 0.1321 | 0.038 | 0.1368 | 0.1321 | 0.0935 | 0.1087 | 0.149 | 0.0711 | 0.0684 | 0.2828 | 0.1992
|  | 181:00 | 0.7566 | 0.8969 | 0.4323 | 0.8538 | 0.7471 | 0.7373 | 0.817 | 0.7729 | 0.7981 | 0.8211 | 0.8706 | 0.8159 | 0.1859 | 0.2014 | 0.055 | 0.2136 | 0.2014 | 0.1408 | 0.1254 | 0.1231 | 0.1384 | 0.0904 | 0.196 | 0.1603
|  | 182:00 | 0.6411 | 0.8917 | 0.373 | 0.6817 | 0.7413 | 0.6658 | 0.7964 | 0.766 | 0.8268 | 0.7982 | 0.881 | 0.8137 | 0.2068 | 0.2256 | 0.0636 | 0.1931 | 0.2256 | 0.1489 | 0.1522 | 0.1033 | 0.283 | 0.0987 | 0.1853 | 0.1704
|  | 183:00 | 0.6283 | 0.8346 | 0.5449 | 0.7114 | 0.759 | 0.6957 | 0.7697 | 0.8402 | 0.8516 | 0.8095 | 0.8827 | 0.8308 | 0.2703 | 0.1456 | 0.0649 | 0.1662 | 0.1456 | 0.1525 | 0.1525 | 0.125 | 0.3656 | 0.1484 | 0.1339 | 0.1612
|  | 184:00 | 0.6178 | 0.7411 | 0.4081 | 0.6179 | 0.6237 | 0.6017 | 0.7963 | 0.7162 | 0.8268 | 0.7885 | 0.9089 | 0.8073 | 0.289 | 0.159 | 0.0744 | 0.1667 | 0.159 | 0.1633 | 0.17 | 0.1563 | 0.4496 | 0.1892 | 0.1156 | 0.1724
|  | 185:00 | 0.5176 | 0.6886 | 0.253 | 0.5694 | 0.4263 | 0.491 | 0.7205 | 0.7769 | 0.7471 | 0.7193 | 0.8465 | 0.7621 | 0.2384 | 0.1347 | 0.0629 | 0.1284 | 0.1347 | 0.1339 | 0.2016 | 0.2295 | 0.447 | 0.2218 | 0.1287 | 0.2003
|  | 186:00 | 0.3544 | 0.5102 | 0 | 0.4202 | 0.3005 | 0.3171 | 0.5217 | 0.595 | 0.4312 | 0.5092 | 0.6789 | 0.5472 | 0.2222 | 0.1381 | 0.0635 | 0.1332 | 0.1381 | 0.131 | 0.2428 | 0.2364 | 0.3809 | 0.1781 | 0.153 | 0.2092
|  | 187:00 | 0.0001 | 0.0385 | 0 | 0 | 0 | 0.0077 | 0.1407 | 0.2902 | 0.0238 | 0.1123 | 0.3057 | 0.1745 | 0.2631 | 0.159 | 0.078 | 0.1771 | 0.159 | 0.1595 | 0.2914 | 0.2861 | 0.3216 | 0.2346 | 0.2443 | 0.2675
|  | 188:00 | 0 | 0 | 0 | 0 | 0 | 0 | 0.0018 | 0.012 | 0 | 0 | 0.0211 | 0.007 | 0.3131 | 0.1961 | 0.094 | 0.2078 | 0.1961 | 0.1905 | 0.3244 | 0.3379 | 0.2973 | 0.299 | 0.3764 | 0.3493
|  | 189:00 | 0 | 0 | 0 | 0 | 0 | 0 | 0 | 0 | 0 | 0 | 0 | 0 | 0.3642 | 0.2292 | 0.1145 | 0.2498 | 0.2292 | 0.2254 | 0.3657 | 0.3735 | 0.2854 | 0.4351 | 0.5386 | 0.4482
|  | 190:00 | 0 | 0 | 0 | 0 | 0 | 0 | 0 | 0 | 0 | 0 | 0 | 0 | 0.3367 | 0.3254 | 0.1153 | 0.3409 | 0.3254 | 0.2475 | 0.3868 | 0.3109 | 0.2407 | 0.4351 | 0.5027 | 0.4133
|  | 191:00 | 0 | 0 | 0 | 0 | 0 | 0 | 0 | 0 | 0 | 0 | 0 | 0 | 0.3328 | 0.4079 | 0.1192 | 0.4105 | 0.4079 | 0.2716 | 0.4545 | 0.3578 | 0.2586 | 0.4572 | 0.594 | 0.4804
|  | 192:00 | 0 | 0 | 0 | 0 | 0 | 0 | 0 | 0 | 0 | 0 | 0 | 0 | 0.4107 | 0.6388 | 0.1493 | 0.5509 | 0.6388 | 0.3609 | 0.4306 | 0.4048 | 0.2526 | 0.3795 | 0.6235 | 0.4991
Sep | Fall | 193:00 | 0 | 0 | 0 | 0 | 0 | 0 | 0 | 0 | 0 | 0 | 0 | 0 | 0.2961 | 0.3876 | 0.1044 | 0.3829 | 0.3876 | 0.2474 | 0.4858 | 0.5294 | 0.1556 | 0.2509 | 0.6954 | 0.5527
|  | 194:00 | 0 | 0 | 0 | 0 | 0 | 0 | 0 | 0 | 0 | 0 | 0 | 0 | 0.3018 | 0.4127 | 0.1018 | 0.3801 | 0.4127 | 0.2504 | 0.4927 | 0.5395 | 0.2006 | 0.2964 | 0.602 | 0.516
|  | 195:00 | 0 | 0 | 0 | 0 | 0 | 0 | 0 | 0 | 0 | 0 | 0 | 0 | 0.2672 | 0.4315 | 0.0899 | 0.3753 | 0.4315 | 0.2372 | 0.4473 | 0.537 | 0.2035 | 0.2912 | 0.4643 | 0.4413
|  | 196:00 | 0 | 0 | 0 | 0 | 0 | 0 | 0 | 0 | 0 | 0 | 0 | 0 | 0.2534 | 0.3878 | 0.0837 | 0.3643 | 0.3878 | 0.2234 | 0.3782 | 0.5159 | 0.229 | 0.2375 | 0.386 | 0.3899
|  | 197:00 | 0 | 0 | 0 | 0 | 0 | 0 | 0 | 0 | 0 | 0 | 0 | 0 | 0.2827 | 0.4042 | 0.1045 | 0.4167 | 0.4042 | 0.2524 | 0.3268 | 0.4323 | 0.2215 | 0.2203 | 0.385 | 0.3631
|  | 198:00 | 0 | 0 | 0 | 0 | 0 | 0 | 0 | 0 | 0 | 0 | 0 | 0 | 0.2738 | 0.3691 | 0.099 | 0.4036 | 0.3691 | 0.2409 | 0.3564 | 0.3663 | 0.174 | 0.2045 | 0.357 | 0.3313
|  | 199:00 | 0 | 0 | 0 | 0 | 0 | 0 | 0.0655 | 0.0859 | 0.1041 | 0.0706 | 0.0317 | 0.0715 | 0.2793 | 0.3233 | 0.0898 | 0.3973 | 0.3233 | 0.2321 | 0.3852 | 0.3424 | 0.1753 | 0.195 | 0.4516 | 0.3764
|  | 200:00 | 0 | 0 | 0 | 0 | 0 | 0 | 0.3624 | 0.4427 | 0.3795 | 0.431 | 0.3724 | 0.3976 | 0.2406 | 0.3183 | 0.0846 | 0.3713 | 0.3183 | 0.2133 | 0.2693 | 0.303 | 0.1317 | 0.1466 | 0.4246 | 0.3337
|  | 201:00 | 0.1001 | 0.1167 | 0.0943 | 0.0682 | 0.1755 | 0.1109 | 0.5996 | 0.7571 | 0.6619 | 0.6787 | 0.6685 | 0.6732 | 0.2218 | 0.3138 | 0.0827 | 0.3621 | 0.3138 | 0.2049 | 0.1819 | 0.2742 | 0.0953 | 0.1077 | 0.4145 | 0.3064
|  | 202:00 | 0.4691 | 0.4019 | 0.2821 | 0.2763 | 0.8533 | 0.4566 | 0.7161 | 0.8521 | 0.8032 | 0.7731 | 0.8642 | 0.8017 | 0.1824 | 0.2477 | 0.0605 | 0.2682 | 0.2477 | 0.1584 | 0.0982 | 0.1661 | 0.1077 | 0.1058 | 0.4182 | 0.2757
|  | 203:00 | 0.5951 | 0.6768 | 0.4291 | 0.4108 | 0.802 | 0.5828 | 0.7656 | 0.8238 | 0.7833 | 0.7928 | 0.8123 | 0.7956 | 0.1702 | 0.1992 | 0.0613 | 0.229 | 0.1992 | 0.1417 | 0.1074 | 0.1632 | 0.1881 | 0.1632 | 0.4238 | 0.2906
|  | 204:00 | 0.6946 | 0.8037 | 0.6244 | 0.4554 | 0.9403 | 0.7037 | 0.7655 | 0.783 | 0.8087 | 0.7742 | 0.8149 | 0.7893 | 0.1716 | 0.193 | 0.0581 | 0.2092 | 0.193 | 0.1362 | 0.0911 | 0.1269 | 0.2088 | 0.2169 | 0.3376 | 0.2421
|  | 205:00 | 0.6837 | 0.8166 | 0.4642 | 0.5544 | 0.8795 | 0.6797 | 0.7623 | 0.7925 | 0.7932 | 0.7786 | 0.807 | 0.7867 | 0.1765 | 0.1601 | 0.0602 | 0.1584 | 0.1601 | 0.1244 | 0.1008 | 0.1122 | 0.2232 | 0.1996 | 0.308 | 0.2259
|  | 206:00 | 0.7127 | 0.8435 | 0.6398 | 0.6807 | 0.9511 | 0.7656 | 0.7587 | 0.8081 | 0.7944 | 0.7695 | 0.8178 | 0.7897 | 0.1901 | 0.1649 | 0.0574 | 0.1421 | 0.1649 | 0.1244 | 0.1127 | 0.1343 | 0.345 | 0.2324 | 0.3469 | 0.2671
|  | 207:00 | 0.701 | 0.7725 | 0.6235 | 0.5455 | 0.8983 | 0.7082 | 0.7554 | 0.822 | 0.7445 | 0.8082 | 0.842 | 0.7944 | 0.2005 | 0.1719 | 0.0651 | 0.1569 | 0.1719 | 0.1342 | 0.1535 | 0.1511 | 0.518 | 0.3686 | 0.3736 | 0.3148
|  | 208:00 | 0.6482 | 0.789 | 0.4881 | 0.5495 | 0.9141 | 0.6778 | 0.7112 | 0.8204 | 0.768 | 0.7709 | 0.8563 | 0.7854 | 0.1768 | 0.1585 | 0.0578 | 0.1448 | 0.1585 | 0.1206 | 0.1518 | 0.1516 | 0.4919 | 0.3985 | 0.3405 | 0.2964
|  | 209:00 | 0.503 | 0.6329 | 0.2328 | 0.4423 | 0.8195 | 0.5261 | 0.6224 | 0.7289 | 0.6205 | 0.7039 | 0.773 | 0.6897 | 0.1964 | 0.1554 | 0.066 | 0.1522 | 0.1554 | 0.1305 | 0.1411 | 0.1456 | 0.3154 | 0.2569 | 0.2906 | 0.2423
|  | 210:00 | 0.1319 | 0.2753 | 0 | 0.1034 | 0.5703 | 0.2162 | 0.3469 | 0.4673 | 0.237 | 0.4105 | 0.5643 | 0.4052 | 0.214 | 0.1649 | 0.0606 | 0.1745 | 0.1649 | 0.1389 | 0.163 | 0.1689 | 0.3292 | 0.3099 | 0.2982 | 0.2578
|  | 211:00 | 0 | 0 | 0 | 0 | 0 | 0 | 0.0244 | 0.0369 | 0.0035 | 0.0267 | 0.0345 | 0.0252 | 0.2386 | 0.206 | 0.0693 | 0.2187 | 0.206 | 0.163 | 0.2002 | 0.1972 | 0.2915 | 0.336 | 0.3629 | 0.2977
|  | 212:00 | 0 | 0 | 0 | 0 | 0 | 0 | 0 | 0 | 0 | 0 | 0 | 0 | 0.2976 | 0.3231 | 0.0956 | 0.3222 | 0.3231 | 0.2246 | 0.2501 | 0.2132 | 0.2522 | 0.3596 | 0.4946 | 0.3697
|  | 213:00 | 0 | 0 | 0 | 0 | 0 | 0 | 0 | 0 | 0 | 0 | 0 | 0 | 0.3724 | 0.4647 | 0.1359 | 0.4624 | 0.4647 | 0.3065 | 0.311 | 0.2307 | 0.2107 | 0.3488 | 0.6038 | 0.4302
|  | 214:00 | 0 | 0 | 0 | 0 | 0 | 0 | 0 | 0 | 0 | 0 | 0 | 0 | 0.3809 | 0.5463 | 0.1278 | 0.4741 | 0.5463 | 0.3177 | 0.3687 | 0.2952 | 0.2439 | 0.2874 | 0.6806 | 0.4909
|  | 215:00 | 0 | 0 | 0 | 0 | 0 | 0 | 0 | 0 | 0 | 0 | 0 | 0 | 0.3639 | 0.5908 | 0.1177 | 0.4759 | 0.5908 | 0.3145 | 0.379 | 0.2367 | 0.17 | 0.2123 | 0.7121 | 0.4829
|  | 216:00 | 0 | 0 | 0 | 0 | 0 | 0 | 0 | 0 | 0 | 0 | 0 | 0 | 0.3795 | 0.6218 | 0.1214 | 0.4901 | 0.6218 | 0.3269 | 0.3438 | 0.2015 | 0.1151 | 0.1866 | 0.6219 | 0.4182
Oct |  | 217:00 | 0 | 0 | 0 | 0 | 0 | 0 | 0 | 0 | 0 | 0 | 0 | 0 | 0.4639 | 0.665 | 0.1573 | 0.6459 | 0.665 | 0.4011 | 0.2229 | 0.1516 | 0.0774 | 0.1413 | 0.6567 | 0.4044
|  | 218:00 | 0 | 0 | 0 | 0 | 0 | 0 | 0 | 0 | 0 | 0 | 0 | 0 | 0.453 | 0.6497 | 0.1544 | 0.6106 | 0.6497 | 0.3881 | 0.2342 | 0.1798 | 0.0913 | 0.1306 | 0.5635 | 0.3664
|  | 219:00 | 0 | 0 | 0 | 0 | 0 | 0 | 0 | 0 | 0 | 0 | 0 | 0 | 0.4045 | 0.577 | 0.1431 | 0.5698 | 0.577 | 0.3531 | 0.2067 | 0.2302 | 0.1018 | 0.1214 | 0.5301 | 0.3587
|  | 220:00 | 0 | 0 | 0 | 0 | 0 | 0 | 0 | 0 | 0 | 0 | 0 | 0 | 0.4075 | 0.5688 | 0.1364 | 0.5694 | 0.5688 | 0.3502 | 0.1807 | 0.3049 | 0.1257 | 0.1332 | 0.5206 | 0.3711
|  | 221:00 | 0 | 0 | 0 | 0 | 0 | 0 | 0 | 0 | 0 | 0 | 0 | 0 | 0.3823 | 0.5325 | 0.1333 | 0.5129 | 0.5325 | 0.3263 | 0.1568 | 0.3882 | 0.1754 | 0.1853 | 0.4783 | 0.374
|  | 222:00 | 0 | 0 | 0 | 0 | 0 | 0 | 0 | 0 | 0 | 0 | 0 | 0 | 0.3291 | 0.4451 | 0.1138 | 0.4866 | 0.4451 | 0.2879 | 0.166 | 0.4362 | 0.2078 | 0.173 | 0.4386 | 0.3691
|  | 223:00 | 0 | 0 | 0 | 0 | 0 | 0 | 0.0065 | 0.0039 | 0.0123 | 0.0036 | 0 | 0.0053 | 0.3277 | 0.4047 | 0.1053 | 0.4683 | 0.4047 | 0.2757 | 0.2037 | 0.4495 | 0.2485 | 0.165 | 0.4206 | 0.3716
|  | 224:00 | 0 | 0 | 0 | 0 | 0 | 0 | 0.3084 | 0.2092 | 0.2667 | 0.2951 | 0.1441 | 0.2447 | 0.334 | 0.3927 | 0.1045 | 0.4589 | 0.3927 | 0.2739 | 0.1921 | 0.3632 | 0.2578 | 0.1291 | 0.3993 | 0.3395
|  | 225:00 | 0.0081 | 0.0516 | 0.0024 | 0 | 0 | 0.0124 | 0.6166 | 0.5118 | 0.6135 | 0.5438 | 0.4456 | 0.5463 | 0.3407 | 0.4106 | 0.1008 | 0.4438 | 0.4106 | 0.2734 | 0.1881 | 0.3028 | 0.2615 | 0.1124 | 0.3876 | 0.3193
|  | 226:00 | 0.3792 | 0.3133 | 0.5358 | 0.304 | 0.339 | 0.3743 | 0.7136 | 0.71 | 0.6708 | 0.6047 | 0.587 | 0.6572 | 0.248 | 0.3143 | 0.0771 | 0.3517 | 0.3143 | 0.208 | 0.1454 | 0.2838 | 0.1179 | 0.0806 | 0.2463 | 0.2213
|  | 227:00 | 0.6515 | 0.5309 | 0.6535 | 0.5686 | 0.716 | 0.6241 | 0.6973 | 0.7112 | 0.7344 | 0.634 | 0.6685 | 0.6891 | 0.2173 | 0.316 | 0.0789 | 0.2866 | 0.316 | 0.1874 | 0.0903 | 0.2217 | 0.1158 | 0.0792 | 0.1378 | 0.1462
|  | 228:00 | 0.5925 | 0.5712 | 0.6287 | 0.5676 | 0.6005 | 0.5921 | 0.6998 | 0.6564 | 0.6764 | 0.609 | 0.6333 | 0.655 | 0.284 | 0.3485 | 0.0911 | 0.3486 | 0.3485 | 0.2272 | 0.0999 | 0.2317 | 0.1333 | 0.0933 | 0.3282 | 0.2479
|  | 229:00 | 0.5798 | 0.5973 | 0.5641 | 0.4847 | 0.5888 | 0.5629 | 0.7205 | 0.7177 | 0.7058 | 0.667 | 0.6754 | 0.6973 | 0.2483 | 0.2956 | 0.0806 | 0.2792 | 0.2956 | 0.1929 | 0.0781 | 0.196 | 0.1046 | 0.0881 | 0.3365 | 0.238
|  | 230:00 | 0.6262 | 0.6884 | 0.642 | 0.5104 | 0.6189 | 0.6172 | 0.6979 | 0.6212 | 0.709 | 0.6362 | 0.6584 | 0.6645 | 0.2289 | 0.2245 | 0.0781 | 0.2116 | 0.2245 | 0.1645 | 0.0947 | 0.2627 | 0.1051 | 0.0932 | 0.3905 | 0.2824
|  | 231:00 | 0.6835 | 0.69 | 0.6931 | 0.4885 | 0.6936 | 0.6497 | 0.7108 | 0.6712 | 0.663 | 0.7016 | 0.7259 | 0.6945 | 0.221 | 0.211 | 0.0789 | 0.1969 | 0.211 | 0.1581 | 0.0944 | 0.2202 | 0.1163 | 0.0987 | 0.3359 | 0.2468
|  | 232:00 | 0.7056 | 0.7236 | 0.647 | 0.5094 | 0.7492 | 0.667 | 0.6682 | 0.6709 | 0.6124 | 0.6 | 0.6274 | 0.6358 | 0.2329 | 0.2043 | 0.0704 | 0.1993 | 0.2043 | 0.1577 | 0.0963 | 0.1873 | 0.1489 | 0.0991 | 0.4466 | 0.299
|  | 233:00 | 0.245 | 0.4365 | 0.0637 | 0.2973 | 0.5724 | 0.323 | 0.4486 | 0.4498 | 0.3595 | 0.4393 | 0.4792 | 0.4353 | 0.262 | 0.1925 | 0.0808 | 0.2033 | 0.1925 | 0.1695 | 0.1024 | 0.2423 | 0.1957 | 0.1062 | 0.4563 | 0.3226
|  | 234:00 | 0 | 0 | 0 | 0 | 0 | 0 | 0.0445 | 0.1421 | 0.0257 | 0.0993 | 0.1415 | 0.0906 | 0.2887 | 0.1662 | 0.0824 | 0.1823 | 0.1662 | 0.1704 | 0.1221 | 0.2547 | 0.2424 | 0.1091 | 0.4799 | 0.345
|  | 235:00 | 0 | 0 | 0 | 0 | 0 | 0 | 0 | 0.0005 | 0 | 0 | 0 | 0.0001 | 0.2926 | 0.1791 | 0.1005 | 0.2256 | 0.1791 | 0.1889 | 0.2218 | 0.2945 | 0.2692 | 0.1406 | 0.5779 | 0.419
|  | 236:00 | 0 | 0 | 0 | 0 | 0 | 0 | 0 | 0 | 0 | 0 | 0 | 0 | 0.3628 | 0.3543 | 0.1198 | 0.3734 | 0.3543 | 0.2666 | 0.3167 | 0.3966 | 0.2542 | 0.1897 | 0.4977 | 0.4129
|  | 237:00 | 0 | 0 | 0 | 0 | 0 | 0 | 0 | 0 | 0 | 0 | 0 | 0 | 0.4465 | 0.5582 | 0.146 | 0.5629 | 0.5582 | 0.3625 | 0.4251 | 0.4945 | 0.2359 | 0.2572 | 0.4199 | 0.4091
|  | 238:00 | 0 | 0 | 0 | 0 | 0 | 0 | 0 | 0 | 0 | 0 | 0 | 0 | 0.4866 | 0.6218 | 0.1548 | 0.5815 | 0.6218 | 0.3886 | 0.5174 | 0.5299 | 0.2005 | 0.3374 | 0.452 | 0.4432
|  | 239:00 | 0 | 0 | 0 | 0 | 0 | 0 | 0 | 0 | 0 | 0 | 0 | 0 | 0.4237 | 0.5731 | 0.1437 | 0.5652 | 0.5731 | 0.3574 | 0.5923 | 0.4453 | 0.1824 | 0.3096 | 0.5144 | 0.4605
|  | 240:00 | 0 | 0 | 0 | 0 | 0 | 0 | 0 | 0 | 0 | 0 | 0 | 0 | 0.4242 | 0.5723 | 0.1356 | 0.5908 | 0.5723 | 0.3593 | 0.6217 | 0.407 | 0.1743 | 0.2702 | 0.5581 | 0.4745
Nov |  | 241:00 | 0 | 0 | 0 | 0 | 0 | 0 | 0 | 0 | 0 | 0 | 0 | 0 | 0.4947 | 0.7089 | 0.1725 | 0.6852 | 0.7089 | 0.4289 | 0.2099 | 0.4218 | 0.2531 | 0.2274 | 0.4871 | 0.4027
|  | 242:00 | 0 | 0 | 0 | 0 | 0 | 0 | 0 | 0 | 0 | 0 | 0 | 0 | 0.4917 | 0.71 | 0.1729 | 0.6805 | 0.71 | 0.4274 | 0.2044 | 0.3809 | 0.2651 | 0.2646 | 0.4261 | 0.3652
|  | 243:00 | 0 | 0 | 0 | 0 | 0 | 0 | 0 | 0 | 0 | 0 | 0 | 0 | 0.4937 | 0.6948 | 0.178 | 0.6705 | 0.6948 | 0.4262 | 0.2101 | 0.3573 | 0.2261 | 0.1923 | 0.3807 | 0.3301
|  | 244:00 | 0 | 0 | 0 | 0 | 0 | 0 | 0 | 0 | 0 | 0 | 0 | 0 | 0.4702 | 0.6096 | 0.1542 | 0.6169 | 0.6096 | 0.3893 | 0.2138 | 0.3605 | 0.2277 | 0.1851 | 0.3662 | 0.3238
|  | 245:00 | 0 | 0 | 0 | 0 | 0 | 0 | 0 | 0 | 0 | 0 | 0 | 0 | 0.4349 | 0.5062 | 0.1313 | 0.5373 | 0.5062 | 0.3421 | 0.204 | 0.3855 | 0.181 | 0.1791 | 0.3662 | 0.3227
|  | 246:00 | 0 | 0 | 0 | 0 | 0 | 0 | 0 | 0 | 0 | 0 | 0 | 0 | 0.4068 | 0.403 | 0.1104 | 0.4574 | 0.403 | 0.2977 | 0.1575 | 0.3512 | 0.126 | 0.1713 | 0.3753 | 0.3077
|  | 247:00 | 0 | 0 | 0 | 0 | 0 | 0 | 0 | 0.0002 | 0 | 0 | 0 | 0 | 0.3816 | 0.3341 | 0.0889 | 0.3721 | 0.3341 | 0.2569 | 0.1613 | 0.3143 | 0.0987 | 0.1691 | 0.3968 | 0.3073
|  | 248:00 | 0 | 0 | 0 | 0 | 0 | 0 | 0.0974 | 0.1372 | 0.1977 | 0.1524 | 0.0138 | 0.1197 | 0.3344 | 0.286 | 0.0905 | 0.3293 | 0.286 | 0.23 | 0.1728 | 0.3778 | 0.1077 | 0.1882 | 0.4209 | 0.3369
|  | 249:00 | 0 | 0 | 0 | 0 | 0 | 0 | 0.4337 | 0.5359 | 0.4941 | 0.5093 | 0.3179 | 0.4582 | 0.3041 | 0.2442 | 0.0968 | 0.3064 | 0.2442 | 0.2144 | 0.211 | 0.4622 | 0.1218 | 0.2235 | 0.4756 | 0.391
|  | 250:00 | 0.0342 | 0.1126 | 0.0417 | 0.0331 | 0 | 0.0443 | 0.6116 | 0.7192 | 0.6437 | 0.673 | 0.5357 | 0.6367 | 0.2539 | 0.2189 | 0.0832 | 0.2615 | 0.2189 | 0.1829 | 0.2639 | 0.3827 | 0.1194 | 0.1837 | 0.5348 | 0.4067
|  | 251:00 | 0.1942 | 0.3514 | 0.1616 | 0.135 | 0.2637 | 0.2212 | 0.6439 | 0.7412 | 0.6888 | 0.7073 | 0.6221 | 0.6807 | 0.2578 | 0.2569 | 0.0778 | 0.283 | 0.2569 | 0.1906 | 0.2749 | 0.3577 | 0.0833 | 0.1578 | 0.4096 | 0.3342
|  | 252:00 | 0.2957 | 0.4244 | 0.2654 | 0.2368 | 0.363 | 0.3171 | 0.6289 | 0.7061 | 0.6587 | 0.6962 | 0.5973 | 0.6574 | 0.4001 | 0.3943 | 0.1274 | 0.4308 | 0.3943 | 0.2963 | 0.2494 | 0.3309 | 0.1363 | 0.178 | 0.4766 | 0.3658
|  | 253:00 | 0.305 | 0.4215 | 0.2358 | 0.2498 | 0.2043 | 0.2833 | 0.6135 | 0.6827 | 0.6518 | 0.6847 | 0.5707 | 0.6407 | 0.3731 | 0.4781 | 0.1346 | 0.4359 | 0.4781 | 0.3025 | 0.2457 | 0.2205 | 0.2593 | 0.1866 | 0.519 | 0.3762
|  | 254:00 | 0.3459 | 0.434 | 0.3104 | 0.2615 | 0.2312 | 0.3166 | 0.6307 | 0.7014 | 0.6195 | 0.6956 | 0.578 | 0.645 | 0.3191 | 0.374 | 0.1284 | 0.3824 | 0.374 | 0.2618 | 0.1385 | 0.1578 | 0.3163 | 0.1885 | 0.5607 | 0.3775
|  | 255:00 | 0.3538 | 0.4457 | 0.3882 | 0.3278 | 0.3458 | 0.3723 | 0.6294 | 0.7233 | 0.6472 | 0.7003 | 0.6186 | 0.6638 | 0.3271 | 0.3577 | 0.1359 | 0.3884 | 0.3577 | 0.2663 | 0.1036 | 0.1507 | 0.3751 | 0.2056 | 0.5191 | 0.3585
|  | 256:00 | 0.2996 | 0.439 | 0.3919 | 0.3014 | 0.4033 | 0.3671 | 0.525 | 0.6493 | 0.5138 | 0.6158 | 0.5103 | 0.5628 | 0.3402 | 0.2434 | 0.1229 | 0.2803 | 0.2434 | 0.2298 | 0.1511 | 0.1599 | 0.4214 | 0.2306 | 0.5075 | 0.3666
|  | 257:00 | 0 | 0.093 | 0.0033 | 0 | 0 | 0.0193 | 0.2582 | 0.4222 | 0.253 | 0.3649 | 0.2871 | 0.3171 | 0.3122 | 0.164 | 0.0951 | 0.235 | 0.164 | 0.1923 | 0.2309 | 0.1754 | 0.3658 | 0.1808 | 0.474 | 0.3537
|  | 258:00 | 0 | 0 | 0 | 0 | 0 | 0 | 0.0023 | 0.0535 | 0.0028 | 0.016 | 0.0296 | 0.0208 | 0.2482 | 0.1369 | 0.0696 | 0.1843 | 0.1369 | 0.1508 | 0.3112 | 0.2407 | 0.3945 | 0.195 | 0.4756 | 0.3823
|  | 259:00 | 0 | 0 | 0 | 0 | 0 | 0 | 0 | 0 | 0 | 0 | 0 | 0 | 0.3149 | 0.1944 | 0.0726 | 0.2675 | 0.1944 | 0.1942 | 0.4327 | 0.2939 | 0.4195 | 0.2558 | 0.5972 | 0.4746
|  | 260:00 | 0 | 0 | 0 | 0 | 0 | 0 | 0 | 0 | 0 | 0 | 0 | 0 | 0.3725 | 0.3874 | 0.1007 | 0.4032 | 0.3874 | 0.2715 | 0.5815 | 0.4926 | 0.399 | 0.4108 | 0.6535 | 0.5691
|  | 261:00 | 0 | 0 | 0 | 0 | 0 | 0 | 0 | 0 | 0 | 0 | 0 | 0 | 0.4355 | 0.6371 | 0.1335 | 0.5753 | 0.6371 | 0.3663 | 0.6936 | 0.6749 | 0.3912 | 0.5583 | 0.6958 | 0.6499
|  | 262:00 | 0 | 0 | 0 | 0 | 0 | 0 | 0 | 0 | 0 | 0 | 0 | 0 | 0.3971 | 0.6157 | 0.1254 | 0.5286 | 0.6157 | 0.3403 | 0.6634 | 0.6539 | 0.3687 | 0.4976 | 0.6786 | 0.6278
|  | 263:00 | 0 | 0 | 0 | 0 | 0 | 0 | 0 | 0 | 0 | 0 | 0 | 0 | 0.3623 | 0.4884 | 0.1061 | 0.4668 | 0.4884 | 0.2954 | 0.5693 | 0.6372 | 0.2842 | 0.399 | 0.6432 | 0.5816
|  | 264:00 | 0 | 0 | 0 | 0 | 0 | 0 | 0 | 0 | 0 | 0 | 0 | 0 | 0.3199 | 0.4131 | 0.095 | 0.4301 | 0.4131 | 0.2628 | 0.5608 | 0.6075 | 0.2597 | 0.3517 | 0.5578 | 0.5261
Dec | Winter | 265:00 | 0 | 0 | 0 | 0 | 0 | 0 | 0 | 0 | 0 | 0 | 0 | 0 | 0.4719 | 0.5229 | 0.1399 | 0.4926 | 0.5229 | 0.3491 | 0.2364 | 0.3373 | 0.2877 | 0.3273 | 0.3352 | 0.3187
|  | 266:00 | 0 | 0 | 0 | 0 | 0 | 0 | 0 | 0 | 0 | 0 | 0 | 0 | 0.4666 | 0.5238 | 0.1452 | 0.4859 | 0.5238 | 0.3485 | 0.302 | 0.4324 | 0.2989 | 0.361 | 0.3084 | 0.3369
|  | 267:00 | 0 | 0 | 0 | 0 | 0 | 0 | 0 | 0 | 0 | 0 | 0 | 0 | 0.4985 | 0.6102 | 0.1451 | 0.5007 | 0.6102 | 0.3706 | 0.3203 | 0.4686 | 0.2803 | 0.3302 | 0.2658 | 0.3223
|  | 268:00 | 0 | 0 | 0 | 0 | 0 | 0 | 0 | 0 | 0 | 0 | 0 | 0 | 0.5914 | 0.7272 | 0.188 | 0.6048 | 0.7272 | 0.4486 | 0.3039 | 0.4313 | 0.25 | 0.2878 | 0.2087 | 0.278
|  | 269:00 | 0 | 0 | 0 | 0 | 0 | 0 | 0 | 0 | 0 | 0 | 0 | 0 | 0.5618 | 0.7275 | 0.1916 | 0.6739 | 0.7275 | 0.4555 | 0.3084 | 0.4187 | 0.3223 | 0.342 | 0.2012 | 0.2826
|  | 270:00 | 0 | 0 | 0 | 0 | 0 | 0 | 0 | 0 | 0 | 0 | 0 | 0 | 0.5636 | 0.6389 | 0.1966 | 0.6871 | 0.6389 | 0.4501 | 0.2551 | 0.4641 | 0.3855 | 0.3944 | 0.196 | 0.2937
|  | 271:00 | 0 | 0 | 0 | 0 | 0 | 0 | 0 | 0 | 0 | 0 | 0 | 0 | 0.5482 | 0.5378 | 0.2003 | 0.6289 | 0.5378 | 0.4237 | 0.2229 | 0.4082 | 0.3854 | 0.35 | 0.1879 | 0.2714
|  | 272:00 | 0 | 0 | 0 | 0 | 0 | 0 | 0.0732 | 0.0373 | 0.0508 | 0.0733 | 0.0156 | 0.05 | 0.5238 | 0.478 | 0.1742 | 0.5699 | 0.478 | 0.3875 | 0.2453 | 0.3948 | 0.4315 | 0.4218 | 0.253 | 0.3121
|  | 273:00 | 0 | 0 | 0 | 0 | 0 | 0 | 0.3067 | 0.2851 | 0.2013 | 0.2352 | 0.2772 | 0.2611 | 0.4865 | 0.4222 | 0.1521 | 0.4886 | 0.4222 | 0.3453 | 0.3205 | 0.3883 | 0.5024 | 0.4605 | 0.3652 | 0.3853
|  | 274:00 | 0.0183 | 0.015 | 0 | 0 | 0 | 0.0067 | 0.3752 | 0.4332 | 0.1891 | 0.4127 | 0.6281 | 0.4077 | 0.4259 | 0.4918 | 0.1434 | 0.5635 | 0.4918 | 0.3479 | 0.3352 | 0.3814 | 0.3535 | 0.4013 | 0.3709 | 0.3686
|  | 275:00 | 0.0539 | 0.1665 | 0 | 0.0411 | 0.0835 | 0.069 | 0.4549 | 0.4581 | 0.3586 | 0.4777 | 0.5792 | 0.4657 | 0.4088 | 0.3514 | 0.1164 | 0.3851 | 0.3514 | 0.2802 | 0.384 | 0.3681 | 0.3077 | 0.4006 | 0.2964 | 0.3284
|  | 276:00 | 0.1171 | 0.2758 | 0 | 0.0947 | 0.2596 | 0.1494 | 0.4894 | 0.4967 | 0.4155 | 0.5139 | 0.6039 | 0.5039 | 0.3173 | 0.2512 | 0.0945 | 0.3002 | 0.2512 | 0.2168 | 0.3564 | 0.3482 | 0.3386 | 0.4946 | 0.3062 | 0.3334
|  | 277:00 | 0.1375 | 0.2614 | 0 | 0.1348 | 0.1239 | 0.1315 | 0.5035 | 0.5023 | 0.4164 | 0.4934 | 0.5964 | 0.5024 | 0.2204 | 0.2275 | 0.0653 | 0.2507 | 0.2275 | 0.1652 | 0.3314 | 0.3913 | 0.2679 | 0.3809 | 0.3634 | 0.356
|  | 278:00 | 0.1807 | 0.2808 | 0 | 0.1698 | 0.2947 | 0.1852 | 0.5438 | 0.4446 | 0.3934 | 0.4909 | 0.6306 | 0.5007 | 0.223 | 0.2988 | 0.0762 | 0.3063 | 0.2988 | 0.1898 | 0.4199 | 0.465 | 0.2974 | 0.318 | 0.4751 | 0.4393
|  | 279:00 | 0.2418 | 0.35 | 0.0196 | 0.1582 | 0.3508 | 0.2241 | 0.4848 | 0.5152 | 0.3527 | 0.4882 | 0.6868 | 0.5055 | 0.2479 | 0.3545 | 0.0783 | 0.3257 | 0.3545 | 0.2081 | 0.4124 | 0.5514 | 0.4275 | 0.3796 | 0.4937 | 0.4849
|  | 280:00 | 0.2 | 0.2984 | 0.0291 | 0.1806 | 0.283 | 0.1982 | 0.4386 | 0.4814 | 0.2267 | 0.4703 | 0.6508 | 0.4536 | 0.2655 | 0.3086 | 0.0799 | 0.3063 | 0.3086 | 0.2044 | 0.3687 | 0.6273 | 0.5371 | 0.4008 | 0.5856 | 0.5567
|  | 281:00 | 0.0079 | 0.0463 | 0 | 0 | 0 | 0.0109 | 0.2675 | 0.2315 | 0.1308 | 0.2817 | 0.4387 | 0.27 | 0.2866 | 0.2763 | 0.0858 | 0.3177 | 0.2763 | 0.2112 | 0.4285 | 0.6385 | 0.5691 | 0.4475 | 0.6157 | 0.5869
|  | 282:00 | 0 | 0 | 0 | 0 | 0 | 0 | 0.0131 | 0.0326 | 0.0018 | 0.0284 | 0.0773 | 0.0306 | 0.283 | 0.257 | 0.083 | 0.2928 | 0.257 | 0.2018 | 0.4886 | 0.683 | 0.5039 | 0.4649 | 0.6279 | 0.6032
|  | 283:00 | 0 | 0 | 0 | 0 | 0 | 0 | 0 | 0 | 0 | 0 | 0 | 0 | 0.2988 | 0.2298 | 0.0701 | 0.2516 | 0.2298 | 0.1896 | 0.6062 | 0.7746 | 0.4768 | 0.5106 | 0.7322 | 0.6885
|  | 284:00 | 0 | 0 | 0 | 0 | 0 | 0 | 0 | 0 | 0 | 0 | 0 | 0 | 0.3224 | 0.3149 | 0.0953 | 0.3431 | 0.3149 | 0.2347 | 0.5682 | 0.731 | 0.4241 | 0.5133 | 0.6216 | 0.6129
|  | 285:00 | 0 | 0 | 0 | 0 | 0 | 0 | 0 | 0 | 0 | 0 | 0 | 0 | 0.3692 | 0.4831 | 0.1236 | 0.4815 | 0.4831 | 0.3067 | 0.5342 | 0.6523 | 0.3737 | 0.5612 | 0.4975 | 0.5253
|  | 286:00 | 0 | 0 | 0 | 0 | 0 | 0 | 0 | 0 | 0 | 0 | 0 | 0 | 0.4286 | 0.4939 | 0.1116 | 0.4656 | 0.4939 | 0.3167 | 0.6524 | 0.6443 | 0.3108 | 0.474 | 0.5407 | 0.5475
|  | 287:00 | 0 | 0 | 0 | 0 | 0 | 0 | 0 | 0 | 0 | 0 | 0 | 0 | 0.4504 | 0.463 | 0.1035 | 0.3904 | 0.463 | 0.301 | 0.5929 | 0.7208 | 0.2377 | 0.4024 | 0.4685 | 0.5102
|  | 288:00 | 0 | 0 | 0 | 0 | 0 | 0 | 0 | 0 | 0 | 0 | 0 | 0 | 0.4102 | 0.4017 | 0.1166 | 0.3392 | 0.4017 | 0.2775 | 0.4699 | 0.654 | 0.1394 | 0.2952 | 0.3673 | 0.4144

## CapFactor_hour_7daysyear
|  |  | SolarCSP | [5 empty] | Solar PVSAT | [5 empty] | wind | [5 empty] | new wind
Month | Season | Hour | Northeast | West | Coastal | South | Panhandle | ERCOT total | Northeast | West | Coastal | South | Panhandle | ERCOT total | Northeast | West | Coastal | South | Panhandle | ERCOT total | Northeast | West | Coastal | South | Panhandle | ERCOT total
Jan | Winter | 1:00 | 0 | 0 | 0 | 0 | 0 | 0 | 0 | 0 | 0 | 0 | 0 | 0 | 0.3568 | 0.5495 | 0.1516 | 0.468 | 0.5495 | 0.3196 | 0.2986 | 0.444 | 0.5613 | 0.4138 | 0.3381 | 0.3864 | ERCOT total
|  | 2:00 | 0 | 0 | 0 | 0 | 0 | 0 | 0 | 0 | 0 | 0 | 0 | 0 | 0.3479 | 0.4695 | 0.1469 | 0.3893 | 0.4695 | 0.29 | 0.327 | 0.4754 | 0.4899 | 0.3877 | 0.4128 | 0.4249 |  | SOLAR CSP | [7 empty] | SOLAR PVSAT | [7 empty] | wind | [7 empty] | wind-new
|  | 3:00 | 0 | 0 | 0 | 0 | 0 | 0 | 0 | 0 | 0 | 0 | 0 | 0 | 0.2804 | 0.3726 | 0.1093 | 0.3164 | 0.3726 | 0.23 | 0.37 | 0.4737 | 0.4768 | 0.3958 | 0.4304 | 0.4371 |  | Spring | Summer | Fall | [5 empty] | Spring | Summer | Fall | [5 empty] | Spring | Summer | Fall | [5 empty] | Spring | Summer | Fall
|  | 4:00 | 0 | 0 | 0 | 0 | 0 | 0 | 0 | 0 | 0 | 0 | 0 | 0 | 0.2342 | 0.3478 | 0.0975 | 0.3163 | 0.3478 | 0.2092 | 0.3676 | 0.4877 | 0.4445 | 0.3451 | 0.4158 | 0.4267 | 1:00 | 0 | 0 | 0 |  |  |  |  | 1:00 | 0 | 0 | 0 |  |  |  |  | 1:00 | 0.456 | 0.3183 | 0.4011 |  |  |  |  | 1:00 | 0.6593 | 0.5212 | 0.4044
|  | 5:00 | 0 | 0 | 0 | 0 | 0 | 0 | 0 | 0 | 0 | 0 | 0 | 0 | 0.2181 | 0.4143 | 0.1077 | 0.3794 | 0.4143 | 0.2292 | 0.4697 | 0.5277 | 0.4166 | 0.319 | 0.4361 | 0.4531 | 2:00 | 0 | 0 | 0 |  |  |  |  | 2:00 | 0 | 0 | 0 |  |  |  |  | 2:00 | 0.4475 | 0.2584 | 0.3881 |  |  |  |  | 2:00 | 0.6402 | 0.464 | 0.3664
|  | 6:00 | 0 | 0 | 0 | 0 | 0 | 0 | 0 | 0 | 0 | 0 | 0 | 0 | 0.2129 | 0.3977 | 0.0985 | 0.3798 | 0.3977 | 0.2221 | 0.5254 | 0.4825 | 0.4084 | 0.2792 | 0.4479 | 0.4525 | 3:00 | 0 | 0 | 0 |  |  |  |  | 3:00 | 0 | 0 | 0 |  |  |  |  | 3:00 | 0.4666 | 0.2446 | 0.3531 |  |  |  |  | 3:00 | 0.6353 | 0.4585 | 0.3587
|  | 7:00 | 0 | 0 | 0 | 0 | 0 | 0 | 0 | 0 | 0 | 0 | 0 | 0 | 0.2412 | 0.4065 | 0.0928 | 0.4028 | 0.4065 | 0.2335 | 0.547 | 0.4158 | 0.3878 | 0.2571 | 0.3644 | 0.3946 | 4:00 | 0 | 0 | 0 |  |  |  |  | 4:00 | 0 | 0 | 0 |  |  |  |  | 4:00 | 0.4386 | 0.2694 | 0.3502 |  |  |  |  | 4:00 | 0.6181 | 0.4249 | 0.3711
|  | 8:00 | 0 | 0 | 0 | 0 | 0 | 0 | 0.0045 | 0.0219 | 0.0251 | 0.0131 | 0 | 0.0129 | 0.2647 | 0.4105 | 0.0979 | 0.4313 | 0.4105 | 0.2483 | 0.5022 | 0.409 | 0.435 | 0.2519 | 0.3418 | 0.3818 | 5:00 | 0 | 0 | 0 |  |  |  |  | 5:00 | 0 | 0 | 0 |  |  |  |  | 5:00 | 0.3995 | 0.2559 | 0.3263 |  |  |  |  | 5:00 | 0.6218 | 0.4142 | 0.374
|  | 9:00 | 0 | 0 | 0 | 0 | 0 | 0 | 0.2699 | 0.3216 | 0.241 | 0.196 | 0.2884 | 0.2634 | 0.3084 | 0.4286 | 0.1059 | 0.46 | 0.4286 | 0.2717 | 0.4811 | 0.4342 | 0.4567 | 0.2836 | 0.3414 | 0.3888 | 6:00 | 0 | 0 | 0 |  |  |  |  | 6:00 | 0.0007 | 0.0066 | 0 |  |  |  |  | 6:00 | 0.3679 | 0.2693 | 0.2879 |  |  |  |  | 6:00 | 0.6604 | 0.3747 | 0.3691
|  | 10:00 | 0 | 0.0509 | 0 | 0 | 0 | 0.0102 | 0.5401 | 0.5986 | 0.4245 | 0.4177 | 0.6374 | 0.5236 | 0.2509 | 0.3759 | 0.0788 | 0.3964 | 0.3759 | 0.2258 | 0.4426 | 0.4063 | 0.2755 | 0.1751 | 0.4119 | 0.388 | 7:00 | 0 | 0 | 0 |  |  |  |  | 7:00 | 0.0958 | 0.1847 | 0.0053 |  |  |  |  | 7:00 | 0.3345 | 0.2529 | 0.2757 |  |  |  |  | 7:00 | 0.6425 | 0.3314 | 0.3716
|  | 11:00 | 0.1321 | 0.2156 | 0.044 | 0.0372 | 0.2493 | 0.1356 | 0.6567 | 0.6735 | 0.472 | 0.5395 | 0.7435 | 0.617 | 0.2417 | 0.4009 | 0.0773 | 0.3721 | 0.4009 | 0.2207 | 0.3362 | 0.3106 | 0.1529 | 0.0933 | 0.2399 | 0.2503 | 8:00 | 0 | 0.0126 | 0 |  |  |  |  | 8:00 | 0.3954 | 0.5577 | 0.2447 |  |  |  |  | 8:00 | 0.2531 | 0.1969 | 0.2739 |  |  |  |  | 8:00 | 0.5487 | 0.263 | 0.3395
|  | 12:00 | 0.3054 | 0.4031 | 0.1489 | 0.0974 | 0.5056 | 0.2921 | 0.6656 | 0.6866 | 0.4938 | 0.4987 | 0.7199 | 0.6129 | 0.3135 | 0.5426 | 0.0906 | 0.4699 | 0.5426 | 0.2825 | 0.2676 | 0.2322 | 0.1413 | 0.0823 | 0.2119 | 0.2089 | 9:00 | 0.1115 | 0.3277 | 0.1213 |  |  |  |  | 9:00 | 0.5971 | 0.7871 | 0.5463 |  |  |  |  | 9:00 | 0.1942 | 0.1483 | 0.2734 |  |  |  |  | 9:00 | 0.4574 | 0.2138 | 0.3193
|  | 13:00 | 0.3225 | 0.4281 | 0.1528 | 0.1441 | 0.4484 | 0.2992 | 0.6469 | 0.6762 | 0.4806 | 0.5492 | 0.6737 | 0.6053 | 0.3236 | 0.4488 | 0.0923 | 0.4197 | 0.4488 | 0.2649 | 0.2502 | 0.2231 | 0.086 | 0.0813 | 0.2155 | 0.2004 | 10:00 | 0.4102 | 0.7272 | 0.4494 |  |  |  |  | 10:00 | 0.7258 | 0.8678 | 0.6572 |  |  |  |  | 10:00 | 0.1881 | 0.1279 | 0.208 |  |  |  |  | 10:00 | 0.3256 | 0.1674 | 0.2213
|  | 14:00 | 0.3302 | 0.4308 | 0.1496 | 0.1222 | 0.4493 | 0.2964 | 0.6532 | 0.6725 | 0.4883 | 0.504 | 0.6743 | 0.5985 | 0.2821 | 0.3345 | 0.0801 | 0.3104 | 0.3345 | 0.213 | 0.3055 | 0.2085 | 0.0752 | 0.0809 | 0.1967 | 0.1926 | 11:00 | 0.4276 | 0.8504 | 0.5743 |  |  |  |  | 11:00 | 0.7521 | 0.8733 | 0.6891 |  |  |  |  | 11:00 | 0.1917 | 0.1143 | 0.1874 |  |  |  |  | 11:00 | 0.3857 | 0.1674 | 0.1462
|  | 15:00 | 0.3472 | 0.4698 | 0.1874 | 0.1646 | 0.505 | 0.3348 | 0.6542 | 0.6929 | 0.5334 | 0.4874 | 0.7178 | 0.6171 | 0.2794 | 0.3135 | 0.0725 | 0.2824 | 0.3135 | 0.2012 | 0.3231 | 0.19 | 0.0991 | 0.0871 | 0.1995 | 0.1949 | 12:00 | 0.371 | 0.8741 | 0.5459 |  |  |  |  | 12:00 | 0.8102 | 0.8498 | 0.655 |  |  |  |  | 12:00 | 0.2841 | 0.0962 | 0.2272 |  |  |  |  | 12:00 | 0.529 | 0.1374 | 0.2479
|  | 16:00 | 0.3221 | 0.4663 | 0.2666 | 0.0936 | 0.5566 | 0.341 | 0.5781 | 0.6588 | 0.5262 | 0.3709 | 0.7186 | 0.5705 | 0.3382 | 0.3482 | 0.0767 | 0.2834 | 0.3482 | 0.2237 | 0.3218 | 0.2012 | 0.1452 | 0.1121 | 0.1988 | 0.2033 | 13:00 | 0.339 | 0.926 | 0.4855 |  |  |  |  | 13:00 | 0.8016 | 0.8493 | 0.6973 |  |  |  |  | 13:00 | 0.3406 | 0.1161 | 0.1929 |  |  |  |  | 13:00 | 0.5802 | 0.1692 | 0.238
|  | 17:00 | 0.055 | 0.2775 | 0.0813 | 0.0652 | 0.4715 | 0.1901 | 0.3663 | 0.4849 | 0.3331 | 0.2389 | 0.5902 | 0.4027 | 0.3664 | 0.32 | 0.1055 | 0.2864 | 0.32 | 0.2405 | 0.3099 | 0.2105 | 0.2156 | 0.1353 | 0.2296 | 0.2286 | 14:00 | 0.4448 | 0.9171 | 0.417 |  |  |  |  | 14:00 | 0.8069 | 0.8466 | 0.6645 |  |  |  |  | 14:00 | 0.2997 | 0.1834 | 0.1645 |  |  |  |  | 14:00 | 0.5397 | 0.186 | 0.2824
|  | 18:00 | 0 | 0 | 0 | 0 | 0 | 0 | 0.0521 | 0.155 | 0.0411 | 0.0641 | 0.2317 | 0.1088 | 0.356 | 0.3813 | 0.1159 | 0.3203 | 0.3813 | 0.2557 | 0.3066 | 0.2415 | 0.302 | 0.1682 | 0.2813 | 0.2725 | 15:00 | 0.3666 | 0.9005 | 0.515 |  |  |  |  | 15:00 | 0.8102 | 0.8518 | 0.6945 |  |  |  |  | 15:00 | 0.2589 | 0.1645 | 0.1581 |  |  |  |  | 15:00 | 0.4448 | 0.2004 | 0.2468
|  | 19:00 | 0 | 0 | 0 | 0 | 0 | 0 | 0 | 0.001 | 0 | 0 | 0 | 0.0002 | 0.4174 | 0.49 | 0.1369 | 0.428 | 0.49 | 0.3158 | 0.3926 | 0.3174 | 0.4002 | 0.3055 | 0.3626 | 0.3575 | 16:00 | 0.3849 | 0.8556 | 0.4608 |  |  |  |  | 16:00 | 0.7089 | 0.8531 | 0.6358 |  |  |  |  | 16:00 | 0.2578 | 0.1475 | 0.1577 |  |  |  |  | 16:00 | 0.4542 | 0.218 | 0.299
|  | 20:00 | 0 | 0 | 0 | 0 | 0 | 0 | 0 | 0 | 0 | 0 | 0 | 0 | 0.4117 | 0.4638 | 0.1393 | 0.4489 | 0.4638 | 0.3162 | 0.47 | 0.4323 | 0.4542 | 0.3349 | 0.4861 | 0.4618 | 17:00 | 0.4101 | 0.7436 | 0.3705 |  |  |  |  | 17:00 | 0.7081 | 0.7916 | 0.4353 |  |  |  |  | 17:00 | 0.2615 | 0.1508 | 0.1695 |  |  |  |  | 17:00 | 0.5143 | 0.2165 | 0.3226
|  | 21:00 | 0 | 0 | 0 | 0 | 0 | 0 | 0 | 0 | 0 | 0 | 0 | 0 | 0.4085 | 0.4365 | 0.1338 | 0.456 | 0.4365 | 0.3112 | 0.5246 | 0.5675 | 0.488 | 0.3838 | 0.6013 | 0.5624 | 18:00 | 0.0695 | 0.5343 | 0.0273 |  |  |  |  | 18:00 | 0.4816 | 0.6451 | 0.0906 |  |  |  |  | 18:00 | 0.3254 | 0.1979 | 0.1704 |  |  |  |  | 18:00 | 0.561 | 0.2466 | 0.345
|  | 22:00 | 0 | 0 | 0 | 0 | 0 | 0 | 0 | 0 | 0 | 0 | 0 | 0 | 0.4282 | 0.4514 | 0.1346 | 0.4334 | 0.4514 | 0.3144 | 0.4238 | 0.5284 | 0.35 | 0.3889 | 0.5725 | 0.5121 | 19:00 | 0 | 0.0418 | 0 |  |  |  |  | 19:00 | 0.1357 | 0.3408 | 0.0001 |  |  |  |  | 19:00 | 0.4104 | 0.2265 | 0.1889 |  |  |  |  | 19:00 | 0.6292 | 0.2769 | 0.419
|  | 23:00 | 0 | 0 | 0 | 0 | 0 | 0 | 0 | 0 | 0 | 0 | 0 | 0 | 0.4664 | 0.4958 | 0.1266 | 0.435 | 0.4958 | 0.3275 | 0.3396 | 0.4841 | 0.3129 | 0.4767 | 0.527 | 0.4694 | 20:00 | 0 | 0 | 0 |  |  |  |  | 20:00 | 0.0039 | 0.0411 | 0 |  |  |  |  | 20:00 | 0.431 | 0.2566 | 0.2666 |  |  |  |  | 20:00 | 0.7398 | 0.3917 | 0.4129
|  | 24:00 | 0 | 0 | 0 | 0 | 0 | 0 | 0 | 0 | 0 | 0 | 0 | 0 | 0.4185 | 0.4117 | 0.1115 | 0.3986 | 0.4117 | 0.2907 | 0.3879 | 0.4293 | 0.2613 | 0.4427 | 0.4378 | 0.4103 | 21:00 | 0 | 0 | 0 |  |  |  |  | 21:00 | 0 | 0 | 0 |  |  |  |  | 21:00 | 0.4282 | 0.2818 | 0.3625 |  |  |  |  | 21:00 | 0.8021 | 0.5139 | 0.4091
Feb |  | 25:00 | 0 | 0 | 0 | 0 | 0 | 0 | 0 | 0 | 0 | 0 | 0 | 0 | 0.2844 | 0.3183 | 0.0688 | 0.2738 | 0.3183 | 0.2 | 0.1647 | 0.424 | 0.1211 | 0.2983 | 0.4965 | 0.3909 | 22:00 | 0 | 0 | 0 |  |  |  |  | 22:00 | 0 | 0 | 0 |  |  |  |  | 22:00 | 0.4818 | 0.265 | 0.3886 |  |  |  |  | 22:00 | 0.7607 | 0.5082 | 0.4432
|  | 26:00 | 0 | 0 | 0 | 0 | 0 | 0 | 0 | 0 | 0 | 0 | 0 | 0 | 0.332 | 0.3813 | 0.0903 | 0.3219 | 0.3813 | 0.239 | 0.1949 | 0.4511 | 0.2229 | 0.3483 | 0.5077 | 0.4199 | 23:00 | 0 | 0 | 0 |  |  |  |  | 23:00 | 0 | 0 | 0 |  |  |  |  | 23:00 | 0.4783 | 0.2656 | 0.3574 |  |  |  |  | 23:00 | 0.7406 | 0.4857 | 0.4605
|  | 27:00 | 0 | 0 | 0 | 0 | 0 | 0 | 0 | 0 | 0 | 0 | 0 | 0 | 0.3772 | 0.4151 | 0.1022 | 0.3595 | 0.4151 | 0.2681 | 0.198 | 0.4549 | 0.3615 | 0.428 | 0.4385 | 0.4057 | 24:00 | 0 | 0 | 0 |  |  |  |  | 24:00 | 0 | 0 | 0 |  |  |  |  | 24:00 | 0.489 | 0.3226 | 0.3593 |  |  |  |  | 24:00 | 0.5846 | 0.4917 | 0.4745
|  | 28:00 | 0 | 0 | 0 | 0 | 0 | 0 | 0 | 0 | 0 | 0 | 0 | 0 | 0.4551 | 0.4277 | 0.1189 | 0.4112 | 0.4277 | 0.3085 | 0.2824 | 0.4716 | 0.5008 | 0.5376 | 0.3863 | 0.4136
|  | 29:00 | 0 | 0 | 0 | 0 | 0 | 0 | 0 | 0 | 0 | 0 | 0 | 0 | 0.4607 | 0.4496 | 0.1361 | 0.4468 | 0.4496 | 0.3266 | 0.2791 | 0.4928 | 0.4842 | 0.5103 | 0.4603 | 0.4521
|  | 30:00 | 0 | 0 | 0 | 0 | 0 | 0 | 0 | 0 | 0 | 0 | 0 | 0 | 0.3806 | 0.4284 | 0.1214 | 0.453 | 0.4284 | 0.2968 | 0.2551 | 0.4717 | 0.3965 | 0.3981 | 0.4786 | 0.4388 | Northeast
|  | 31:00 | 0 | 0 | 0 | 0 | 0 | 0 | 0 | 0 | 0 | 0 | 0 | 0 | 0.394 | 0.3987 | 0.1186 | 0.4517 | 0.3987 | 0.2957 | 0.3075 | 0.4713 | 0.3814 | 0.4096 | 0.51 | 0.4592 |  | SOLAR CSP | [7 empty] | SOLAR PVSAT | [7 empty] | wind | [7 empty] | new-wind
|  | 32:00 | 0 | 0 | 0 | 0 | 0 | 0 | 0.0791 | 0.064 | 0.1298 | 0.0621 | 0.0053 | 0.0681 | 0.3904 | 0.3987 | 0.0997 | 0.4025 | 0.3987 | 0.2773 | 0.2508 | 0.457 | 0.3425 | 0.447 | 0.476 | 0.4297 |  | 1 | 2 | 3 | 4 | 5 | 6 | 7 |  | 1 | 2 | 3 | 4 | 5 | 6 | 7 |  | 1 | 2 | 3 | 4 | 5 | 6 | 7 |  | 1 | 2 | 3 | 4 | 5 | 6 | 7
|  | 33:00 | 0 | 0 | 0 | 0 | 0 | 0 | 0.4657 | 0.4355 | 0.4771 | 0.3181 | 0.3369 | 0.4067 | 0.4001 | 0.4322 | 0.0942 | 0.3929 | 0.4322 | 0.2799 | 0.2143 | 0.4694 | 0.3063 | 0.5191 | 0.4703 | 0.4246 | 1:00 | 0 | 0 | 0 | 0 | 0 | 0 | 0 | 1:00 | 0 | 0 | 0 | 0 | 0 | 0 | 0 | 1:00 | 0.6273 | 0.6336 | 0.0843 | 0.2996 | 0.5019 | 0.2339 | 0.2414 | 1:00 | 0.8029 | 0.6847 | 0.097 | 0.2924 | 0.7109 | 0.2425 | 0.2197
|  | 34:00 | 0.0943 | 0.1206 | 0.0771 | 0 | 0 | 0.0584 | 0.7051 | 0.7039 | 0.6804 | 0.5522 | 0.6468 | 0.6577 | 0.4204 | 0.4703 | 0.138 | 0.4736 | 0.4703 | 0.3238 | 0.1795 | 0.5433 | 0.2414 | 0.402 | 0.4187 | 0.3987 | 2:00 | 0 | 0 | 0 | 0 | 0 | 0 | 0 | 2:00 | 0 | 0 | 0 | 0 | 0 | 0 | 0 | 2:00 | 0.6208 | 0.5789 | 0.096 | 0.3203 | 0.5061 | 0.2076 | 0.2526 | 2:00 | 0.8044 | 0.6208 | 0.0735 | 0.3104 | 0.6603 | 0.2024 | 0.1822
|  | 35:00 | 0.2844 | 0.5028 | 0.2332 | 0.0384 | 0.2473 | 0.2612 | 0.7824 | 0.7697 | 0.698 | 0.6017 | 0.7572 | 0.7218 | 0.4548 | 0.5354 | 0.157 | 0.5414 | 0.5354 | 0.3623 | 0.1735 | 0.6101 | 0.212 | 0.3594 | 0.4739 | 0.4356 | 3:00 | 0 | 0 | 0 | 0 | 0 | 0 | 0 | 3:00 | 0 | 0 | 0 | 0 | 0 | 0 | 0 | 3:00 | 0.6308 | 0.4866 | 0.1176 | 0.297 | 0.5042 | 0.2419 | 0.2376 | 3:00 | 0.7611 | 0.5155 | 0.0555 | 0.2989 | 0.6704 | 0.2255 | 0.1779
|  | 36:00 | 0.4503 | 0.5996 | 0.2676 | 0.093 | 0.5459 | 0.3913 | 0.7764 | 0.7446 | 0.6983 | 0.671 | 0.7611 | 0.7303 | 0.528 | 0.5736 | 0.1734 | 0.5493 | 0.5736 | 0.3956 | 0.2558 | 0.6836 | 0.4384 | 0.3501 | 0.6124 | 0.5566 | 4:00 | 0 | 0 | 0 | 0 | 0 | 0 | 0 | 4:00 | 0 | 0 | 0 | 0 | 0 | 0 | 0 | 4:00 | 0.6166 | 0.4758 | 0.1437 | 0.2808 | 0.5041 | 0.2338 | 0.2193 | 4:00 | 0.6792 | 0.4659 | 0.0462 | 0.192 | 0.6294 | 0.2109 | 0.2098
|  | 37:00 | 0.4974 | 0.6087 | 0.2485 | 0.1189 | 0.4577 | 0.3862 | 0.7441 | 0.7473 | 0.6806 | 0.6304 | 0.7424 | 0.709 | 0.4439 | 0.4078 | 0.1589 | 0.4572 | 0.4078 | 0.3281 | 0.2891 | 0.6269 | 0.3501 | 0.2159 | 0.7052 | 0.5781 | 5:00 | 0 | 0 | 0 | 0 | 0 | 0 | 0 | 5:00 | 0 | 0 | 0 | 0 | 0 | 0 | 0 | 5:00 | 0.6198 | 0.3841 | 0.1301 | 0.2829 | 0.4837 | 0.1939 | 0.2238 | 5:00 | 0.6805 | 0.4086 | 0.0419 | 0.1723 | 0.5662 | 0.1534 | 0.3118
|  | 38:00 | 0.4976 | 0.6204 | 0.0852 | 0.1236 | 0.3809 | 0.3415 | 0.7565 | 0.7493 | 0.7248 | 0.6099 | 0.7305 | 0.7142 | 0.3597 | 0.3062 | 0.1286 | 0.3466 | 0.3062 | 0.2582 | 0.2096 | 0.5038 | 0.2281 | 0.2448 | 0.6404 | 0.4961 | 6:00 | 0 | 0 | 0 | 0 | 0 | 0 | 0 | 6:00 | 0 | 0.0586 | 0.0088 | 0.0019 | 0 | 0 | 0 | 6:00 | 0.6119 | 0.285 | 0.1174 | 0.255 | 0.4562 | 0.1634 | 0.23 | 6:00 | 0.6542 | 0.3014 | 0.0335 | 0.1797 | 0.5592 | 0.1365 | 0.3372
|  | 39:00 | 0.4094 | 0.6377 | 0.0976 | 0.111 | 0.3474 | 0.3206 | 0.7402 | 0.6425 | 0.5915 | 0.5894 | 0.7166 | 0.6561 | 0.4351 | 0.3687 | 0.1434 | 0.3977 | 0.3687 | 0.3029 | 0.2128 | 0.5183 | 0.4061 | 0.352 | 0.5536 | 0.4812 | 7:00 | 0 | 0 | 0 | 0 | 0 | 0 | 0 | 7:00 | 0.0035 | 0.3386 | 0.1719 | 0.106 | 0.0066 | 0.0089 | 0 | 7:00 | 0.528 | 0.2667 | 0.0947 | 0.2369 | 0.3927 | 0.1451 | 0.2547 | 7:00 | 0.6552 | 0.2799 | 0.0198 | 0.1587 | 0.5952 | 0.1178 | 0.29
|  | 40:00 | 0.4467 | 0.6345 | 0.0897 | 0.1039 | 0.4589 | 0.3467 | 0.6328 | 0.6613 | 0.4989 | 0.4689 | 0.7239 | 0.5972 | 0.4177 | 0.3212 | 0.1424 | 0.3887 | 0.3212 | 0.2902 | 0.2718 | 0.5246 | 0.4751 | 0.369 | 0.442 | 0.442 | 8:00 | 0 | 0.0772 | 0 | 0 | 0 | 0 | 0 | 8:00 | 0.187 | 0.5392 | 0.3592 | 0.3794 | 0.2175 | 0.1974 | 0.0081 | 8:00 | 0.5536 | 0.3121 | 0.0524 | 0.1985 | 0.3914 | 0.1757 | 0.2733 | 8:00 | 0.6795 | 0.2921 | 0.0092 | 0.1262 | 0.5669 | 0.0981 | 0.3192
|  | 41:00 | 0.2648 | 0.4357 | 0 | 0.0552 | 0.1652 | 0.1842 | 0.4947 | 0.4604 | 0.2752 | 0.3842 | 0.5866 | 0.4402 | 0.3908 | 0.3303 | 0.1453 | 0.4009 | 0.3303 | 0.2873 | 0.3113 | 0.5425 | 0.4396 | 0.3181 | 0.439 | 0.4427 | 9:00 | 0 | 0.4012 | 0.1945 | 0.1268 | 0 | 0 | 0 | 9:00 | 0.6029 | 0.7132 | 0.53 | 0.4793 | 0.6855 | 0.4871 | 0.2117 | 9:00 | 0.5874 | 0.352 | 0.0266 | 0.1773 | 0.4042 | 0.2338 | 0.3084 | 9:00 | 0.7184 | 0.3112 | 0.0032 | 0.0959 | 0.5328 | 0.0926 | 0.3786
|  | 42:00 | 0.003 | 0.0611 | 0 | 0 | 0.0161 | 0.016 | 0.1547 | 0.1866 | 0.0869 | 0.182 | 0.3008 | 0.1822 | 0.4544 | 0.444 | 0.1727 | 0.5011 | 0.444 | 0.3496 | 0.3525 | 0.61 | 0.5217 | 0.4204 | 0.492 | 0.5031 | 10:00 | 0.2775 | 0.5656 | 0.3076 | 0.3967 | 0.3613 | 0.2157 | 0.0675 | 10:00 | 0.7365 | 0.7407 | 0.6251 | 0.7155 | 0.8142 | 0.6294 | 0.3492 | 10:00 | 0.5358 | 0.3609 | 0.0169 | 0.1296 | 0.3498 | 0.2222 | 0.3483 | 10:00 | 0.7244 | 0.3356 | 0.0003 | 0.0498 | 0.4922 | 0.1147 | 0.2597
|  | 43:00 | 0 | 0 | 0 | 0 | 0 | 0 | 0.0001 | 0.006 | 0 | 0.0011 | 0.0086 | 0.0031 | 0.4559 | 0.5069 | 0.1732 | 0.4982 | 0.5069 | 0.3571 | 0.3847 | 0.6305 | 0.496 | 0.5177 | 0.5377 | 0.5357 | 11:00 | 0.5059 | 0.5277 | 0.3133 | 0.5348 | 0.6891 | 0.3534 | 0.1402 | 11:00 | 0.7544 | 0.7552 | 0.6873 | 0.781 | 0.7844 | 0.619 | 0.3977 | 11:00 | 0.5438 | 0.3487 | 0.0112 | 0.1176 | 0.3096 | 0.1106 | 0.4005 | 11:00 | 0.8551 | 0.2961 | 0.0016 | 0.06 | 0.6544 | 0.0748 | 0.1881
|  | 44:00 | 0 | 0 | 0 | 0 | 0 | 0 | 0 | 0 | 0 | 0 | 0 | 0 | 0.5011 | 0.5979 | 0.1737 | 0.5674 | 0.5979 | 0.3946 | 0.4378 | 0.6775 | 0.4221 | 0.5388 | 0.4807 | 0.5162 | 12:00 | 0.3671 | 0.6506 | 0.2937 | 0.766 | 0.6133 | 0.3681 | 0.1428 | 12:00 | 0.6496 | 0.8539 | 0.6531 | 0.8013 | 0.7318 | 0.6545 | 0.3592 | 12:00 | 0.5585 | 0.4319 | 0.0129 | 0.1171 | 0.3028 | 0.0906 | 0.3066 | 12:00 | 0.8523 | 0.3926 | 0.0047 | 0.0962 | 0.6641 | 0.1133 | 0.1245
|  | 45:00 | 0 | 0 | 0 | 0 | 0 | 0 | 0 | 0 | 0 | 0 | 0 | 0 | 0.5414 | 0.6738 | 0.171 | 0.6219 | 0.6738 | 0.4247 | 0.501 | 0.713 | 0.3751 | 0.5152 | 0.4428 | 0.5059 | 13:00 | 0.3372 | 0.8004 | 0.3436 | 0.8565 | 0.5996 | 0.5012 | 0.1288 | 13:00 | 0.6579 | 0.857 | 0.6774 | 0.7951 | 0.7122 | 0.7005 | 0.3887 | 13:00 | 0.517 | 0.5117 | 0.0212 | 0.0882 | 0.287 | 0.104 | 0.2485 | 13:00 | 0.8306 | 0.4797 | 0.0141 | 0.0497 | 0.6385 | 0.1142 | 0.1229
|  | 46:00 | 0 | 0 | 0 | 0 | 0 | 0 | 0 | 0 | 0 | 0 | 0 | 0 | 0.541 | 0.7208 | 0.1773 | 0.6598 | 0.7208 | 0.4403 | 0.4969 | 0.7158 | 0.3265 | 0.5712 | 0.3604 | 0.4616 | 14:00 | 0.3947 | 0.7817 | 0.2854 | 0.8086 | 0.652 | 0.6097 | 0.1201 | 14:00 | 0.6216 | 0.8757 | 0.5698 | 0.7939 | 0.7487 | 0.7283 | 0.345 | 14:00 | 0.5195 | 0.482 | 0.0305 | 0.0883 | 0.2619 | 0.0711 | 0.1554 | 14:00 | 0.8545 | 0.4206 | 0.0224 | 0.0329 | 0.5696 | 0.0908 | 0.1342
|  | 47:00 | 0 | 0 | 0 | 0 | 0 | 0 | 0 | 0 | 0 | 0 | 0 | 0 | 0.4343 | 0.4994 | 0.1476 | 0.5444 | 0.4994 | 0.3491 | 0.4421 | 0.6198 | 0.1502 | 0.3745 | 0.4015 | 0.4254 | 15:00 | 0.4175 | 0.5547 | 0.4985 | 0.845 | 0.7306 | 0.748 | 0.137 | 15:00 | 0.6902 | 0.7115 | 0.7037 | 0.828 | 0.7922 | 0.7685 | 0.3894 | 15:00 | 0.5236 | 0.4602 | 0.0404 | 0.1725 | 0.2663 | 0.0413 | 0.1006 | 15:00 | 0.8162 | 0.4309 | 0.0202 | 0.0732 | 0.6097 | 0.0224 | 0.0938
|  | 48:00 | 0 | 0 | 0 | 0 | 0 | 0 | 0 | 0 | 0 | 0 | 0 | 0 | 0.421 | 0.4545 | 0.1312 | 0.4711 | 0.4545 | 0.3189 | 0.3769 | 0.5331 | 0.2578 | 0.3324 | 0.3917 | 0.404 | 16:00 | 0.511 | 0.5421 | 0.4094 | 0.8204 | 0.7661 | 0.7516 | 0.1227 | 16:00 | 0.6675 | 0.82 | 0.6388 | 0.7909 | 0.7671 | 0.7329 | 0.2559 | 16:00 | 0.5058 | 0.4409 | 0.0904 | 0.2013 | 0.2447 | 0.0374 | 0.1587 | 16:00 | 0.8141 | 0.3933 | 0.059 | 0.1013 | 0.6206 | 0.0071 | 0.0827
Mar | Spring | 49:00 | 0 | 0 | 0 | 0 | 0 | 0 | 0 | 0 | 0 | 0 | 0 | 0 | 0.4019 | 0.438 | 0.1198 | 0.491 | 0.438 | 0.3109 | 0.5272 | 0.6632 | 0.4977 | 0.4303 | 0.3493 | 0.4609 | 17:00 | 0.1214 | 0.6877 | 0.2714 | 0.5256 | 0.1972 | 0.2454 | 0.1213 | 17:00 | 0.4937 | 0.7689 | 0.5167 | 0.5921 | 0.5652 | 0.562 | 0.2873 | 17:00 | 0.5274 | 0.4908 | 0.1327 | 0.2013 | 0.2557 | 0.0385 | 0.1271 | 17:00 | 0.8035 | 0.4464 | 0.0938 | 0.1163 | 0.5845 | 0.0049 | 0.094
|  | 50:00 | 0 | 0 | 0 | 0 | 0 | 0 | 0 | 0 | 0 | 0 | 0 | 0 | 0.4382 | 0.5198 | 0.1161 | 0.4927 | 0.5198 | 0.3297 | 0.444 | 0.6632 | 0.4995 | 0.4095 | 0.4172 | 0.4848 | 18:00 | 0 | 0.5482 | 0.2261 | 0.3036 | 0 | 0 | 0 | 18:00 | 0.0435 | 0.6421 | 0.4037 | 0.4424 | 0.0457 | 0.0618 | 0.1736 | 18:00 | 0.4914 | 0.4547 | 0.1671 | 0.2536 | 0.306 | 0.0465 | 0.1255 | 18:00 | 0.8068 | 0.4692 | 0.1025 | 0.1713 | 0.6505 | 0.0076 | 0.1287
|  | 51:00 | 0 | 0 | 0 | 0 | 0 | 0 | 0 | 0 | 0 | 0 | 0 | 0 | 0.3895 | 0.5961 | 0.1198 | 0.5182 | 0.5961 | 0.3316 | 0.4028 | 0.6472 | 0.5451 | 0.4306 | 0.3686 | 0.4583 | 19:00 | 0 | 0.0305 | 0.0267 | 0 | 0 | 0 | 0 | 19:00 | 0 | 0.3071 | 0.214 | 0.2219 | 0 | 0 | 0.0018 | 19:00 | 0.4953 | 0.4855 | 0.1529 | 0.3028 | 0.4228 | 0.0714 | 0.1573 | 19:00 | 0.8308 | 0.5991 | 0.1764 | 0.2722 | 0.7723 | 0.0219 | 0.2299
|  | 52:00 | 0 | 0 | 0 | 0 | 0 | 0 | 0 | 0 | 0 | 0 | 0 | 0 | 0.3611 | 0.5037 | 0.1295 | 0.5154 | 0.5037 | 0.3159 | 0.4422 | 0.6874 | 0.5882 | 0.4568 | 0.3397 | 0.4634 | 20:00 | 0 | 0 | 0 | 0 | 0 | 0 | 0 | 20:00 | 0 | 0.0175 | 0.0017 | 0.0086 | 0 | 0 | 0 | 20:00 | 0.6193 | 0.4741 | 0.1651 | 0.3461 | 0.5585 | 0.1081 | 0.2323 | 20:00 | 0.8691 | 0.6228 | 0.2087 | 0.3153 | 0.8626 | 0.1346 | 0.3118
|  | 53:00 | 0 | 0 | 0 | 0 | 0 | 0 | 0 | 0 | 0 | 0 | 0 | 0 | 0.3139 | 0.4761 | 0.1041 | 0.4282 | 0.4761 | 0.2718 | 0.4876 | 0.6657 | 0.5756 | 0.4822 | 0.2807 | 0.4338 | 21:00 | 0 | 0 | 0 | 0 | 0 | 0 | 0 | 21:00 | 0 | 0 | 0 | 0 | 0 | 0 | 0 | 21:00 | 0.7043 | 0.4469 | 0.1812 | 0.3902 | 0.5965 | 0.2158 | 0.3023 | 21:00 | 0.8422 | 0.6097 | 0.2306 | 0.3413 | 0.8952 | 0.367 | 0.3798
|  | 54:00 | 0 | 0 | 0 | 0 | 0 | 0 | 0 | 0 | 0 | 0 | 0 | 0 | 0.2912 | 0.4427 | 0.1244 | 0.4654 | 0.4427 | 0.277 | 0.5604 | 0.6296 | 0.6904 | 0.5407 | 0.2936 | 0.456 | 22:00 | 0 | 0 | 0 | 0 | 0 | 0 | 0 | 22:00 | 0 | 0 | 0 | 0 | 0 | 0 | 0 | 22:00 | 0.704 | 0.5468 | 0.1867 | 0.3787 | 0.6009 | 0.2514 | 0.2613 | 22:00 | 0.7795 | 0.6724 | 0.1997 | 0.5107 | 0.8814 | 0.4275 | 0.3496
|  | 55:00 | 0 | 0 | 0 | 0 | 0 | 0 | 0 | 0.0034 | 0 | 0 | 0 | 0.0007 | 0.3393 | 0.4562 | 0.0992 | 0.4441 | 0.4562 | 0.2778 | 0.4933 | 0.5426 | 0.7688 | 0.5616 | 0.2784 | 0.431 | 23:00 | 0 | 0 | 0 | 0 | 0 | 0 | 0 | 23:00 | 0 | 0 | 0 | 0 | 0 | 0 | 0 | 23:00 | 0.6084 | 0.5202 | 0.1508 | 0.3945 | 0.6013 | 0.2628 | 0.3528 | 23:00 | 0.7486 | 0.6018 | 0.1595 | 0.5369 | 0.8465 | 0.3535 | 0.6228
|  | 56:00 | 0 | 0 | 0 | 0 | 0 | 0 | 0.1432 | 0.1876 | 0.0235 | 0.1096 | 0.0607 | 0.1049 | 0.4779 | 0.4097 | 0.0826 | 0.3735 | 0.4097 | 0.2907 | 0.4046 | 0.4776 | 0.7102 | 0.5751 | 0.2238 | 0.3728 | 24:00 | 0 | 0 | 0 | 0 | 0 | 0 | 0 | 24:00 | 0 | 0 | 0 | 0 | 0 | 0 | 0 | 24:00 | 0.5741 | 0.5041 | 0.2032 | 0.3724 | 0.5713 | 0.2546 | 0.3649 | 24:00 | 0.7213 | 0.6304 | 0.1513 | 0.5507 | 0.7957 | 0.2863 | 0.6048
|  | 57:00 | 0 | 0.0042 | 0 | 0 | 0 | 0.0008 | 0.4621 | 0.5912 | 0.0614 | 0.4015 | 0.4395 | 0.3912 | 0.4622 | 0.3678 | 0.0742 | 0.3322 | 0.3678 | 0.2698 | 0.3507 | 0.4239 | 0.654 | 0.6047 | 0.1917 | 0.3333
|  | 58:00 | 0.2182 | 0.3351 | 0 | 0.1932 | 0.1338 | 0.176 | 0.657 | 0.7865 | 0.2379 | 0.6205 | 0.6944 | 0.5993 | 0.4017 | 0.4138 | 0.1253 | 0.3686 | 0.4138 | 0.2858 | 0.4306 | 0.4069 | 0.7136 | 0.6831 | 0.1779 | 0.3419
|  | 59:00 | 0.5002 | 0.7479 | 0 | 0.4246 | 0.4501 | 0.4246 | 0.7329 | 0.8408 | 0.3587 | 0.7949 | 0.7934 | 0.7042 | 0.4928 | 0.5659 | 0.1248 | 0.505 | 0.5659 | 0.3565 | 0.3006 | 0.325 | 0.8233 | 0.6586 | 0.1987 | 0.3306 | West
|  | 60:00 | 0.5334 | 0.7507 | 0.168 | 0.583 | 0.5327 | 0.5136 | 0.7943 | 0.8434 | 0.5496 | 0.8067 | 0.8052 | 0.7599 | 0.5693 | 0.5552 | 0.1341 | 0.5181 | 0.5552 | 0.3831 | 0.2764 | 0.3536 | 0.8207 | 0.6536 | 0.2739 | 0.3715 |  | SOLAR CSP | [7 empty] | SOLAR PVSAT | [7 empty] | wind | [7 empty] | new wind
|  | 61:00 | 0.5713 | 0.7408 | 0.3381 | 0.6706 | 0.5635 | 0.5769 | 0.7825 | 0.8309 | 0.6791 | 0.8094 | 0.7907 | 0.7785 | 0.5345 | 0.4525 | 0.1129 | 0.4368 | 0.4525 | 0.3365 | 0.3347 | 0.4108 | 0.8523 | 0.7066 | 0.3518 | 0.4362 |  | 1 | 2 | 3 | 4 | 5 | 6 | 7 |  | 1 | 2 | 3 | 4 | 5 | 6 | 7 |  | 1 | 2 | 3 | 4 | 5 | 6 | 7 |  | 1 | 2 | 3 | 4 | 5 | 6 | 7
|  | 62:00 | 0.586 | 0.7448 | 0.4453 | 0.6625 | 0.4367 | 0.5751 | 0.7773 | 0.8354 | 0.8172 | 0.8132 | 0.77 | 0.8026 | 0.4966 | 0.3516 | 0.1381 | 0.3577 | 0.3516 | 0.3082 | 0.2941 | 0.3765 | 0.8671 | 0.7075 | 0.3182 | 0.4087 | 1:00 | 0 | 0 | 0 | 0 | 0 | 0 | 0 | 1:00 | 0 | 0 | 0 | 0 | 0 | 0 | 0 | 1:00 | 0.8647 | 0.796 | 0.1389 | 0.4131 | 0.76 | 0.3484 | 0.2164 | 1:00 | 0.8465 | 0.7911 | 0.1469 | 0.4698 | 0.7796 | 0.4072 | 0.3585
|  | 63:00 | 0.5851 | 0.7508 | 0.5712 | 0.6674 | 0.5637 | 0.6277 | 0.7794 | 0.8483 | 0.8211 | 0.7921 | 0.7747 | 0.8031 | 0.4158 | 0.3536 | 0.1122 | 0.3715 | 0.3536 | 0.278 | 0.3432 | 0.4391 | 0.9017 | 0.6984 | 0.3538 | 0.4498 | 2:00 | 0 | 0 | 0 | 0 | 0 | 0 | 0 | 2:00 | 0 | 0 | 0 | 0 | 0 | 0 | 0 | 2:00 | 0.852 | 0.7306 | 0.1441 | 0.4897 | 0.7626 | 0.3401 | 0.1559 | 2:00 | 0.8616 | 0.7469 | 0.1736 | 0.4802 | 0.7657 | 0.3669 | 0.3868
|  | 64:00 | 0.517 | 0.7321 | 0.564 | 0.6423 | 0.5417 | 0.5994 | 0.7204 | 0.8257 | 0.757 | 0.7831 | 0.7438 | 0.766 | 0.4213 | 0.374 | 0.1163 | 0.3312 | 0.374 | 0.2756 | 0.3926 | 0.5244 | 0.8909 | 0.7456 | 0.4345 | 0.5161 | 3:00 | 0 | 0 | 0 | 0 | 0 | 0 | 0 | 3:00 | 0 | 0 | 0 | 0 | 0 | 0 | 0 | 3:00 | 0.8442 | 0.6193 | 0.1696 | 0.4251 | 0.7285 | 0.387 | 0.1177 | 3:00 | 0.8444 | 0.6703 | 0.1872 | 0.485 | 0.768 | 0.3572 | 0.3607
|  | 65:00 | 0.3638 | 0.5514 | 0.3375 | 0.5187 | 0.3475 | 0.4238 | 0.5658 | 0.6556 | 0.5051 | 0.6473 | 0.6269 | 0.6001 | 0.4039 | 0.3712 | 0.1208 | 0.3259 | 0.3712 | 0.2711 | 0.4217 | 0.4908 | 0.8441 | 0.7563 | 0.4502 | 0.5148 | 4:00 | 0 | 0 | 0 | 0 | 0 | 0 | 0 | 4:00 | 0 | 0 | 0 | 0 | 0 | 0 | 0 | 4:00 | 0.775 | 0.5562 | 0.2 | 0.3746 | 0.7081 | 0.3922 | 0.0772 | 4:00 | 0.8037 | 0.6345 | 0.2134 | 0.4561 | 0.7243 | 0.3002 | 0.2669
|  | 66:00 | 0 | 0.0925 | 0 | 0.0614 | 0 | 0.0308 | 0.2652 | 0.403 | 0.1733 | 0.3705 | 0.3745 | 0.3173 | 0.3278 | 0.3617 | 0.1314 | 0.3215 | 0.3617 | 0.2519 | 0.4883 | 0.5474 | 0.8437 | 0.7828 | 0.5164 | 0.5695 | 5:00 | 0 | 0 | 0 | 0 | 0 | 0 | 0 | 5:00 | 0 | 0 | 0 | 0 | 0 | 0 | 0 | 5:00 | 0.7348 | 0.4117 | 0.1914 | 0.3166 | 0.6817 | 0.4013 | 0.0842 | 5:00 | 0.7831 | 0.526 | 0.2111 | 0.4098 | 0.6934 | 0.2424 | 0.2306
|  | 67:00 | 0 | 0 | 0 | 0 | 0 | 0 | 0.0106 | 0.0282 | 0.001 | 0.0159 | 0.0276 | 0.0166 | 0.291 | 0.3366 | 0.0968 | 0.3201 | 0.3366 | 0.2244 | 0.6 | 0.5825 | 0.8913 | 0.8752 | 0.5814 | 0.6322 | 6:00 | 0 | 0 | 0 | 0 | 0 | 0 | 0 | 6:00 | 0 | 0.0163 | 0.0065 | 0.0006 | 0 | 0 | 0 | 6:00 | 0.7417 | 0.2922 | 0.1572 | 0.3086 | 0.649 | 0.4483 | 0.0846 | 6:00 | 0.7554 | 0.3894 | 0.1754 | 0.3781 | 0.6907 | 0.2243 | 0.2343
|  | 68:00 | 0 | 0 | 0 | 0 | 0 | 0 | 0 | 0 | 0 | 0 | 0 | 0 | 0.3242 | 0.3418 | 0.1155 | 0.3583 | 0.3418 | 0.2495 | 0.6186 | 0.6476 | 0.8139 | 0.7919 | 0.631 | 0.6614 | 7:00 | 0 | 0 | 0 | 0 | 0 | 0 | 0 | 7:00 | 0.0169 | 0.2292 | 0.127 | 0.1861 | 0.0033 | 0.0108 | 0 | 7:00 | 0.7565 | 0.2384 | 0.0957 | 0.3088 | 0.59 | 0.3698 | 0.0809 | 7:00 | 0.6942 | 0.3577 | 0.1365 | 0.3025 | 0.6186 | 0.2149 | 0.2214
|  | 69:00 | 0 | 0 | 0 | 0 | 0 | 0 | 0 | 0 | 0 | 0 | 0 | 0 | 0.3288 | 0.3568 | 0.1311 | 0.3938 | 0.3568 | 0.2659 | 0.6098 | 0.6763 | 0.6646 | 0.6763 | 0.6615 | 0.66 | 8:00 | 0 | 0 | 0.0425 | 0.0479 | 0 | 0 | 0 | 8:00 | 0.1479 | 0.488 | 0.4547 | 0.6259 | 0.1703 | 0.2398 | 0.0074 | 8:00 | 0.7391 | 0.2948 | 0.0392 | 0.2434 | 0.6092 | 0.3619 | 0.1664 | 8:00 | 0.6928 | 0.3558 | 0.0775 | 0.2287 | 0.6149 | 0.2634 | 0.2865
|  | 70:00 | 0 | 0 | 0 | 0 | 0 | 0 | 0 | 0 | 0 | 0 | 0 | 0 | 0.4091 | 0.4901 | 0.1495 | 0.4823 | 0.4901 | 0.3293 | 0.4975 | 0.5981 | 0.4927 | 0.5553 | 0.6856 | 0.6167 | 9:00 | 0.035 | 0.2875 | 0.2465 | 0.4356 | 0.0306 | 0.0623 | 0 | 9:00 | 0.7264 | 0.7801 | 0.4961 | 0.7311 | 0.6825 | 0.723 | 0.1046 | 9:00 | 0.7647 | 0.3532 | 0.0091 | 0.2097 | 0.6449 | 0.3965 | 0.3202 | 9:00 | 0.6905 | 0.366 | 0.0399 | 0.1716 | 0.6235 | 0.3466 | 0.3803
|  | 71:00 | 0 | 0 | 0 | 0 | 0 | 0 | 0 | 0 | 0 | 0 | 0 | 0 | 0.3655 | 0.4991 | 0.1256 | 0.4466 | 0.4991 | 0.3014 | 0.4154 | 0.5548 | 0.5015 | 0.5665 | 0.614 | 0.5632 | 10:00 | 0.3913 | 0.5554 | 0.4768 | 0.813 | 0.4289 | 0.4948 | 0 | 10:00 | 0.8187 | 0.7075 | 0.564 | 0.8067 | 0.8299 | 0.8269 | 0.1459 | 10:00 | 0.7777 | 0.297 | 0.0048 | 0.19 | 0.5781 | 0.3027 | 0.3693 | 10:00 | 0.6911 | 0.356 | 0.0357 | 0.1625 | 0.5653 | 0.3974 | 0.3711
|  | 72:00 | 0 | 0 | 0 | 0 | 0 | 0 | 0 | 0 | 0 | 0 | 0 | 0 | 0.2956 | 0.4105 | 0.1023 | 0.3639 | 0.4105 | 0.2454 | 0.3986 | 0.5649 | 0.5432 | 0.5121 | 0.5194 | 0.5184 | 11:00 | 0.6699 | 0.563 | 0.3993 | 0.8093 | 0.7514 | 0.7947 | 0 | 11:00 | 0.7995 | 0.6891 | 0.6165 | 0.7762 | 0.8137 | 0.8137 | 0.3293 | 11:00 | 0.8365 | 0.2225 | 0.0052 | 0.1788 | 0.5544 | 0.1792 | 0.4782 | 11:00 | 0.6969 | 0.281 | 0.012 | 0.1648 | 0.4779 | 0.2582 | 0.5299
Apr |  | 73:00 | 0 | 0 | 0 | 0 | 0 | 0 | 0 | 0 | 0 | 0 | 0 | 0 | 0.4901 | 0.7972 | 0.1844 | 0.7515 | 0.7972 | 0.456 | 0.7445 | 0.6554 | 0.5128 | 0.5885 | 0.6815 | 0.6593 | 12:00 | 0.5936 | 0.6326 | 0.3952 | 0.8573 | 0.6762 | 0.7241 | 0 | 12:00 | 0.7633 | 0.793 | 0.6582 | 0.8968 | 0.7527 | 0.7541 | 0.2751 | 12:00 | 0.818 | 0.2836 | 0.0113 | 0.1874 | 0.5879 | 0.1462 | 0.3051 | 12:00 | 0.686 | 0.312 | 0.0033 | 0.2214 | 0.4625 | 0.2254 | 0.4886
|  | 74:00 | 0 | 0 | 0 | 0 | 0 | 0 | 0 | 0 | 0 | 0 | 0 | 0 | 0.5022 | 0.7537 | 0.1772 | 0.7319 | 0.7537 | 0.4475 | 0.7947 | 0.7184 | 0.4061 | 0.5213 | 0.6342 | 0.6402 | 13:00 | 0.4941 | 0.7624 | 0.5629 | 1.0206 | 0.623 | 0.6987 | 0.0034 | 13:00 | 0.6809 | 0.8547 | 0.7301 | 0.8932 | 0.7273 | 0.7476 | 0.257 | 13:00 | 0.7865 | 0.3139 | 0.0283 | 0.1148 | 0.5795 | 0.1554 | 0.2073 | 13:00 | 0.6081 | 0.3509 | 0.0014 | 0.157 | 0.4416 | 0.2118 | 0.3991
|  | 75:00 | 0 | 0 | 0 | 0 | 0 | 0 | 0 | 0 | 0 | 0 | 0 | 0 | 0.5128 | 0.782 | 0.1902 | 0.7698 | 0.782 | 0.4666 | 0.7792 | 0.7346 | 0.3838 | 0.3994 | 0.6364 | 0.6353 | 14:00 | 0.5904 | 0.8768 | 0.2833 | 0.9998 | 0.6882 | 0.7031 | 0 | 14:00 | 0.7683 | 0.906 | 0.5518 | 0.8559 | 0.7535 | 0.7537 | 0.3395 | 14:00 | 0.7688 | 0.2417 | 0.041 | 0.092 | 0.5398 | 0.0992 | 0.1002 | 14:00 | 0.6166 | 0.3235 | 0.0033 | 0.1533 | 0.3906 | 0.1434 | 0.3042
|  | 76:00 | 0 | 0 | 0 | 0 | 0 | 0 | 0 | 0 | 0 | 0 | 0 | 0 | 0.4968 | 0.7423 | 0.1728 | 0.7104 | 0.7423 | 0.4386 | 0.7488 | 0.7747 | 0.3124 | 0.3205 | 0.6141 | 0.6181 | 15:00 | 0.729 | 0.8166 | 0.3403 | 0.9908 | 0.7387 | 0.7558 | 0 | 15:00 | 0.8096 | 0.8391 | 0.6002 | 0.8622 | 0.7819 | 0.7784 | 0.2888 | 15:00 | 0.77 | 0.2738 | 0.0322 | 0.134 | 0.4612 | 0.0326 | 0.051 | 15:00 | 0.5565 | 0.3203 | 0.0135 | 0.2051 | 0.3891 | 0.1026 | 0.173
|  | 77:00 | 0 | 0 | 0 | 0 | 0 | 0 | 0 | 0 | 0 | 0 | 0 | 0 | 0.4716 | 0.6588 | 0.1618 | 0.6216 | 0.6588 | 0.3995 | 0.7481 | 0.7488 | 0.3487 | 0.326 | 0.6246 | 0.6218 | 16:00 | 0.6562 | 0.79 | 0.2401 | 0.948 | 0.8055 | 0.7904 | 0 | 16:00 | 0.7179 | 0.876 | 0.4545 | 0.8602 | 0.7957 | 0.754 | 0.122 | 16:00 | 0.7785 | 0.2741 | 0.054 | 0.1248 | 0.3804 | 0.0102 | 0.0795 | 16:00 | 0.5324 | 0.312 | 0.0221 | 0.2258 | 0.3564 | 0.0814 | 0.1482
|  | 78:00 | 0 | 0 | 0 | 0 | 0 | 0 | 0.0014 | 0.002 | 0 | 0 | 0 | 0.0007 | 0.4353 | 0.5785 | 0.1455 | 0.5944 | 0.5785 | 0.3679 | 0.8028 | 0.6806 | 0.3613 | 0.3671 | 0.7133 | 0.6604 | 17:00 | 0.3985 | 0.8768 | 0.0723 | 0.693 | 0.4625 | 0.4851 | 0 | 17:00 | 0.5975 | 0.859 | 0.4258 | 0.6928 | 0.5829 | 0.5816 | 0.1236 | 17:00 | 0.7963 | 0.253 | 0.0923 | 0.1528 | 0.3208 | 0.007 | 0.1039 | 17:00 | 0.5458 | 0.3365 | 0.0415 | 0.2096 | 0.3774 | 0.0658 | 0.1322
|  | 79:00 | 0 | 0 | 0 | 0 | 0 | 0 | 0.1016 | 0.1197 | 0.0292 | 0.0329 | 0.1955 | 0.0958 | 0.428 | 0.4881 | 0.1287 | 0.525 | 0.4881 | 0.3345 | 0.7596 | 0.5497 | 0.3676 | 0.3396 | 0.7471 | 0.6425 | 18:00 | 0 | 0.7594 | 0.1229 | 0.3936 | 0 | 0 | 0 | 18:00 | 0.1601 | 0.7312 | 0.2445 | 0.4778 | 0.1589 | 0.1874 | 0.1454 | 18:00 | 0.7399 | 0.2662 | 0.1234 | 0.1743 | 0.3992 | 0.0097 | 0.1495 | 18:00 | 0.5533 | 0.3519 | 0.067 | 0.2404 | 0.4713 | 0.0753 | 0.1464
|  | 80:00 | 0 | 0 | 0 | 0 | 0 | 0 | 0.4377 | 0.3413 | 0.2824 | 0.2432 | 0.6724 | 0.3954 | 0.3158 | 0.3645 | 0.1038 | 0.3985 | 0.3645 | 0.2531 | 0.6612 | 0.4204 | 0.5347 | 0.4047 | 0.5969 | 0.5487 | 19:00 | 0 | 0.1576 | 0 | 0.1061 | 0 | 0 | 0 | 19:00 | 0 | 0.3504 | 0.0931 | 0.3027 | 0 | 0 | 0.0125 | 19:00 | 0.7505 | 0.2832 | 0.1408 | 0.1858 | 0.656 | 0.0178 | 0.2014 | 19:00 | 0.5987 | 0.435 | 0.1099 | 0.3254 | 0.6473 | 0.0905 | 0.2359
|  | 81:00 | 0.1055 | 0.1789 | 0.0455 | 0 | 0.2016 | 0.1063 | 0.5326 | 0.5164 | 0.5664 | 0.4386 | 0.9314 | 0.5971 | 0.2343 | 0.2759 | 0.0885 | 0.3018 | 0.2759 | 0.1942 | 0.5498 | 0.3037 | 0.6601 | 0.4692 | 0.4586 | 0.4574 | 20:00 | 0 | 0 | 0 | 0 | 0 | 0 | 0 | 20:00 | 0 | 0.0122 | 0.0251 | 0.023 | 0 | 0 | 0 | 20:00 | 0.8031 | 0.3686 | 0.1761 | 0.2723 | 0.8232 | 0.0897 | 0.273 | 20:00 | 0.6667 | 0.4813 | 0.1202 | 0.4226 | 0.815 | 0.1658 | 0.3787
|  | 82:00 | 0.2351 | 0.5234 | 0.0378 | 0.0037 | 0.4131 | 0.2426 | 0.6937 | 0.7146 | 0.5973 | 0.6443 | 0.979 | 0.7258 | 0.2387 | 0.2749 | 0.0799 | 0.2823 | 0.2749 | 0.1881 | 0.3326 | 0.2141 | 0.6133 | 0.4368 | 0.2989 | 0.3256 | 21:00 | 0 | 0 | 0 | 0 | 0 | 0 | 0 | 21:00 | 0 | 0 | 0 | 0 | 0 | 0 | 0 | 21:00 | 0.8012 | 0.4882 | 0.181 | 0.3408 | 0.8813 | 0.3149 | 0.3298 | 21:00 | 0.6974 | 0.4775 | 0.1323 | 0.4961 | 0.8798 | 0.3405 | 0.5083
|  | 83:00 | 0.3224 | 0.6106 | 0.1893 | 0 | 0.5187 | 0.3282 | 0.6577 | 0.7741 | 0.639 | 0.7218 | 0.9679 | 0.7521 | 0.2258 | 0.3041 | 0.0839 | 0.2932 | 0.3041 | 0.1917 | 0.4044 | 0.1922 | 0.5747 | 0.4512 | 0.4198 | 0.3857 | 22:00 | 0 | 0 | 0 | 0 | 0 | 0 | 0 | 22:00 | 0 | 0 | 0 | 0 | 0 | 0 | 0 | 22:00 | 0.8054 | 0.6251 | 0.2202 | 0.4208 | 0.8884 | 0.3794 | 0.2489 | 22:00 | 0.7148 | 0.6301 | 0.2042 | 0.5445 | 0.8792 | 0.4057 | 0.5111
|  | 84:00 | 0.3717 | 0.651 | 0.513 | 0.0397 | 0.4423 | 0.4036 | 0.7851 | 0.7777 | 0.748 | 0.8009 | 0.9394 | 0.8102 | 0.3282 | 0.423 | 0.1279 | 0.4533 | 0.423 | 0.2841 | 0.6083 | 0.1957 | 0.6472 | 0.4106 | 0.6446 | 0.529 | 23:00 | 0 | 0 | 0 | 0 | 0 | 0 | 0 | 23:00 | 0 | 0 | 0 | 0 | 0 | 0 | 0 | 23:00 | 0.8001 | 0.6141 | 0.1817 | 0.4064 | 0.8439 | 0.4 | 0.3169 | 23:00 | 0.6538 | 0.6907 | 0.1868 | 0.6183 | 0.8519 | 0.4585 | 0.554
|  | 85:00 | 0.4552 | 0.7989 | 0.5299 | 0.1222 | 0.5245 | 0.4861 | 0.8012 | 0.7708 | 0.7071 | 0.8366 | 0.8925 | 0.8016 | 0.4264 | 0.5567 | 0.1422 | 0.4894 | 0.5567 | 0.3406 | 0.5031 | 0.2567 | 0.535 | 0.3656 | 0.7722 | 0.5802 | 24:00 | 0 | 0 | 0 | 0 | 0 | 0 | 0 | 24:00 | 0 | 0 | 0 | 0 | 0 | 0 | 0 | 24:00 | 0.7135 | 0.6046 | 0.2707 | 0.501 | 0.8378 | 0.4043 | 0.3 | 24:00 | 0.6014 | 0.7531 | 0.2473 | 0.6048 | 0.8253 | 0.456 | 0.5145
|  | 86:00 | 0.5988 | 0.8842 | 0.5587 | 0.0973 | 0.4527 | 0.5183 | 0.834 | 0.8301 | 0.7051 | 0.8478 | 0.8175 | 0.8069 | 0.45 | 0.3819 | 0.1308 | 0.3779 | 0.3819 | 0.2997 | 0.5732 | 0.3566 | 0.4762 | 0.2784 | 0.652 | 0.5397
|  | 87:00 | 0.6746 | 0.8483 | 0.5792 | 0.2029 | 0.4102 | 0.543 | 0.8855 | 0.7944 | 0.7514 | 0.887 | 0.7328 | 0.8102 | 0.3854 | 0.3208 | 0.1127 | 0.3368 | 0.3208 | 0.2589 | 0.5983 | 0.3502 | 0.4996 | 0.2782 | 0.455 | 0.4448
|  | 88:00 | 0.494 | 0.8716 | 0.5207 | 0.272 | 0.4208 | 0.5158 | 0.8597 | 0.7453 | 0.7507 | 0.7929 | 0.3958 | 0.7089 | 0.3797 | 0.3404 | 0.115 | 0.3234 | 0.3404 | 0.2578 | 0.6161 | 0.3483 | 0.6139 | 0.3184 | 0.441 | 0.4542 | Coastal
|  | 89:00 | 0.6101 | 0.7637 | 0.533 | 0.3717 | 0.0789 | 0.4714 | 0.8062 | 0.6603 | 0.5717 | 0.718 | 0.7843 | 0.7081 | 0.3672 | 0.3367 | 0.1233 | 0.3453 | 0.3367 | 0.2615 | 0.6242 | 0.3939 | 0.6877 | 0.3447 | 0.5192 | 0.5143 |  | SOLAR CSP | [7 empty] | SOLAR PVSAT | [7 empty] | wind | [7 empty] | new wind
|  | 90:00 | 0.3008 | 0.468 | 0.0594 | 0.1676 | 0.1294 | 0.225 | 0.5527 | 0.5618 | 0.3614 | 0.47 | 0.4622 | 0.4816 | 0.4289 | 0.4801 | 0.1357 | 0.4684 | 0.4801 | 0.3254 | 0.7545 | 0.3932 | 0.816 | 0.4943 | 0.5406 | 0.561 |  | 1 | 2 | 3 | 4 | 5 | 6 | 7 |  | 1 | 2 | 3 | 4 | 5 | 6 | 7 |  | 1 | 2 | 3 | 4 | 5 | 6 | 7 |  | 1 | 2 | 3 | 4 | 5 | 6 | 7
|  | 91:00 | 0 | 0 | 0 | 0 | 0 | 0 | 0.1571 | 0.129 | 0.0328 | 0.0653 | 0.2942 | 0.1357 | 0.514 | 0.6373 | 0.1715 | 0.6093 | 0.6373 | 0.4104 | 0.8526 | 0.4571 | 0.8206 | 0.6335 | 0.6123 | 0.6292 | 1:00 | 0 | 0 | 0 | 0 | 0 | 0 | 0 | 1:00 | 0 | 0 | 0 | 0 | 0 | 0 | 0 | 1:00 | 0.6452 | 0.6317 | 0.0747 | 0.2312 | 0.467 | 0.2062 | 0.2501 | 1:00 | 0.3783 | 0.4509 | 0.0461 | 0.1862 | 0.1034 | 0.0556 | 0.1419
|  | 92:00 | 0 | 0 | 0 | 0 | 0 | 0 | 0.0014 | 0.0018 | 0 | 0 | 0.0161 | 0.0039 | 0.5283 | 0.6904 | 0.1809 | 0.6422 | 0.6904 | 0.431 | 0.8526 | 0.6257 | 0.7209 | 0.6598 | 0.777 | 0.7398 | 2:00 | 0 | 0 | 0 | 0 | 0 | 0 | 0 | 2:00 | 0 | 0 | 0 | 0 | 0 | 0 | 0 | 2:00 | 0.6421 | 0.5746 | 0.065 | 0.3399 | 0.4731 | 0.2051 | 0.2407 | 2:00 | 0.3776 | 0.3844 | 0.024 | 0.1411 | 0.1413 | 0.0396 | 0.2198
|  | 93:00 | 0 | 0 | 0 | 0 | 0 | 0 | 0 | 0 | 0 | 0 | 0 | 0 | 0.5194 | 0.708 | 0.1753 | 0.6413 | 0.708 | 0.4282 | 0.8454 | 0.7489 | 0.5912 | 0.6425 | 0.8784 | 0.8021 | 3:00 | 0 | 0 | 0 | 0 | 0 | 0 | 0 | 3:00 | 0 | 0 | 0 | 0 | 0 | 0 | 0 | 3:00 | 0.6791 | 0.4233 | 0.0739 | 0.2181 | 0.4805 | 0.2776 | 0.2713 | 3:00 | 0.4831 | 0.263 | 0.0143 | 0.098 | 0.1601 | 0.0514 | 0.3183
|  | 94:00 | 0 | 0 | 0 | 0 | 0 | 0 | 0 | 0 | 0 | 0 | 0 | 0 | 0.5829 | 0.7866 | 0.1886 | 0.7471 | 0.7866 | 0.4818 | 0.836 | 0.8297 | 0.3649 | 0.541 | 0.8222 | 0.7607 | 4:00 | 0 | 0 | 0 | 0 | 0 | 0 | 0 | 4:00 | 0 | 0 | 0 | 0 | 0 | 0 | 0 | 4:00 | 0.6384 | 0.3983 | 0.0927 | 0.1561 | 0.474 | 0.2844 | 0.239 | 4:00 | 0.4812 | 0.3091 | 0.0049 | 0.0966 | 0.1825 | 0.0474 | 0.3423
|  | 95:00 | 0 | 0 | 0 | 0 | 0 | 0 | 0 | 0 | 0 | 0 | 0 | 0 | 0.5667 | 0.7988 | 0.1879 | 0.7466 | 0.7988 | 0.4783 | 0.7803 | 0.8306 | 0.4893 | 0.564 | 0.7639 | 0.7406 | 5:00 | 0 | 0 | 0 | 0 | 0 | 0 | 0 | 5:00 | 0 | 0 | 0 | 0 | 0 | 0 | 0 | 5:00 | 0.6632 | 0.3446 | 0.0798 | 0.1934 | 0.4755 | 0.2812 | 0.2318 | 5:00 | 0.5233 | 0.2937 | 0.0043 | 0.0872 | 0.1574 | 0.0388 | 0.3632
|  | 96:00 | 0 | 0 | 0 | 0 | 0 | 0 | 0 | 0 | 0 | 0 | 0 | 0 | 0.5669 | 0.7994 | 0.2034 | 0.7685 | 0.7994 | 0.489 | 0.7109 | 0.6966 | 0.4996 | 0.4101 | 0.5406 | 0.5846 | 6:00 | 0 | 0 | 0 | 0 | 0 | 0 | 0 | 6:00 | 0 | 0.0535 | 0.0044 | 0.0025 | 0 | 0 | 0 | 6:00 | 0.6954 | 0.265 | 0.0865 | 0.1868 | 0.4565 | 0.2712 | 0.2467 | 6:00 | 0.5772 | 0.2003 | 0.046 | 0.0647 | 0.1443 | 0.0335 | 0.3863
May |  | 97:00 | 0 | 0 | 0 | 0 | 0 | 0 | 0 | 0 | 0 | 0 | 0 | 0 | 0.6385 | 0.8176 | 0.2171 | 0.7686 | 0.8176 | 0.5168 | 0.7875 | 0.8276 | 0.453 | 0.5583 | 0.8481 | 0.7786 | 7:00 | 0 | 0 | 0 | 0 | 0 | 0 | 0 | 7:00 | 0.0136 | 0.3495 | 0.0951 | 0.1247 | 0.015 | 0.0261 | 0 | 7:00 | 0.6877 | 0.2509 | 0.0673 | 0.1852 | 0.4282 | 0.2474 | 0.2585 | 7:00 | 0.5309 | 0.2247 | 0.0707 | 0.0598 | 0.1168 | 0.0201 | 0.3877
|  | 98:00 | 0 | 0 | 0 | 0 | 0 | 0 | 0 | 0 | 0 | 0 | 0 | 0 | 0.605 | 0.7233 | 0.1998 | 0.7481 | 0.7233 | 0.4852 | 0.7082 | 0.796 | 0.3941 | 0.4907 | 0.7784 | 0.7177 | 8:00 | 0 | 0.0006 | 0 | 0 | 0 | 0 | 0 | 8:00 | 0.2891 | 0.6351 | 0.4099 | 0.4615 | 0.2873 | 0.3399 | 0.0207 | 8:00 | 0.7065 | 0.3019 | 0.0243 | 0.1592 | 0.4716 | 0.2165 | 0.2848 | 8:00 | 0.5977 | 0.3349 | 0.0397 | 0.1079 | 0.1216 | 0.0147 | 0.3744
|  | 99:00 | 0 | 0 | 0 | 0 | 0 | 0 | 0 | 0 | 0 | 0 | 0 | 0 | 0.5742 | 0.6414 | 0.1944 | 0.7204 | 0.6414 | 0.4591 | 0.5901 | 0.7297 | 0.373 | 0.4308 | 0.7219 | 0.656 | 9:00 | 0 | 0.3254 | 0.077 | 0.156 | 0 | 0 | 0 | 9:00 | 0.5845 | 0.6797 | 0.4195 | 0.6791 | 0.6698 | 0.6669 | 0.2756 | 9:00 | 0.7409 | 0.3935 | 0.0071 | 0.1639 | 0.502 | 0.2145 | 0.3352 | 9:00 | 0.6276 | 0.4627 | 0.0199 | 0.1833 | 0.1207 | 0.0098 | 0.3658
|  | 100:00 | 0 | 0 | 0 | 0 | 0 | 0 | 0 | 0 | 0 | 0 | 0 | 0 | 0.5868 | 0.6374 | 0.2007 | 0.7254 | 0.6374 | 0.4657 | 0.5979 | 0.7098 | 0.4314 | 0.4241 | 0.6872 | 0.6413 | 10:00 | 0.1918 | 0.5397 | 0.2506 | 0.3684 | 0.3289 | 0.2862 | 0 | 10:00 | 0.6278 | 0.7654 | 0.5342 | 0.639 | 0.7657 | 0.7595 | 0.2926 | 10:00 | 0.6668 | 0.3802 | 0 | 0.1294 | 0.4449 | 0.174 | 0.3734 | 10:00 | 0.4217 | 0.5418 | 0.0016 | 0.1458 | 0.125 | 0.0098 | 0.2881
|  | 101:00 | 0 | 0 | 0 | 0 | 0 | 0 | 0 | 0 | 0 | 0 | 0 | 0 | 0.5549 | 0.6141 | 0.1814 | 0.6861 | 0.6141 | 0.4384 | 0.5583 | 0.6456 | 0.4318 | 0.3715 | 0.6188 | 0.5857 | 11:00 | 0.4549 | 0.473 | 0.1884 | 0.3822 | 0.6308 | 0.6967 | 0.0631 | 11:00 | 0.6992 | 0.8224 | 0.4545 | 0.5745 | 0.7562 | 0.7637 | 0.4152 | 11:00 | 0.6388 | 0.4176 | 0.0027 | 0.1143 | 0.4754 | 0.1113 | 0.438 | 11:00 | 0.2943 | 0.6738 | 0.0149 | 0.1101 | 0.0366 | 0.0053 | 0.3113
|  | 102:00 | 0 | 0 | 0 | 0 | 0 | 0 | 0.0081 | 0.0015 | 0.0073 | 0 | 0.0172 | 0.0068 | 0.4858 | 0.5524 | 0.1542 | 0.6133 | 0.5524 | 0.3863 | 0.5208 | 0.5472 | 0.4695 | 0.411 | 0.5761 | 0.5438 | 12:00 | 0.2571 | 0.5245 | 0.2842 | 0.3151 | 0.6207 | 0.644 | 0.1913 | 12:00 | 0.6478 | 0.7559 | 0.6671 | 0.6578 | 0.7288 | 0.6867 | 0.535 | 12:00 | 0.5952 | 0.4182 | 0.0283 | 0.0985 | 0.4687 | 0.0899 | 0.3096 | 12:00 | 0.2769 | 0.7665 | 0.0796 | 0.0784 | 0.0454 | 0.033 | 0.2952
|  | 103:00 | 0 | 0 | 0 | 0 | 0 | 0 | 0.1185 | 0.0443 | 0.1541 | 0.0535 | 0.2905 | 0.1322 | 0.421 | 0.4789 | 0.1369 | 0.5155 | 0.4789 | 0.3329 | 0.4866 | 0.4776 | 0.4648 | 0.3821 | 0.5372 | 0.5029 | 13:00 | 0.1604 | 0.6506 | 0.2954 | 0.5781 | 0.6288 | 0.6172 | 0.2536 | 13:00 | 0.4664 | 0.8272 | 0.6908 | 0.6923 | 0.7254 | 0.7177 | 0.5461 | 13:00 | 0.5965 | 0.4896 | 0.0281 | 0.0446 | 0.4757 | 0.1056 | 0.2716 | 13:00 | 0.2782 | 0.873 | 0.0945 | 0.0321 | 0.0388 | 0.0631 | 0.2957
|  | 104:00 | 0.0919 | 0.0795 | 0.1017 | 0 | 0.0584 | 0.0663 | 0.3286 | 0.2155 | 0.3035 | 0.2646 | 0.5784 | 0.3381 | 0.3488 | 0.3612 | 0.1027 | 0.3764 | 0.3612 | 0.2572 | 0.342 | 0.4007 | 0.4112 | 0.346 | 0.4057 | 0.3953 | 14:00 | 0.1827 | 0.7528 | 0.5192 | 0.7714 | 0.6733 | 0.4393 | 0.1095 | 14:00 | 0.6114 | 0.8796 | 0.7411 | 0.8459 | 0.7502 | 0.6405 | 0.4694 | 14:00 | 0.6093 | 0.5275 | 0.0768 | 0.0281 | 0.4959 | 0.079 | 0.1921 | 14:00 | 0.3503 | 0.8442 | 0.1766 | 0.035 | 0.0726 | 0.0516 | 0.2357
|  | 105:00 | 0.6225 | 0.3471 | 0.5634 | 0.1817 | 0.4926 | 0.4415 | 0.5488 | 0.3698 | 0.453 | 0.4588 | 0.7337 | 0.5128 | 0.2977 | 0.2554 | 0.0828 | 0.2714 | 0.2554 | 0.2014 | 0.2373 | 0.3465 | 0.3566 | 0.2885 | 0.3083 | 0.3136 | 15:00 | 0.4066 | 0.9043 | 0.6624 | 0.7557 | 0.7112 | 0.5568 | 0.0057 | 15:00 | 0.616 | 0.9052 | 0.8105 | 0.8156 | 0.786 | 0.7362 | 0.31 | 15:00 | 0.6085 | 0.557 | 0.1158 | 0.0986 | 0.4576 | 0.0671 | 0.1476 | 15:00 | 0.3527 | 0.8359 | 0.2225 | 0.1331 | 0.123 | 0.0865 | 0.1896
|  | 106:00 | 0.7778 | 0.5444 | 0.6954 | 0.4354 | 0.7095 | 0.6325 | 0.7757 | 0.5652 | 0.7578 | 0.6824 | 0.7218 | 0.7006 | 0.4451 | 0.3606 | 0.1221 | 0.3805 | 0.3606 | 0.2929 | 0.2673 | 0.4859 | 0.3633 | 0.42 | 0.3029 | 0.3523 | 16:00 | 0.3699 | 0.8656 | 0.5444 | 0.6138 | 0.6302 | 0.6765 | 0 | 16:00 | 0.5586 | 0.9005 | 0.7215 | 0.728 | 0.7012 | 0.7037 | 0.2311 | 16:00 | 0.6192 | 0.4867 | 0.098 | 0.1643 | 0.3799 | 0.053 | 0.1878 | 16:00 | 0.3593 | 0.773 | 0.2544 | 0.252 | 0.1727 | 0.1204 | 0.3129
|  | 107:00 | 0.728 | 0.519 | 0.6909 | 0.4643 | 0.6302 | 0.6065 | 0.8004 | 0.6347 | 0.8771 | 0.7571 | 0.8328 | 0.7804 | 0.4247 | 0.3343 | 0.117 | 0.3607 | 0.3343 | 0.278 | 0.255 | 0.4026 | 0.4666 | 0.4609 | 0.2956 | 0.3421 | 17:00 | 0 | 0.7609 | 0.3512 | 0.6772 | 0 | 0.0635 | 0.0202 | 17:00 | 0.3846 | 0.8189 | 0.5471 | 0.7998 | 0.4953 | 0.4744 | 0.1821 | 17:00 | 0.5427 | 0.4869 | 0.1374 | 0.1925 | 0.3747 | 0.0461 | 0.1939 | 17:00 | 0.3539 | 0.8093 | 0.2635 | 0.3936 | 0.2324 | 0.1178 | 0.2816
|  | 108:00 | 0.6962 | 0.4977 | 0.6933 | 0.4473 | 0.5506 | 0.577 | 0.7882 | 0.738 | 0.9156 | 0.7989 | 0.7494 | 0.798 | 0.4347 | 0.3193 | 0.1033 | 0.3516 | 0.3193 | 0.2717 | 0.2345 | 0.3691 | 0.5243 | 0.4997 | 0.2445 | 0.3148 | 18:00 | 0 | 0.5276 | 0.3304 | 0.4874 | 0 | 0 | 0 | 18:00 | 0.0236 | 0.6354 | 0.4525 | 0.5766 | 0.0422 | 0.026 | 0.0943 | 18:00 | 0.5744 | 0.5131 | 0.1815 | 0.2602 | 0.3695 | 0.0441 | 0.1903 | 18:00 | 0.3774 | 0.8364 | 0.3006 | 0.4488 | 0.2136 | 0.1266 | 0.2409
|  | 109:00 | 0.655 | 0.4678 | 0.6576 | 0.4104 | 0.5067 | 0.5395 | 0.7497 | 0.7401 | 0.8859 | 0.8088 | 0.7343 | 0.7838 | 0.4714 | 0.3555 | 0.1148 | 0.3771 | 0.3555 | 0.2961 | 0.28 | 0.3877 | 0.6418 | 0.5985 | 0.2469 | 0.3432 | 19:00 | 0 | 0 | 0 | 0 | 0 | 0 | 0 | 19:00 | 0 | 0.2241 | 0.1525 | 0.1726 | 0 | 0 | 0 | 19:00 | 0.6486 | 0.5418 | 0.1959 | 0.3336 | 0.4508 | 0.0724 | 0.2358 | 19:00 | 0.5134 | 0.846 | 0.3026 | 0.4923 | 0.1764 | 0.1839 | 0.2538
|  | 110:00 | 0.6247 | 0.4529 | 0.6494 | 0.3847 | 0.4925 | 0.5209 | 0.6807 | 0.7043 | 0.9105 | 0.7819 | 0.8137 | 0.7782 | 0.4712 | 0.3957 | 0.1369 | 0.3723 | 0.3957 | 0.3087 | 0.3 | 0.414 | 0.5972 | 0.5364 | 0.324 | 0.3823 | 20:00 | 0 | 0 | 0 | 0 | 0 | 0 | 0 | 20:00 | 0 | 0.0094 | 0.0037 | 0.0004 | 0 | 0 | 0 | 20:00 | 0.6916 | 0.546 | 0.23 | 0.3139 | 0.6018 | 0.1257 | 0.2913 | 20:00 | 0.5652 | 0.7657 | 0.3739 | 0.4312 | 0.1419 | 0.1848 | 0.1731
|  | 111:00 | 0.6013 | 0.4449 | 0.6134 | 0.3181 | 0.3922 | 0.474 | 0.7128 | 0.6533 | 0.8799 | 0.7825 | 0.714 | 0.7485 | 0.4301 | 0.3389 | 0.1365 | 0.3526 | 0.3389 | 0.2863 | 0.3948 | 0.4232 | 0.657 | 0.5894 | 0.369 | 0.4269 | 21:00 | 0 | 0 | 0 | 0 | 0 | 0 | 0 | 21:00 | 0 | 0 | 0 | 0 | 0 | 0 | 0 | 21:00 | 0.7461 | 0.5166 | 0.287 | 0.3363 | 0.6114 | 0.2535 | 0.3153 | 21:00 | 0.6244 | 0.6419 | 0.4504 | 0.3733 | 0.1058 | 0.2036 | 0.1165
|  | 112:00 | 0.5877 | 0.4536 | 0.5718 | 0.2972 | 0.4614 | 0.4743 | 0.7153 | 0.6373 | 0.8475 | 0.78 | 0.7466 | 0.7453 | 0.4299 | 0.3076 | 0.1344 | 0.3128 | 0.3076 | 0.2737 | 0.4042 | 0.4498 | 0.7209 | 0.6839 | 0.3892 | 0.4556 | 22:00 | 0 | 0 | 0 | 0 | 0 | 0 | 0 | 22:00 | 0 | 0 | 0 | 0 | 0 | 0 | 0 | 22:00 | 0.6821 | 0.5047 | 0.1976 | 0.2968 | 0.6085 | 0.234 | 0.2412 | 22:00 | 0.5698 | 0.5237 | 0.2297 | 0.3316 | 0.1346 | 0.1352 | 0.13
|  | 113:00 | 0.574 | 0.4498 | 0.5354 | 0.2972 | 0.4843 | 0.4681 | 0.6394 | 0.5709 | 0.6718 | 0.5907 | 0.7058 | 0.6357 | 0.3777 | 0.2678 | 0.1149 | 0.2666 | 0.2678 | 0.2373 | 0.3674 | 0.3921 | 0.6623 | 0.6544 | 0.3263 | 0.3988 | 23:00 | 0 | 0 | 0 | 0 | 0 | 0 | 0 | 23:00 | 0 | 0 | 0 | 0 | 0 | 0 | 0 | 23:00 | 0.6174 | 0.4628 | 0.1454 | 0.3066 | 0.5855 | 0.2008 | 0.3103 | 23:00 | 0.4867 | 0.3778 | 0.1822 | 0.2509 | 0.1623 | 0.0943 | 0.2052
|  | 114:00 | 0.518 | 0.2785 | 0.454 | 0.2598 | 0.5109 | 0.4042 | 0.4404 | 0.3816 | 0.3732 | 0.3664 | 0.4972 | 0.4118 | 0.3436 | 0.199 | 0.098 | 0.2175 | 0.199 | 0.203 | 0.392 | 0.3492 | 0.6021 | 0.7255 | 0.3724 | 0.4113 | 24:00 | 0 | 0 | 0 | 0 | 0 | 0 | 0 | 24:00 | 0 | 0 | 0 | 0 | 0 | 0 | 0 | 24:00 | 0.557 | 0.3879 | 0.1785 | 0.3685 | 0.5567 | 0.2016 | 0.2945 | 24:00 | 0.4548 | 0.3172 | 0.1191 | 0.2005 | 0.1263 | 0.1361 | 0.2121
|  | 115:00 | 0 | 0.0461 | 0 | 0 | 0.0764 | 0.0245 | 0.1268 | 0.0722 | 0.0668 | 0.0925 | 0.1455 | 0.1008 | 0.3845 | 0.201 | 0.0953 | 0.2721 | 0.201 | 0.2246 | 0.4627 | 0.401 | 0.6607 | 0.7666 | 0.4616 | 0.4843
|  | 116:00 | 0 | 0 | 0 | 0 | 0 | 0 | 0.0025 | 0.0033 | 0 | 0.0005 | 0.0023 | 0.0017 | 0.4372 | 0.3637 | 0.1326 | 0.4154 | 0.3637 | 0.3022 | 0.6011 | 0.5377 | 0.503 | 0.6303 | 0.5447 | 0.5485
|  | 117:00 | 0 | 0 | 0 | 0 | 0 | 0 | 0 | 0 | 0 | 0 | 0 | 0 | 0.5068 | 0.6257 | 0.1806 | 0.607 | 0.6257 | 0.4102 | 0.729 | 0.68 | 0.3946 | 0.5171 | 0.6101 | 0.6106 | South
|  | 118:00 | 0 | 0 | 0 | 0 | 0 | 0 | 0 | 0 | 0 | 0 | 0 | 0 | 0.5004 | 0.5604 | 0.1739 | 0.5791 | 0.5604 | 0.3924 | 0.8081 | 0.772 | 0.3525 | 0.5302 | 0.6921 | 0.6772 |  | SOLAR CSP | [7 empty] | SOLAR PVSAT | [7 empty] | wind | [7 empty] | new wind
|  | 119:00 | 0 | 0 | 0 | 0 | 0 | 0 | 0 | 0 | 0 | 0 | 0 | 0 | 0.4883 | 0.5769 | 0.1684 | 0.617 | 0.5769 | 0.3963 | 0.7527 | 0.7147 | 0.2773 | 0.4993 | 0.7785 | 0.6914 |  | 1 | 2 | 3 | 4 | 5 | 6 | 7 |  | 1 | 2 | 3 | 4 | 5 | 6 | 7 |  | 1 | 2 | 3 | 4 | 5 | 6 | 7 |  | 1 | 2 | 3 | 4 | 5 | 6 | 7
|  | 120:00 | 0 | 0 | 0 | 0 | 0 | 0 | 0 | 0 | 0 | 0 | 0 | 0 | 0.5015 | 0.6476 | 0.1689 | 0.6387 | 0.6476 | 0.4129 | 0.7016 | 0.683 | 0.2792 | 0.4343 | 0.8431 | 0.7083 | 1:00 | 0 | 0 | 0 | 0 | 0 | 0 | 0 | 1:00 | 0 | 0 | 0 | 0 | 0 | 0 | 0 | 1:00 | 0.863 | 0.7596 | 0.1019 | 0.3566 | 0.7353 | 0.327 | 0.3115 | 1:00 | 0.5255 | 0.5514 | 0.1473 | 0.2877 | 0.3661 | 0.1279 | 0.1384
Jun | Summer | 121:00 | 0 | 0 | 0 | 0 | 0 | 0 | 0 | 0 | 0 | 0 | 0 | 0 | 0.4009 | 0.5533 | 0.1448 | 0.512 | 0.5533 | 0.3385 | 0.5623 | 0.6079 | 0.2468 | 0.4259 | 0.7044 | 0.6019 | 2:00 | 0 | 0 | 0 | 0 | 0 | 0 | 0 | 2:00 | 0 | 0 | 0 | 0 | 0 | 0 | 0 | 2:00 | 0.8422 | 0.7176 | 0.1157 | 0.4108 | 0.7441 | 0.3131 | 0.2626 | 2:00 | 0.5283 | 0.4616 | 0.1252 | 0.2799 | 0.3673 | 0.1264 | 0.1998
|  | 122:00 | 0 | 0 | 0 | 0 | 0 | 0 | 0 | 0 | 0 | 0 | 0 | 0 | 0.4216 | 0.6265 | 0.1628 | 0.6211 | 0.6265 | 0.3819 | 0.5698 | 0.6233 | 0.1733 | 0.3276 | 0.6543 | 0.5682 | 3:00 | 0 | 0 | 0 | 0 | 0 | 0 | 0 | 3:00 | 0 | 0 | 0 | 0 | 0 | 0 | 0 | 3:00 | 0.8367 | 0.6076 | 0.1463 | 0.4105 | 0.702 | 0.3885 | 0.2049 | 3:00 | 0.5594 | 0.329 | 0.1418 | 0.1954 | 0.3672 | 0.1555 | 0.2546
|  | 123:00 | 0 | 0 | 0 | 0 | 0 | 0 | 0 | 0 | 0 | 0 | 0 | 0 | 0.4632 | 0.641 | 0.1753 | 0.6666 | 0.641 | 0.4094 | 0.5021 | 0.5716 | 0.1377 | 0.242 | 0.5513 | 0.4893 | 4:00 | 0 | 0 | 0 | 0 | 0 | 0 | 0 | 4:00 | 0 | 0 | 0 | 0 | 0 | 0 | 0 | 4:00 | 0.8256 | 0.5614 | 0.1739 | 0.3337 | 0.7012 | 0.4278 | 0.1658 | 4:00 | 0.5393 | 0.375 | 0.1169 | 0.1617 | 0.334 | 0.1475 | 0.2322
|  | 124:00 | 0 | 0 | 0 | 0 | 0 | 0 | 0 | 0 | 0 | 0 | 0 | 0 | 0.4017 | 0.5004 | 0.1309 | 0.5099 | 0.5004 | 0.3265 | 0.5137 | 0.621 | 0.1311 | 0.2202 | 0.5233 | 0.486 | 5:00 | 0 | 0 | 0 | 0 | 0 | 0 | 0 | 5:00 | 0 | 0 | 0 | 0 | 0 | 0 | 0 | 5:00 | 0.7886 | 0.4638 | 0.1764 | 0.3409 | 0.6993 | 0.4124 | 0.1642 | 5:00 | 0.5495 | 0.3417 | 0.0828 | 0.135 | 0.2602 | 0.1564 | 0.2437
|  | 125:00 | 0 | 0 | 0 | 0 | 0 | 0 | 0 | 0 | 0 | 0 | 0 | 0 | 0.3339 | 0.4336 | 0.116 | 0.4403 | 0.4336 | 0.2796 | 0.4457 | 0.5956 | 0.1287 | 0.168 | 0.5419 | 0.4793 | 6:00 | 0 | 0 | 0 | 0 | 0 | 0 | 0 | 6:00 | 0 | 0.0041 | 0.0009 | 0 | 0 | 0 | 0 | 6:00 | 0.7769 | 0.3401 | 0.1553 | 0.3315 | 0.6811 | 0.3619 | 0.1831 | 6:00 | 0.5795 | 0.2693 | 0.078 | 0.1146 | 0.2067 | 0.2165 | 0.2808
|  | 126:00 | 0 | 0 | 0 | 0 | 0 | 0 | 0.0081 | 0.0318 | 0.0054 | 0.0007 | 0.0161 | 0.0124 | 0.2863 | 0.365 | 0.0941 | 0.3862 | 0.365 | 0.2385 | 0.3488 | 0.5194 | 0.1282 | 0.1287 | 0.5481 | 0.4525 | 7:00 | 0 | 0 | 0 | 0 | 0 | 0 | 0 | 7:00 | 0.0045 | 0.0901 | 0.0988 | 0.0963 | 0.007 | 0.0072 | 0 | 7:00 | 0.7496 | 0.3106 | 0.1233 | 0.3428 | 0.616 | 0.3094 | 0.1714 | 7:00 | 0.5287 | 0.3063 | 0.0965 | 0.1001 | 0.1587 | 0.1524 | 0.283
|  | 127:00 | 0 | 0 | 0 | 0 | 0 | 0 | 0.205 | 0.2529 | 0.2581 | 0.1851 | 0.2561 | 0.2314 | 0.2561 | 0.3168 | 0.0904 | 0.3632 | 0.3168 | 0.2182 | 0.3374 | 0.488 | 0.1301 | 0.1129 | 0.5233 | 0.4311 | 8:00 | 0 | 0 | 0 | 0 | 0 | 0 | 0 | 8:00 | 0.2442 | 0.326 | 0.3974 | 0.5498 | 0.2466 | 0.2311 | 0.0098 | 8:00 | 0.7776 | 0.334 | 0.0563 | 0.2664 | 0.6447 | 0.3327 | 0.2451 | 8:00 | 0.5495 | 0.3952 | 0.082 | 0.1253 | 0.1443 | 0.1615 | 0.324
|  | 128:00 | 0 | 0.0691 | 0.003 | 0 | 0.0551 | 0.0254 | 0.4665 | 0.5399 | 0.555 | 0.4628 | 0.57 | 0.5188 | 0.2274 | 0.2623 | 0.0741 | 0.2934 | 0.2623 | 0.1833 | 0.2499 | 0.4379 | 0.0738 | 0.077 | 0.3779 | 0.3288 | 9:00 | 0 | 0.0096 | 0.0867 | 0.3129 | 0 | 0 | 0 | 9:00 | 0.6708 | 0.4401 | 0.4824 | 0.7585 | 0.5996 | 0.5212 | 0.0959 | 9:00 | 0.8108 | 0.3676 | 0.0201 | 0.223 | 0.6992 | 0.3802 | 0.366 | 9:00 | 0.558 | 0.4496 | 0.0652 | 0.1452 | 0.1304 | 0.1679 | 0.3681
|  | 129:00 | 0.1391 | 0.3718 | 0.1905 | 0.1221 | 0.3625 | 0.2372 | 0.6663 | 0.6884 | 0.6583 | 0.6703 | 0.667 | 0.67 | 0.2136 | 0.2235 | 0.0621 | 0.242 | 0.2235 | 0.1598 | 0.1945 | 0.3864 | 0.0655 | 0.0679 | 0.2588 | 0.2498 | 10:00 | 0.2628 | 0.1258 | 0.3114 | 0.6276 | 0.3007 | 0.2096 | 0 | 10:00 | 0.6864 | 0.5899 | 0.7323 | 0.7885 | 0.7752 | 0.602 | 0.1408 | 10:00 | 0.7895 | 0.3261 | 0.0159 | 0.1688 | 0.6427 | 0.332 | 0.4383 | 10:00 | 0.4086 | 0.5428 | 0.0119 | 0.1051 | 0.1464 | 0.1262 | 0.3323
|  | 130:00 | 0.5212 | 0.7383 | 0.4679 | 0.3956 | 0.6951 | 0.5636 | 0.8139 | 0.8353 | 0.8065 | 0.78 | 0.9188 | 0.8309 | 0.26 | 0.3009 | 0.0704 | 0.2812 | 0.3009 | 0.1931 | 0.185 | 0.4238 | 0.067 | 0.0691 | 0.2407 | 0.2483 | 11:00 | 0.4915 | 0.3638 | 0.4402 | 0.8053 | 0.6394 | 0.4546 | 0 | 11:00 | 0.7169 | 0.7036 | 0.7053 | 0.8683 | 0.766 | 0.7137 | 0.1426 | 11:00 | 0.8518 | 0.2525 | 0.009 | 0.1696 | 0.6175 | 0.1834 | 0.4905 | 11:00 | 0.4118 | 0.6478 | 0.0676 | 0.0839 | 0.0232 | 0.0628 | 0.2311
|  | 131:00 | 0.5952 | 0.7789 | 0.5189 | 0.5646 | 0.8617 | 0.6639 | 0.8045 | 0.9544 | 0.792 | 0.7936 | 0.8859 | 0.8461 | 0.3036 | 0.3208 | 0.0782 | 0.2879 | 0.3208 | 0.2122 | 0.2031 | 0.4331 | 0.0911 | 0.0931 | 0.304 | 0.288 | 12:00 | 0.3933 | 0.4625 | 0.394 | 0.8267 | 0.5263 | 0.5457 | 0 | 12:00 | 0.6296 | 0.7546 | 0.73 | 0.8289 | 0.708 | 0.7396 | 0.2557 | 12:00 | 0.8426 | 0.2647 | 0.0112 | 0.1677 | 0.6116 | 0.1632 | 0.2967 | 12:00 | 0.5589 | 0.6524 | 0.0423 | 0.0639 | 0.0694 | 0.1031 | 0.1923
|  | 132:00 | 0.6921 | 0.8701 | 0.5665 | 0.7629 | 0.9696 | 0.7722 | 0.8546 | 0.9537 | 0.8117 | 0.9028 | 0.9199 | 0.8885 | 0.3167 | 0.2943 | 0.0913 | 0.2959 | 0.2943 | 0.2196 | 0.245 | 0.403 | 0.1375 | 0.1401 | 0.3553 | 0.3191 | 13:00 | 0.3066 | 0.3473 | 0.4533 | 0.8306 | 0.438 | 0.5994 | 0 | 13:00 | 0.6196 | 0.7483 | 0.7015 | 0.8414 | 0.6891 | 0.7171 | 0.2566 | 13:00 | 0.7939 | 0.3351 | 0.0187 | 0.1277 | 0.6007 | 0.1378 | 0.2131 | 13:00 | 0.5878 | 0.7029 | 0.0283 | 0.0557 | 0.0649 | 0.1094 | 0.2487
|  | 133:00 | 0.6784 | 0.9507 | 0.6321 | 0.7152 | 0.9502 | 0.7853 | 0.8521 | 0.9409 | 0.8465 | 0.8606 | 0.8622 | 0.8725 | 0.3457 | 0.4139 | 0.0981 | 0.3605 | 0.4139 | 0.2576 | 0.2167 | 0.3285 | 0.2788 | 0.1742 | 0.3812 | 0.3298 | 14:00 | 0.2976 | 0.5281 | 0.5769 | 0.8464 | 0.5278 | 0.7296 | 0 | 14:00 | 0.6414 | 0.7288 | 0.8143 | 0.8468 | 0.7192 | 0.7635 | 0.3117 | 14:00 | 0.7848 | 0.2681 | 0.0236 | 0.0918 | 0.5126 | 0.1004 | 0.132 | 14:00 | 0.5184 | 0.7574 | 0.0298 | 0.0703 | 0.0978 | 0.1355 | 0.1712
|  | 134:00 | 0.6991 | 0.9595 | 0.5803 | 0.7729 | 0.9405 | 0.7905 | 0.8833 | 0.9368 | 0.8048 | 0.8862 | 0.8998 | 0.8822 | 0.3228 | 0.358 | 0.1086 | 0.3147 | 0.358 | 0.2396 | 0.2227 | 0.2934 | 0.4472 | 0.2647 | 0.5054 | 0.4082 | 15:00 | 0.2188 | 0.486 | 0.5654 | 0.7908 | 0.6405 | 0.7679 | 0.0249 | 15:00 | 0.5563 | 0.7709 | 0.7434 | 0.7979 | 0.7475 | 0.7894 | 0.3314 | 15:00 | 0.7645 | 0.3119 | 0.0289 | 0.1401 | 0.4325 | 0.036 | 0.072 | 15:00 | 0.4774 | 0.8063 | 0.0844 | 0.0955 | 0.1266 | 0.1957 | 0.1211
|  | 135:00 | 0.7082 | 0.9326 | 0.5078 | 0.7345 | 0.871 | 0.7508 | 0.8668 | 0.9337 | 0.7714 | 0.8764 | 0.86 | 0.8617 | 0.3098 | 0.2882 | 0.1003 | 0.2831 | 0.2882 | 0.218 | 0.1719 | 0.2343 | 0.5535 | 0.3299 | 0.4924 | 0.3976 | 16:00 | 0.2082 | 0.4576 | 0.4459 | 0.7893 | 0.6553 | 0.747 | 0.0483 | 16:00 | 0.5428 | 0.6635 | 0.6577 | 0.8024 | 0.7583 | 0.7569 | 0.289 | 16:00 | 0.7555 | 0.3033 | 0.0531 | 0.139 | 0.3518 | 0.0108 | 0.0916 | 16:00 | 0.4497 | 0.7993 | 0.0965 | 0.1549 | 0.1597 | 0.1705 | 0.2013
|  | 136:00 | 0.6713 | 0.8787 | 0.4952 | 0.6527 | 0.974 | 0.7343 | 0.8355 | 0.8938 | 0.7385 | 0.8239 | 0.9144 | 0.8412 | 0.3543 | 0.3513 | 0.1158 | 0.3417 | 0.3513 | 0.2559 | 0.1597 | 0.1893 | 0.6087 | 0.3408 | 0.467 | 0.3802 | 17:00 | 0.2145 | 0.4704 | 0.4026 | 0.6956 | 0.2735 | 0.4475 | 0 | 17:00 | 0.4403 | 0.7385 | 0.5847 | 0.7624 | 0.5155 | 0.6065 | 0.1897 | 17:00 | 0.7426 | 0.2603 | 0.0947 | 0.136 | 0.3002 | 0.0075 | 0.1158 | 17:00 | 0.4147 | 0.7726 | 0.1645 | 0.2132 | 0.2363 | 0.1468 | 0.2056
|  | 137:00 | 0.5695 | 0.8573 | 0.4065 | 0.5906 | 0.9575 | 0.6763 | 0.7337 | 0.8421 | 0.6282 | 0.7598 | 0.8824 | 0.7692 | 0.3784 | 0.3478 | 0.1187 | 0.3474 | 0.3478 | 0.2646 | 0.1986 | 0.1942 | 0.5772 | 0.3918 | 0.4984 | 0.4001 | 18:00 | 0 | 0.4585 | 0.2248 | 0.5466 | 0 | 0 | 0 | 18:00 | 0.0544 | 0.5994 | 0.4179 | 0.5938 | 0.067 | 0.121 | 0.1053 | 18:00 | 0.7207 | 0.2576 | 0.0978 | 0.1618 | 0.4027 | 0.0108 | 0.1347 | 18:00 | 0.3375 | 0.7877 | 0.188 | 0.2516 | 0.267 | 0.1174 | 0.2074
|  | 138:00 | 0.3871 | 0.6907 | 0.2345 | 0.4219 | 0.6719 | 0.4812 | 0.5545 | 0.6739 | 0.4239 | 0.5509 | 0.6159 | 0.5638 | 0.3325 | 0.3626 | 0.1106 | 0.3115 | 0.3626 | 0.243 | 0.1823 | 0.1922 | 0.5771 | 0.4522 | 0.4815 | 0.392 | 19:00 | 0 | 0.0063 | 0.0071 | 0 | 0 | 0 | 0 | 19:00 | 0 | 0.3232 | 0.2162 | 0.2977 | 0 | 0 | 0.001 | 19:00 | 0.6973 | 0.2823 | 0.1177 | 0.2159 | 0.5801 | 0.0266 | 0.197 | 19:00 | 0.3719 | 0.8172 | 0.1764 | 0.3446 | 0.2135 | 0.1513 | 0.2142
|  | 139:00 | 0.0306 | 0.1081 | 0 | 0 | 0.4574 | 0.1192 | 0.2701 | 0.3803 | 0.1457 | 0.2483 | 0.4102 | 0.2909 | 0.3411 | 0.3631 | 0.1131 | 0.33 | 0.3631 | 0.2502 | 0.2024 | 0.226 | 0.4514 | 0.4974 | 0.4892 | 0.3934 | 20:00 | 0 | 0 | 0 | 0 | 0 | 0 | 0 | 20:00 | 0 | 0.0152 | 0.0098 | 0.0114 | 0 | 0 | 0 | 20:00 | 0.7755 | 0.3777 | 0.127 | 0.3068 | 0.8178 | 0.0981 | 0.2829 | 20:00 | 0.5054 | 0.8332 | 0.1511 | 0.4146 | 0.2575 | 0.2341 | 0.2043
|  | 140:00 | 0 | 0 | 0 | 0 | 0 | 0 | 0.0138 | 0.0364 | 0 | 0.0039 | 0.0997 | 0.0308 | 0.3794 | 0.4143 | 0.1218 | 0.3959 | 0.4143 | 0.2836 | 0.3708 | 0.3598 | 0.4186 | 0.531 | 0.627 | 0.5096 | 21:00 | 0 | 0 | 0 | 0 | 0 | 0 | 0 | 21:00 | 0 | 0 | 0 | 0 | 0 | 0 | 0 | 21:00 | 0.7918 | 0.4859 | 0.1446 | 0.3741 | 0.884 | 0.2726 | 0.3652 | 21:00 | 0.6947 | 0.8423 | 0.101 | 0.4682 | 0.2909 | 0.3547 | 0.2071
|  | 141:00 | 0 | 0 | 0 | 0 | 0 | 0 | 0 | 0 | 0 | 0 | 0 | 0 | 0.4157 | 0.4738 | 0.1305 | 0.4771 | 0.4738 | 0.3206 | 0.5927 | 0.5102 | 0.3859 | 0.6077 | 0.7515 | 0.6308 | 22:00 | 0 | 0 | 0 | 0 | 0 | 0 | 0 | 22:00 | 0 | 0 | 0 | 0 | 0 | 0 | 0 | 22:00 | 0.7787 | 0.6649 | 0.169 | 0.4004 | 0.8818 | 0.3836 | 0.3303 | 22:00 | 0.6329 | 0.7723 | 0.2015 | 0.453 | 0.3611 | 0.3584 | 0.3039
|  | 142:00 | 0 | 0 | 0 | 0 | 0 | 0 | 0 | 0 | 0 | 0 | 0 | 0 | 0.4312 | 0.5824 | 0.1362 | 0.548 | 0.5824 | 0.3542 | 0.6591 | 0.5195 | 0.3469 | 0.5982 | 0.7292 | 0.6244 | 23:00 | 0 | 0 | 0 | 0 | 0 | 0 | 0 | 23:00 | 0 | 0 | 0 | 0 | 0 | 0 | 0 | 23:00 | 0.7765 | 0.5791 | 0.153 | 0.4359 | 0.8531 | 0.3478 | 0.4308 | 23:00 | 0.5844 | 0.6385 | 0.2512 | 0.4098 | 0.3134 | 0.3213 | 0.3709
|  | 143:00 | 0 | 0 | 0 | 0 | 0 | 0 | 0 | 0 | 0 | 0 | 0 | 0 | 0.4375 | 0.6135 | 0.1428 | 0.5374 | 0.6135 | 0.3602 | 0.7468 | 0.6261 | 0.2849 | 0.5539 | 0.7575 | 0.6635 | 24:00 | 0 | 0 | 0 | 0 | 0 | 0 | 0 | 24:00 | 0 | 0 | 0 | 0 | 0 | 0 | 0 | 24:00 | 0.7297 | 0.5649 | 0.2555 | 0.5218 | 0.8392 | 0.3208 | 0.4064 | 24:00 | 0.5392 | 0.5704 | 0.2065 | 0.3791 | 0.2746 | 0.3216 | 0.3999
|  | 144:00 | 0 | 0 | 0 | 0 | 0 | 0 | 0 | 0 | 0 | 0 | 0 | 0 | 0.4962 | 0.7185 | 0.1676 | 0.629 | 0.7185 | 0.4173 | 0.7453 | 0.7021 | 0.2484 | 0.4782 | 0.7838 | 0.6862
Jul |  | 145:00 | 0 | 0 | 0 | 0 | 0 | 0 | 0 | 0 | 0 | 0 | 0 | 0 | 0.3864 | 0.5017 | 0.1334 | 0.4849 | 0.5017 | 0.3183 | 0.5625 | 0.5888 | 0.3206 | 0.4366 | 0.5347 | 0.5212
|  | 146:00 | 0 | 0 | 0 | 0 | 0 | 0 | 0 | 0 | 0 | 0 | 0 | 0 | 0.3146 | 0.4357 | 0.1032 | 0.3852 | 0.4357 | 0.2584 | 0.4352 | 0.5795 | 0.2356 | 0.2946 | 0.4855 | 0.464 | Panhandle
|  | 147:00 | 0 | 0 | 0 | 0 | 0 | 0 | 0 | 0 | 0 | 0 | 0 | 0 | 0.2951 | 0.4027 | 0.0996 | 0.371 | 0.4027 | 0.2446 | 0.4515 | 0.556 | 0.168 | 0.2664 | 0.4993 | 0.4585 |  | SOLAR CSP | [7 empty] | SOLAR PVSAT | [7 empty] | wind | [7 empty] | new wind
|  | 148:00 | 0 | 0 | 0 | 0 | 0 | 0 | 0 | 0 | 0 | 0 | 0 | 0 | 0.3288 | 0.4327 | 0.1064 | 0.4161 | 0.4327 | 0.2694 | 0.3977 | 0.507 | 0.1685 | 0.26 | 0.467 | 0.4249 |  | 1 | 2 | 3 | 4 | 5 | 6 | 7 |  | 1 | 2 | 3 | 4 | 5 | 6 | 7 |  | 1 | 2 | 3 | 4 | 5 | 6 | 7 |  | 1 | 2 | 3 | 4 | 5 | 6 | 7
|  | 149:00 | 0 | 0 | 0 | 0 | 0 | 0 | 0 | 0 | 0 | 0 | 0 | 0 | 0.3091 | 0.4037 | 0.1012 | 0.4037 | 0.4037 | 0.2559 | 0.3448 | 0.4612 | 0.1351 | 0.2717 | 0.4848 | 0.4142 | 1:00 | 0 | 0 | 0 | 0 | 0 | 0 | 0 | 1:00 | 0 | 0 | 0 | 0 | 0 | 0 | 0 | 1:00 | 0.8647 | 0.796 | 0.1389 | 0.4131 | 0.76 | 0.3484 | 0.2164 | 1:00 | 0.8698 | 0.7401 | 0.4317 | 0.2292 | 0.8837 | 0.6601 | 0.4486
|  | 150:00 | 0 | 0 | 0 | 0 | 0 | 0 | 0.0122 | 0.0076 | 0.0082 | 0.0003 | 0.0049 | 0.0066 | 0.3345 | 0.3966 | 0.1058 | 0.4301 | 0.3966 | 0.2693 | 0.3065 | 0.4072 | 0.1284 | 0.2631 | 0.4413 | 0.3747 | 2:00 | 0 | 0 | 0 | 0 | 0 | 0 | 0 | 2:00 | 0 | 0 | 0 | 0 | 0 | 0 | 0 | 2:00 | 0.852 | 0.7306 | 0.1441 | 0.4897 | 0.7626 | 0.3401 | 0.1559 | 2:00 | 0.87 | 0.7105 | 0.3481 | 0.2365 | 0.8604 | 0.6535 | 0.3424
|  | 151:00 | 0 | 0 | 0 | 0 | 0 | 0 | 0.2479 | 0.2222 | 0.1774 | 0.0912 | 0.1848 | 0.1847 | 0.3093 | 0.3317 | 0.1039 | 0.4258 | 0.3317 | 0.2529 | 0.3033 | 0.3466 | 0.1293 | 0.265 | 0.3828 | 0.3314 | 3:00 | 0 | 0 | 0 | 0 | 0 | 0 | 0 | 3:00 | 0 | 0 | 0 | 0 | 0 | 0 | 0 | 3:00 | 0.8442 | 0.6193 | 0.1696 | 0.4251 | 0.7285 | 0.387 | 0.1177 | 3:00 | 0.8469 | 0.6711 | 0.2772 | 0.2446 | 0.8123 | 0.6646 | 0.2745
|  | 152:00 | 0.0704 | 0.0575 | 0 | 0 | 0 | 0.0256 | 0.5476 | 0.5893 | 0.4836 | 0.4995 | 0.6685 | 0.5577 | 0.2373 | 0.2618 | 0.0827 | 0.331 | 0.2618 | 0.1969 | 0.2244 | 0.3051 | 0.1958 | 0.2528 | 0.2691 | 0.263 | 4:00 | 0 | 0 | 0 | 0 | 0 | 0 | 0 | 4:00 | 0 | 0 | 0 | 0 | 0 | 0 | 0 | 4:00 | 0.775 | 0.5562 | 0.2 | 0.3746 | 0.7081 | 0.3922 | 0.0772 | 4:00 | 0.8154 | 0.6084 | 0.2581 | 0.2738 | 0.7903 | 0.6534 | 0.2406
|  | 153:00 | 0.4491 | 0.308 | 0.0878 | 0.1251 | 0.3326 | 0.2605 | 0.7962 | 0.8375 | 0.6949 | 0.7369 | 0.8698 | 0.7871 | 0.1774 | 0.2118 | 0.0608 | 0.2452 | 0.2118 | 0.1483 | 0.1607 | 0.265 | 0.2859 | 0.276 | 0.1808 | 0.2138 | 5:00 | 0 | 0 | 0 | 0 | 0 | 0 | 0 | 5:00 | 0 | 0 | 0 | 0 | 0 | 0 | 0 | 5:00 | 0.7348 | 0.4117 | 0.1914 | 0.3166 | 0.6817 | 0.4013 | 0.0842 | 5:00 | 0.8019 | 0.6011 | 0.2115 | 0.2939 | 0.8077 | 0.6707 | 0.2728
|  | 154:00 | 0.7784 | 0.6517 | 0.4574 | 0.418 | 0.9313 | 0.6474 | 0.8857 | 0.8901 | 0.7889 | 0.8602 | 0.9142 | 0.8678 | 0.1587 | 0.1817 | 0.0578 | 0.1933 | 0.1817 | 0.1279 | 0.1008 | 0.1949 | 0.2515 | 0.2485 | 0.1437 | 0.1674 | 6:00 | 0 | 0 | 0 | 0 | 0 | 0 | 0 | 6:00 | 0 | 0.0269 | 0.0031 | 0 | 0 | 0 | 0 | 6:00 | 0.7417 | 0.2922 | 0.1572 | 0.3086 | 0.649 | 0.4483 | 0.0846 | 6:00 | 0.803 | 0.574 | 0.179 | 0.27 | 0.8433 | 0.6673 | 0.26
|  | 155:00 | 0.8407 | 0.7584 | 0.6106 | 0.5375 | 0.8615 | 0.7217 | 0.8605 | 0.9074 | 0.7938 | 0.8673 | 0.9374 | 0.8733 | 0.1475 | 0.1571 | 0.0546 | 0.1618 | 0.1571 | 0.1143 | 0.1075 | 0.1838 | 0.2577 | 0.1965 | 0.1505 | 0.1674 | 7:00 | 0 | 0 | 0 | 0 | 0 | 0 | 0 | 7:00 | 0 | 0.2645 | 0.1904 | 0.1256 | 0 | 0 | 0 | 7:00 | 0.7565 | 0.2384 | 0.0957 | 0.3088 | 0.59 | 0.3698 | 0.0809 | 7:00 | 0.78 | 0.5705 | 0.1468 | 0.2884 | 0.8455 | 0.6382 | 0.2268
|  | 156:00 | 0.9263 | 0.8686 | 0.6247 | 0.6802 | 0.9439 | 0.8087 | 0.8258 | 0.8888 | 0.8063 | 0.8297 | 0.8982 | 0.8498 | 0.1321 | 0.1126 | 0.0461 | 0.1367 | 0.1126 | 0.0962 | 0.0791 | 0.1675 | 0.2162 | 0.1694 | 0.1162 | 0.1374 | 8:00 | 0 | 0 | 0 | 0 | 0 | 0 | 0 | 8:00 | 0.1015 | 0.5314 | 0.6714 | 0.6142 | 0.2123 | 0.1701 | 0.014 | 8:00 | 0.7391 | 0.2948 | 0.0392 | 0.2434 | 0.6092 | 0.3619 | 0.1664 | 8:00 | 0.7677 | 0.5134 | 0.0879 | 0.3257 | 0.8448 | 0.5538 | 0.197
|  | 157:00 | 0.882 | 0.7132 | 0.5814 | 0.7039 | 0.7828 | 0.7326 | 0.8067 | 0.8584 | 0.8338 | 0.832 | 0.9157 | 0.8493 | 0.1646 | 0.1584 | 0.044 | 0.1675 | 0.1584 | 0.1161 | 0.0974 | 0.1474 | 0.3721 | 0.2092 | 0.1455 | 0.1692 | 9:00 | 0 | 0.2338 | 0.4534 | 0.2789 | 0 | 0 | 0 | 9:00 | 0.4319 | 0.6427 | 0.8783 | 0.6395 | 0.7077 | 0.7425 | 0.1705 | 9:00 | 0.7647 | 0.3532 | 0.0091 | 0.2097 | 0.6449 | 0.3965 | 0.3202 | 9:00 | 0.7707 | 0.4428 | 0.0438 | 0.3824 | 0.8413 | 0.4814 | 0.189
|  | 158:00 | 0.9364 | 0.8183 | 0.5236 | 0.6613 | 0.9667 | 0.7813 | 0.859 | 0.8537 | 0.8328 | 0.8202 | 0.8672 | 0.8466 | 0.2601 | 0.2392 | 0.0838 | 0.242 | 0.2392 | 0.1834 | 0.1107 | 0.145 | 0.4936 | 0.2246 | 0.1479 | 0.186 | 10:00 | 0.1766 | 0.6343 | 0.9855 | 0.7277 | 0.3726 | 0.4091 | 0 | 10:00 | 0.7789 | 0.9202 | 0.942 | 0.9244 | 0.8368 | 0.8589 | 0.2667 | 10:00 | 0.7777 | 0.297 | 0.0048 | 0.19 | 0.5781 | 0.3027 | 0.3693 | 10:00 | 0.7668 | 0.3347 | 0.0146 | 0.3175 | 0.8198 | 0.4295 | 0.1283
|  | 159:00 | 0.9151 | 0.8432 | 0.503 | 0.6584 | 0.9513 | 0.7742 | 0.8508 | 0.8529 | 0.8604 | 0.8232 | 0.8717 | 0.8518 | 0.2696 | 0.1641 | 0.0842 | 0.1773 | 0.1641 | 0.1645 | 0.1014 | 0.138 | 0.6665 | 0.2639 | 0.139 | 0.2004 | 11:00 | 0.571 | 0.4482 | 0.902 | 0.9763 | 0.744 | 0.7842 | 0.0913 | 11:00 | 0.7574 | 0.8009 | 0.9286 | 0.949 | 0.8041 | 0.8315 | 0.4021 | 11:00 | 0.8365 | 0.2225 | 0.0052 | 0.1788 | 0.5544 | 0.1792 | 0.4782 | 11:00 | 0.6517 | 0.2135 | 0.0005 | 0.4273 | 0.6782 | 0.1904 | 0.0827
|  | 160:00 | 0.8859 | 0.7527 | 0.5513 | 0.6975 | 0.9239 | 0.7623 | 0.8548 | 0.8817 | 0.8659 | 0.8617 | 0.8016 | 0.8531 | 0.2578 | 0.1235 | 0.0847 | 0.1322 | 0.1235 | 0.1475 | 0.0944 | 0.1378 | 0.6608 | 0.2463 | 0.1786 | 0.218 | 12:00 | 0.494 | 0.6484 | 0.9186 | 0.9739 | 0.6425 | 0.6869 | 0.0909 | 12:00 | 0.6959 | 0.802 | 0.8958 | 0.9328 | 0.7258 | 0.7721 | 0.3709 | 12:00 | 0.818 | 0.2836 | 0.0113 | 0.1874 | 0.5879 | 0.1462 | 0.3051 | 12:00 | 0.5962 | 0.226 | 0.0074 | 0.5499 | 0.6485 | 0.1656 | 0.0433
|  | 161:00 | 0.7555 | 0.686 | 0.4032 | 0.5995 | 0.9086 | 0.6706 | 0.7982 | 0.7605 | 0.7258 | 0.8105 | 0.863 | 0.7916 | 0.2539 | 0.1341 | 0.0819 | 0.1535 | 0.1341 | 0.1508 | 0.0996 | 0.1379 | 0.6082 | 0.2835 | 0.1831 | 0.2165 | 13:00 | 0.2139 | 0.8422 | 0.9541 | 0.9776 | 0.603 | 0.656 | 0 | 13:00 | 0.5415 | 0.9476 | 0.8975 | 0.9048 | 0.6924 | 0.7452 | 0.4566 | 13:00 | 0.7865 | 0.3139 | 0.0283 | 0.1148 | 0.5795 | 0.1554 | 0.2073 | 13:00 | 0.6549 | 0.2205 | 0.0126 | 0.3885 | 0.5785 | 0.1469 | 0.0221
|  | 162:00 | 0.5924 | 0.4644 | 0.1654 | 0.4702 | 0.7905 | 0.4966 | 0.6426 | 0.62 | 0.4855 | 0.6788 | 0.7987 | 0.6451 | 0.3209 | 0.1746 | 0.1043 | 0.2259 | 0.1746 | 0.1979 | 0.1541 | 0.1498 | 0.5486 | 0.3961 | 0.2289 | 0.2466 | 14:00 | 0.4214 | 0.9395 | 0.8837 | 0.9122 | 0.6476 | 0.6913 | 0.0147 | 14:00 | 0.6847 | 0.8949 | 0.8924 | 0.8737 | 0.7267 | 0.7627 | 0.4016 | 14:00 | 0.7688 | 0.2417 | 0.041 | 0.092 | 0.5398 | 0.0992 | 0.1002 | 14:00 | 0.7589 | 0.237 | 0.017 | 0.2446 | 0.4428 | 0.1473 | 0.029
|  | 163:00 | 0.0871 | 0.0603 | 0 | 0 | 0.3049 | 0.0905 | 0.3218 | 0.3884 | 0.1211 | 0.3327 | 0.5401 | 0.3408 | 0.3195 | 0.2606 | 0.1192 | 0.2903 | 0.2606 | 0.2265 | 0.2005 | 0.1991 | 0.5451 | 0.4695 | 0.2509 | 0.2769 | 15:00 | 0.6622 | 1.0269 | 0.8992 | 0.9392 | 0.7342 | 0.7725 | 0 | 15:00 | 0.7829 | 0.9382 | 0.9055 | 0.9109 | 0.7838 | 0.7967 | 0.682 | 15:00 | 0.77 | 0.2738 | 0.0322 | 0.134 | 0.4612 | 0.0326 | 0.051 | 15:00 | 0.8449 | 0.2931 | 0.0229 | 0.3061 | 0.3746 | 0.21 | 0.0376
|  | 164:00 | 0 | 0 | 0 | 0 | 0 | 0 | 0.0171 | 0.0409 | 0.0014 | 0.0164 | 0.1297 | 0.0411 | 0.3882 | 0.3028 | 0.1179 | 0.3217 | 0.3028 | 0.2566 | 0.2953 | 0.3185 | 0.6696 | 0.6076 | 0.364 | 0.3917 | 16:00 | 0.5284 | 1.0001 | 0.6595 | 1.0243 | 0.8054 | 0.8442 | 0.0225 | 16:00 | 0.6789 | 0.9485 | 0.7744 | 0.9262 | 0.8008 | 0.8189 | 0.3185 | 16:00 | 0.7785 | 0.2741 | 0.054 | 0.1248 | 0.3804 | 0.0102 | 0.0795 | 16:00 | 0.87 | 0.3677 | 0.0346 | 0.3246 | 0.3421 | 0.2439 | 0.0621
|  | 165:00 | 0 | 0 | 0 | 0 | 0 | 0 | 0 | 0 | 0 | 0 | 0 | 0 | 0.4373 | 0.3284 | 0.123 | 0.3536 | 0.3284 | 0.2818 | 0.3921 | 0.4746 | 0.7593 | 0.6708 | 0.4893 | 0.5139 | 17:00 | 0.4818 | 0.6157 | 0.7923 | 0.934 | 0.5287 | 0.5979 | 0.0991 | 17:00 | 0.675 | 0.6466 | 0.8943 | 0.8444 | 0.6877 | 0.7198 | 0.3872 | 17:00 | 0.7963 | 0.253 | 0.0923 | 0.1528 | 0.3208 | 0.007 | 0.1039 | 17:00 | 0.8903 | 0.4613 | 0.0379 | 0.257 | 0.3169 | 0.2045 | 0.1039
|  | 166:00 | 0 | 0 | 0 | 0 | 0 | 0 | 0 | 0 | 0 | 0 | 0 | 0 | 0.3948 | 0.3615 | 0.1105 | 0.3346 | 0.3615 | 0.265 | 0.3839 | 0.4629 | 0.6054 | 0.6679 | 0.5203 | 0.5082 | 18:00 | 0 | 0.5131 | 0.6142 | 0.839 | 0 | 0 | 0 | 18:00 | 0.1637 | 0.5521 | 0.6843 | 0.7861 | 0.2077 | 0.2312 | 0.2025 | 18:00 | 0.7399 | 0.2662 | 0.1234 | 0.1743 | 0.3992 | 0.0097 | 0.1495 | 18:00 | 0.8915 | 0.4714 | 0.0498 | 0.2991 | 0.3643 | 0.1928 | 0.1599
|  | 167:00 | 0 | 0 | 0 | 0 | 0 | 0 | 0 | 0 | 0 | 0 | 0 | 0 | 0.3487 | 0.4139 | 0.1198 | 0.3531 | 0.4139 | 0.2656 | 0.421 | 0.435 | 0.4526 | 0.4728 | 0.5318 | 0.4857 | 19:00 | 0 | 0 | 0.4177 | 0.3361 | 0 | 0 | 0 | 19:00 | 0 | 0.1612 | 0.5461 | 0.4883 | 0 | 0 | 0.0137 | 19:00 | 0.7505 | 0.2832 | 0.1408 | 0.1858 | 0.656 | 0.0178 | 0.2014 | 19:00 | 0.8727 | 0.6767 | 0.1058 | 0.4071 | 0.5255 | 0.2154 | 0.2469
|  | 168:00 | 0 | 0 | 0 | 0 | 0 | 0 | 0 | 0 | 0 | 0 | 0 | 0 | 0.4136 | 0.5264 | 0.1285 | 0.4629 | 0.5264 | 0.3226 | 0.4852 | 0.4986 | 0.3214 | 0.4285 | 0.5344 | 0.4917 | 20:00 | 0 | 0 | 0 | 0 | 0 | 0 | 0 | 20:00 | 0 | 0.0085 | 0.0593 | 0.0485 | 0 | 0 | 0 | 20:00 | 0.8031 | 0.3686 | 0.1761 | 0.2723 | 0.8232 | 0.0897 | 0.273 | 20:00 | 0.8549 | 0.65 | 0.1737 | 0.5116 | 0.8263 | 0.4647 | 0.3991
Aug |  | 169:00 | 0 | 0 | 0 | 0 | 0 | 0 | 0 | 0 | 0 | 0 | 0 | 0 | 0.3524 | 0.5881 | 0.1261 | 0.4951 | 0.5881 | 0.3181 | 0.2726 | 0.4074 | 0.1638 | 0.2501 | 0.4624 | 0.3849 | 21:00 | 0 | 0 | 0 | 0 | 0 | 0 | 0 | 21:00 | 0 | 0 | 0 | 0 | 0 | 0 | 0 | 21:00 | 0.8012 | 0.4882 | 0.181 | 0.3408 | 0.8813 | 0.3149 | 0.3298 | 21:00 | 0.8076 | 0.5373 | 0.2745 | 0.6002 | 0.9022 | 0.7149 | 0.5707
|  | 170:00 | 0 | 0 | 0 | 0 | 0 | 0 | 0 | 0 | 0 | 0 | 0 | 0 | 0.3313 | 0.5341 | 0.1147 | 0.4752 | 0.5341 | 0.2972 | 0.4251 | 0.4963 | 0.1287 | 0.2212 | 0.4603 | 0.4159 | 22:00 | 0 | 0 | 0 | 0 | 0 | 0 | 0 | 22:00 | 0 | 0 | 0 | 0 | 0 | 0 | 0 | 22:00 | 0.8054 | 0.6251 | 0.2202 | 0.4208 | 0.8884 | 0.3794 | 0.2489 | 22:00 | 0.7803 | 0.2552 | 0.425 | 0.6646 | 0.8976 | 0.6738 | 0.5953
|  | 171:00 | 0 | 0 | 0 | 0 | 0 | 0 | 0 | 0 | 0 | 0 | 0 | 0 | 0.2816 | 0.4866 | 0.0993 | 0.4121 | 0.4866 | 0.2588 | 0.3547 | 0.4144 | 0.1299 | 0.2261 | 0.4333 | 0.3762 | 23:00 | 0 | 0 | 0 | 0 | 0 | 0 | 0 | 23:00 | 0 | 0 | 0 | 0 | 0 | 0 | 0 | 23:00 | 0.8001 | 0.6141 | 0.1817 | 0.4064 | 0.8439 | 0.4 | 0.3169 | 23:00 | 0.7815 | 0.7085 | 0.4314 | 0.755 | 0.9054 | 0.5208 | 0.6561
|  | 172:00 | 0 | 0 | 0 | 0 | 0 | 0 | 0 | 0 | 0 | 0 | 0 | 0 | 0.2455 | 0.4023 | 0.0975 | 0.3497 | 0.4023 | 0.2255 | 0.2693 | 0.3353 | 0.1153 | 0.2058 | 0.4531 | 0.3561 | 24:00 | 0 | 0 | 0 | 0 | 0 | 0 | 0 | 24:00 | 0 | 0 | 0 | 0 | 0 | 0 | 0 | 24:00 | 0.7135 | 0.6046 | 0.2707 | 0.501 | 0.8378 | 0.4043 | 0.3 | 24:00 | 0.7787 | 0.2672 | 0.3872 | 0.613 | 0.9003 | 0.4666 | 0.5842
|  | 173:00 | 0 | 0 | 0 | 0 | 0 | 0 | 0 | 0 | 0 | 0 | 0 | 0 | 0.2454 | 0.3798 | 0.0841 | 0.3476 | 0.3798 | 0.217 | 0.2062 | 0.2734 | 0.1027 | 0.1619 | 0.4716 | 0.3409
|  | 174:00 | 0 | 0 | 0 | 0 | 0 | 0 | 0.0002 | 0.0036 | 0 | 0 | 0 | 0.0008 | 0.2551 | 0.3517 | 0.0829 | 0.3692 | 0.3517 | 0.2203 | 0.1848 | 0.1945 | 0.0758 | 0.1626 | 0.4426 | 0.303
|  | 175:00 | 0 | 0 | 0 | 0 | 0 | 0 | 0.098 | 0.1696 | 0.0692 | 0.1193 | 0.0777 | 0.1068 | 0.2616 | 0.3673 | 0.0818 | 0.3884 | 0.3673 | 0.2274 | 0.1676 | 0.1322 | 0.0767 | 0.1583 | 0.3547 | 0.2428 | [11 empty] | 0.28311
|  | 176:00 | 0 | 0 | 0 | 0 | 0 | 0 | 0.5074 | 0.5849 | 0.5521 | 0.5109 | 0.4982 | 0.5307 | 0.1855 | 0.2283 | 0.0563 | 0.2471 | 0.2283 | 0.1511 | 0.1141 | 0.1327 | 0.0763 | 0.1268 | 0.2491 | 0.1824
|  | 177:00 | 0.188 | 0.2351 | 0.0786 | 0.1408 | 0.0801 | 0.1445 | 0.7619 | 0.7969 | 0.7658 | 0.6611 | 0.7937 | 0.7559 | 0.1338 | 0.139 | 0.0374 | 0.1533 | 0.139 | 0.0997 | 0.085 | 0.1517 | 0.0829 | 0.1313 | 0.1758 | 0.1475
|  | 178:00 | 0.5146 | 0.69 | 0.2119 | 0.4302 | 0.3911 | 0.4476 | 0.8245 | 0.869 | 0.8392 | 0.7903 | 0.8988 | 0.8443 | 0.1124 | 0.0997 | 0.0354 | 0.1145 | 0.0997 | 0.0805 | 0.0775 | 0.1634 | 0.0662 | 0.0713 | 0.1149 | 0.1141
|  | 179:00 | 0.6991 | 0.8615 | 0.4204 | 0.7499 | 0.7329 | 0.6928 | 0.8275 | 0.7843 | 0.8568 | 0.8077 | 0.8855 | 0.8324 | 0.1395 | 0.1458 | 0.0435 | 0.1366 | 0.1458 | 0.1012 | 0.0895 | 0.1678 | 0.0661 | 0.065 | 0.2076 | 0.1627
|  | 180:00 | 0.6689 | 0.8532 | 0.4324 | 0.8079 | 0.7491 | 0.7023 | 0.8044 | 0.7741 | 0.8482 | 0.8082 | 0.8714 | 0.8212 | 0.1255 | 0.1321 | 0.038 | 0.1368 | 0.1321 | 0.0935 | 0.1087 | 0.149 | 0.0711 | 0.0684 | 0.2828 | 0.1992
|  | 181:00 | 0.7566 | 0.8969 | 0.4323 | 0.8538 | 0.7471 | 0.7373 | 0.817 | 0.7729 | 0.7981 | 0.8211 | 0.8706 | 0.8159 | 0.1859 | 0.2014 | 0.055 | 0.2136 | 0.2014 | 0.1408 | 0.1254 | 0.1231 | 0.1384 | 0.0904 | 0.196 | 0.1603
|  | 182:00 | 0.6411 | 0.8917 | 0.373 | 0.6817 | 0.7413 | 0.6658 | 0.7964 | 0.766 | 0.8268 | 0.7982 | 0.881 | 0.8137 | 0.2068 | 0.2256 | 0.0636 | 0.1931 | 0.2256 | 0.1489 | 0.1522 | 0.1033 | 0.283 | 0.0987 | 0.1853 | 0.1704
|  | 183:00 | 0.6283 | 0.8346 | 0.5449 | 0.7114 | 0.759 | 0.6957 | 0.7697 | 0.8402 | 0.8516 | 0.8095 | 0.8827 | 0.8308 | 0.2703 | 0.1456 | 0.0649 | 0.1662 | 0.1456 | 0.1525 | 0.1525 | 0.125 | 0.3656 | 0.1484 | 0.1339 | 0.1612
|  | 184:00 | 0.6178 | 0.7411 | 0.4081 | 0.6179 | 0.6237 | 0.6017 | 0.7963 | 0.7162 | 0.8268 | 0.7885 | 0.9089 | 0.8073 | 0.289 | 0.159 | 0.0744 | 0.1667 | 0.159 | 0.1633 | 0.17 | 0.1563 | 0.4496 | 0.1892 | 0.1156 | 0.1724
|  | 185:00 | 0.5176 | 0.6886 | 0.253 | 0.5694 | 0.4263 | 0.491 | 0.7205 | 0.7769 | 0.7471 | 0.7193 | 0.8465 | 0.7621 | 0.2384 | 0.1347 | 0.0629 | 0.1284 | 0.1347 | 0.1339 | 0.2016 | 0.2295 | 0.447 | 0.2218 | 0.1287 | 0.2003
|  | 186:00 | 0.3544 | 0.5102 | 0 | 0.4202 | 0.3005 | 0.3171 | 0.5217 | 0.595 | 0.4312 | 0.5092 | 0.6789 | 0.5472 | 0.2222 | 0.1381 | 0.0635 | 0.1332 | 0.1381 | 0.131 | 0.2428 | 0.2364 | 0.3809 | 0.1781 | 0.153 | 0.2092
|  | 187:00 | 0.0001 | 0.0385 | 0 | 0 | 0 | 0.0077 | 0.1407 | 0.2902 | 0.0238 | 0.1123 | 0.3057 | 0.1745 | 0.2631 | 0.159 | 0.078 | 0.1771 | 0.159 | 0.1595 | 0.2914 | 0.2861 | 0.3216 | 0.2346 | 0.2443 | 0.2675
|  | 188:00 | 0 | 0 | 0 | 0 | 0 | 0 | 0.0018 | 0.012 | 0 | 0 | 0.0211 | 0.007 | 0.3131 | 0.1961 | 0.094 | 0.2078 | 0.1961 | 0.1905 | 0.3244 | 0.3379 | 0.2973 | 0.299 | 0.3764 | 0.3493
|  | 189:00 | 0 | 0 | 0 | 0 | 0 | 0 | 0 | 0 | 0 | 0 | 0 | 0 | 0.3642 | 0.2292 | 0.1145 | 0.2498 | 0.2292 | 0.2254 | 0.3657 | 0.3735 | 0.2854 | 0.4351 | 0.5386 | 0.4482
|  | 190:00 | 0 | 0 | 0 | 0 | 0 | 0 | 0 | 0 | 0 | 0 | 0 | 0 | 0.3367 | 0.3254 | 0.1153 | 0.3409 | 0.3254 | 0.2475 | 0.3868 | 0.3109 | 0.2407 | 0.4351 | 0.5027 | 0.4133
|  | 191:00 | 0 | 0 | 0 | 0 | 0 | 0 | 0 | 0 | 0 | 0 | 0 | 0 | 0.3328 | 0.4079 | 0.1192 | 0.4105 | 0.4079 | 0.2716 | 0.4545 | 0.3578 | 0.2586 | 0.4572 | 0.594 | 0.4804
|  | 192:00 | 0 | 0 | 0 | 0 | 0 | 0 | 0 | 0 | 0 | 0 | 0 | 0 | 0.4107 | 0.6388 | 0.1493 | 0.5509 | 0.6388 | 0.3609 | 0.4306 | 0.4048 | 0.2526 | 0.3795 | 0.6235 | 0.4991
Sep | Fall | 193:00 | 0 | 0 | 0 | 0 | 0 | 0 | 0 | 0 | 0 | 0 | 0 | 0 | 0.2961 | 0.3876 | 0.1044 | 0.3829 | 0.3876 | 0.2474 | 0.4858 | 0.5294 | 0.1556 | 0.2509 | 0.6954 | 0.5527
|  | 194:00 | 0 | 0 | 0 | 0 | 0 | 0 | 0 | 0 | 0 | 0 | 0 | 0 | 0.3018 | 0.4127 | 0.1018 | 0.3801 | 0.4127 | 0.2504 | 0.4927 | 0.5395 | 0.2006 | 0.2964 | 0.602 | 0.516
|  | 195:00 | 0 | 0 | 0 | 0 | 0 | 0 | 0 | 0 | 0 | 0 | 0 | 0 | 0.2672 | 0.4315 | 0.0899 | 0.3753 | 0.4315 | 0.2372 | 0.4473 | 0.537 | 0.2035 | 0.2912 | 0.4643 | 0.4413
|  | 196:00 | 0 | 0 | 0 | 0 | 0 | 0 | 0 | 0 | 0 | 0 | 0 | 0 | 0.2534 | 0.3878 | 0.0837 | 0.3643 | 0.3878 | 0.2234 | 0.3782 | 0.5159 | 0.229 | 0.2375 | 0.386 | 0.3899
|  | 197:00 | 0 | 0 | 0 | 0 | 0 | 0 | 0 | 0 | 0 | 0 | 0 | 0 | 0.2827 | 0.4042 | 0.1045 | 0.4167 | 0.4042 | 0.2524 | 0.3268 | 0.4323 | 0.2215 | 0.2203 | 0.385 | 0.3631
|  | 198:00 | 0 | 0 | 0 | 0 | 0 | 0 | 0 | 0 | 0 | 0 | 0 | 0 | 0.2738 | 0.3691 | 0.099 | 0.4036 | 0.3691 | 0.2409 | 0.3564 | 0.3663 | 0.174 | 0.2045 | 0.357 | 0.3313
|  | 199:00 | 0 | 0 | 0 | 0 | 0 | 0 | 0.0655 | 0.0859 | 0.1041 | 0.0706 | 0.0317 | 0.0715 | 0.2793 | 0.3233 | 0.0898 | 0.3973 | 0.3233 | 0.2321 | 0.3852 | 0.3424 | 0.1753 | 0.195 | 0.4516 | 0.3764
|  | 200:00 | 0 | 0 | 0 | 0 | 0 | 0 | 0.3624 | 0.4427 | 0.3795 | 0.431 | 0.3724 | 0.3976 | 0.2406 | 0.3183 | 0.0846 | 0.3713 | 0.3183 | 0.2133 | 0.2693 | 0.303 | 0.1317 | 0.1466 | 0.4246 | 0.3337
|  | 201:00 | 0.1001 | 0.1167 | 0.0943 | 0.0682 | 0.1755 | 0.1109 | 0.5996 | 0.7571 | 0.6619 | 0.6787 | 0.6685 | 0.6732 | 0.2218 | 0.3138 | 0.0827 | 0.3621 | 0.3138 | 0.2049 | 0.1819 | 0.2742 | 0.0953 | 0.1077 | 0.4145 | 0.3064
|  | 202:00 | 0.4691 | 0.4019 | 0.2821 | 0.2763 | 0.8533 | 0.4566 | 0.7161 | 0.8521 | 0.8032 | 0.7731 | 0.8642 | 0.8017 | 0.1824 | 0.2477 | 0.0605 | 0.2682 | 0.2477 | 0.1584 | 0.0982 | 0.1661 | 0.1077 | 0.1058 | 0.4182 | 0.2757
|  | 203:00 | 0.5951 | 0.6768 | 0.4291 | 0.4108 | 0.802 | 0.5828 | 0.7656 | 0.8238 | 0.7833 | 0.7928 | 0.8123 | 0.7956 | 0.1702 | 0.1992 | 0.0613 | 0.229 | 0.1992 | 0.1417 | 0.1074 | 0.1632 | 0.1881 | 0.1632 | 0.4238 | 0.2906
|  | 204:00 | 0.6946 | 0.8037 | 0.6244 | 0.4554 | 0.9403 | 0.7037 | 0.7655 | 0.783 | 0.8087 | 0.7742 | 0.8149 | 0.7893 | 0.1716 | 0.193 | 0.0581 | 0.2092 | 0.193 | 0.1362 | 0.0911 | 0.1269 | 0.2088 | 0.2169 | 0.3376 | 0.2421
|  | 205:00 | 0.6837 | 0.8166 | 0.4642 | 0.5544 | 0.8795 | 0.6797 | 0.7623 | 0.7925 | 0.7932 | 0.7786 | 0.807 | 0.7867 | 0.1765 | 0.1601 | 0.0602 | 0.1584 | 0.1601 | 0.1244 | 0.1008 | 0.1122 | 0.2232 | 0.1996 | 0.308 | 0.2259
|  | 206:00 | 0.7127 | 0.8435 | 0.6398 | 0.6807 | 0.9511 | 0.7656 | 0.7587 | 0.8081 | 0.7944 | 0.7695 | 0.8178 | 0.7897 | 0.1901 | 0.1649 | 0.0574 | 0.1421 | 0.1649 | 0.1244 | 0.1127 | 0.1343 | 0.345 | 0.2324 | 0.3469 | 0.2671
|  | 207:00 | 0.701 | 0.7725 | 0.6235 | 0.5455 | 0.8983 | 0.7082 | 0.7554 | 0.822 | 0.7445 | 0.8082 | 0.842 | 0.7944 | 0.2005 | 0.1719 | 0.0651 | 0.1569 | 0.1719 | 0.1342 | 0.1535 | 0.1511 | 0.518 | 0.3686 | 0.3736 | 0.3148
|  | 208:00 | 0.6482 | 0.789 | 0.4881 | 0.5495 | 0.9141 | 0.6778 | 0.7112 | 0.8204 | 0.768 | 0.7709 | 0.8563 | 0.7854 | 0.1768 | 0.1585 | 0.0578 | 0.1448 | 0.1585 | 0.1206 | 0.1518 | 0.1516 | 0.4919 | 0.3985 | 0.3405 | 0.2964
|  | 209:00 | 0.503 | 0.6329 | 0.2328 | 0.4423 | 0.8195 | 0.5261 | 0.6224 | 0.7289 | 0.6205 | 0.7039 | 0.773 | 0.6897 | 0.1964 | 0.1554 | 0.066 | 0.1522 | 0.1554 | 0.1305 | 0.1411 | 0.1456 | 0.3154 | 0.2569 | 0.2906 | 0.2423
|  | 210:00 | 0.1319 | 0.2753 | 0 | 0.1034 | 0.5703 | 0.2162 | 0.3469 | 0.4673 | 0.237 | 0.4105 | 0.5643 | 0.4052 | 0.214 | 0.1649 | 0.0606 | 0.1745 | 0.1649 | 0.1389 | 0.163 | 0.1689 | 0.3292 | 0.3099 | 0.2982 | 0.2578
|  | 211:00 | 0 | 0 | 0 | 0 | 0 | 0 | 0.0244 | 0.0369 | 0.0035 | 0.0267 | 0.0345 | 0.0252 | 0.2386 | 0.206 | 0.0693 | 0.2187 | 0.206 | 0.163 | 0.2002 | 0.1972 | 0.2915 | 0.336 | 0.3629 | 0.2977
|  | 212:00 | 0 | 0 | 0 | 0 | 0 | 0 | 0 | 0 | 0 | 0 | 0 | 0 | 0.2976 | 0.3231 | 0.0956 | 0.3222 | 0.3231 | 0.2246 | 0.2501 | 0.2132 | 0.2522 | 0.3596 | 0.4946 | 0.3697
|  | 213:00 | 0 | 0 | 0 | 0 | 0 | 0 | 0 | 0 | 0 | 0 | 0 | 0 | 0.3724 | 0.4647 | 0.1359 | 0.4624 | 0.4647 | 0.3065 | 0.311 | 0.2307 | 0.2107 | 0.3488 | 0.6038 | 0.4302
|  | 214:00 | 0 | 0 | 0 | 0 | 0 | 0 | 0 | 0 | 0 | 0 | 0 | 0 | 0.3809 | 0.5463 | 0.1278 | 0.4741 | 0.5463 | 0.3177 | 0.3687 | 0.2952 | 0.2439 | 0.2874 | 0.6806 | 0.4909
|  | 215:00 | 0 | 0 | 0 | 0 | 0 | 0 | 0 | 0 | 0 | 0 | 0 | 0 | 0.3639 | 0.5908 | 0.1177 | 0.4759 | 0.5908 | 0.3145 | 0.379 | 0.2367 | 0.17 | 0.2123 | 0.7121 | 0.4829
|  | 216:00 | 0 | 0 | 0 | 0 | 0 | 0 | 0 | 0 | 0 | 0 | 0 | 0 | 0.3795 | 0.6218 | 0.1214 | 0.4901 | 0.6218 | 0.3269 | 0.3438 | 0.2015 | 0.1151 | 0.1866 | 0.6219 | 0.4182
Oct |  | 217:00 | 0 | 0 | 0 | 0 | 0 | 0 | 0 | 0 | 0 | 0 | 0 | 0 | 0.4639 | 0.665 | 0.1573 | 0.6459 | 0.665 | 0.4011 | 0.2229 | 0.1516 | 0.0774 | 0.1413 | 0.6567 | 0.4044
|  | 218:00 | 0 | 0 | 0 | 0 | 0 | 0 | 0 | 0 | 0 | 0 | 0 | 0 | 0.453 | 0.6497 | 0.1544 | 0.6106 | 0.6497 | 0.3881 | 0.2342 | 0.1798 | 0.0913 | 0.1306 | 0.5635 | 0.3664
|  | 219:00 | 0 | 0 | 0 | 0 | 0 | 0 | 0 | 0 | 0 | 0 | 0 | 0 | 0.4045 | 0.577 | 0.1431 | 0.5698 | 0.577 | 0.3531 | 0.2067 | 0.2302 | 0.1018 | 0.1214 | 0.5301 | 0.3587
|  | 220:00 | 0 | 0 | 0 | 0 | 0 | 0 | 0 | 0 | 0 | 0 | 0 | 0 | 0.4075 | 0.5688 | 0.1364 | 0.5694 | 0.5688 | 0.3502 | 0.1807 | 0.3049 | 0.1257 | 0.1332 | 0.5206 | 0.3711
|  | 221:00 | 0 | 0 | 0 | 0 | 0 | 0 | 0 | 0 | 0 | 0 | 0 | 0 | 0.3823 | 0.5325 | 0.1333 | 0.5129 | 0.5325 | 0.3263 | 0.1568 | 0.3882 | 0.1754 | 0.1853 | 0.4783 | 0.374
|  | 222:00 | 0 | 0 | 0 | 0 | 0 | 0 | 0 | 0 | 0 | 0 | 0 | 0 | 0.3291 | 0.4451 | 0.1138 | 0.4866 | 0.4451 | 0.2879 | 0.166 | 0.4362 | 0.2078 | 0.173 | 0.4386 | 0.3691
|  | 223:00 | 0 | 0 | 0 | 0 | 0 | 0 | 0.0065 | 0.0039 | 0.0123 | 0.0036 | 0 | 0.0053 | 0.3277 | 0.4047 | 0.1053 | 0.4683 | 0.4047 | 0.2757 | 0.2037 | 0.4495 | 0.2485 | 0.165 | 0.4206 | 0.3716
|  | 224:00 | 0 | 0 | 0 | 0 | 0 | 0 | 0.3084 | 0.2092 | 0.2667 | 0.2951 | 0.1441 | 0.2447 | 0.334 | 0.3927 | 0.1045 | 0.4589 | 0.3927 | 0.2739 | 0.1921 | 0.3632 | 0.2578 | 0.1291 | 0.3993 | 0.3395
|  | 225:00 | 0.0081 | 0.0516 | 0.0024 | 0 | 0 | 0.0124 | 0.6166 | 0.5118 | 0.6135 | 0.5438 | 0.4456 | 0.5463 | 0.3407 | 0.4106 | 0.1008 | 0.4438 | 0.4106 | 0.2734 | 0.1881 | 0.3028 | 0.2615 | 0.1124 | 0.3876 | 0.3193
|  | 226:00 | 0.3792 | 0.3133 | 0.5358 | 0.304 | 0.339 | 0.3743 | 0.7136 | 0.71 | 0.6708 | 0.6047 | 0.587 | 0.6572 | 0.248 | 0.3143 | 0.0771 | 0.3517 | 0.3143 | 0.208 | 0.1454 | 0.2838 | 0.1179 | 0.0806 | 0.2463 | 0.2213
|  | 227:00 | 0.6515 | 0.5309 | 0.6535 | 0.5686 | 0.716 | 0.6241 | 0.6973 | 0.7112 | 0.7344 | 0.634 | 0.6685 | 0.6891 | 0.2173 | 0.316 | 0.0789 | 0.2866 | 0.316 | 0.1874 | 0.0903 | 0.2217 | 0.1158 | 0.0792 | 0.1378 | 0.1462
|  | 228:00 | 0.5925 | 0.5712 | 0.6287 | 0.5676 | 0.6005 | 0.5921 | 0.6998 | 0.6564 | 0.6764 | 0.609 | 0.6333 | 0.655 | 0.284 | 0.3485 | 0.0911 | 0.3486 | 0.3485 | 0.2272 | 0.0999 | 0.2317 | 0.1333 | 0.0933 | 0.3282 | 0.2479
|  | 229:00 | 0.5798 | 0.5973 | 0.5641 | 0.4847 | 0.5888 | 0.5629 | 0.7205 | 0.7177 | 0.7058 | 0.667 | 0.6754 | 0.6973 | 0.2483 | 0.2956 | 0.0806 | 0.2792 | 0.2956 | 0.1929 | 0.0781 | 0.196 | 0.1046 | 0.0881 | 0.3365 | 0.238
|  | 230:00 | 0.6262 | 0.6884 | 0.642 | 0.5104 | 0.6189 | 0.6172 | 0.6979 | 0.6212 | 0.709 | 0.6362 | 0.6584 | 0.6645 | 0.2289 | 0.2245 | 0.0781 | 0.2116 | 0.2245 | 0.1645 | 0.0947 | 0.2627 | 0.1051 | 0.0932 | 0.3905 | 0.2824
|  | 231:00 | 0.6835 | 0.69 | 0.6931 | 0.4885 | 0.6936 | 0.6497 | 0.7108 | 0.6712 | 0.663 | 0.7016 | 0.7259 | 0.6945 | 0.221 | 0.211 | 0.0789 | 0.1969 | 0.211 | 0.1581 | 0.0944 | 0.2202 | 0.1163 | 0.0987 | 0.3359 | 0.2468
|  | 232:00 | 0.7056 | 0.7236 | 0.647 | 0.5094 | 0.7492 | 0.667 | 0.6682 | 0.6709 | 0.6124 | 0.6 | 0.6274 | 0.6358 | 0.2329 | 0.2043 | 0.0704 | 0.1993 | 0.2043 | 0.1577 | 0.0963 | 0.1873 | 0.1489 | 0.0991 | 0.4466 | 0.299
|  | 233:00 | 0.245 | 0.4365 | 0.0637 | 0.2973 | 0.5724 | 0.323 | 0.4486 | 0.4498 | 0.3595 | 0.4393 | 0.4792 | 0.4353 | 0.262 | 0.1925 | 0.0808 | 0.2033 | 0.1925 | 0.1695 | 0.1024 | 0.2423 | 0.1957 | 0.1062 | 0.4563 | 0.3226
|  | 234:00 | 0 | 0 | 0 | 0 | 0 | 0 | 0.0445 | 0.1421 | 0.0257 | 0.0993 | 0.1415 | 0.0906 | 0.2887 | 0.1662 | 0.0824 | 0.1823 | 0.1662 | 0.1704 | 0.1221 | 0.2547 | 0.2424 | 0.1091 | 0.4799 | 0.345
|  | 235:00 | 0 | 0 | 0 | 0 | 0 | 0 | 0 | 0.0005 | 0 | 0 | 0 | 0.0001 | 0.2926 | 0.1791 | 0.1005 | 0.2256 | 0.1791 | 0.1889 | 0.2218 | 0.2945 | 0.2692 | 0.1406 | 0.5779 | 0.419
|  | 236:00 | 0 | 0 | 0 | 0 | 0 | 0 | 0 | 0 | 0 | 0 | 0 | 0 | 0.3628 | 0.3543 | 0.1198 | 0.3734 | 0.3543 | 0.2666 | 0.3167 | 0.3966 | 0.2542 | 0.1897 | 0.4977 | 0.4129
|  | 237:00 | 0 | 0 | 0 | 0 | 0 | 0 | 0 | 0 | 0 | 0 | 0 | 0 | 0.4465 | 0.5582 | 0.146 | 0.5629 | 0.5582 | 0.3625 | 0.4251 | 0.4945 | 0.2359 | 0.2572 | 0.4199 | 0.4091
|  | 238:00 | 0 | 0 | 0 | 0 | 0 | 0 | 0 | 0 | 0 | 0 | 0 | 0 | 0.4866 | 0.6218 | 0.1548 | 0.5815 | 0.6218 | 0.3886 | 0.5174 | 0.5299 | 0.2005 | 0.3374 | 0.452 | 0.4432
|  | 239:00 | 0 | 0 | 0 | 0 | 0 | 0 | 0 | 0 | 0 | 0 | 0 | 0 | 0.4237 | 0.5731 | 0.1437 | 0.5652 | 0.5731 | 0.3574 | 0.5923 | 0.4453 | 0.1824 | 0.3096 | 0.5144 | 0.4605
|  | 240:00 | 0 | 0 | 0 | 0 | 0 | 0 | 0 | 0 | 0 | 0 | 0 | 0 | 0.4242 | 0.5723 | 0.1356 | 0.5908 | 0.5723 | 0.3593 | 0.6217 | 0.407 | 0.1743 | 0.2702 | 0.5581 | 0.4745
Nov |  | 241:00 | 0 | 0 | 0 | 0 | 0 | 0 | 0 | 0 | 0 | 0 | 0 | 0 | 0.4947 | 0.7089 | 0.1725 | 0.6852 | 0.7089 | 0.4289 | 0.2099 | 0.4218 | 0.2531 | 0.2274 | 0.4871 | 0.4027
|  | 242:00 | 0 | 0 | 0 | 0 | 0 | 0 | 0 | 0 | 0 | 0 | 0 | 0 | 0.4917 | 0.71 | 0.1729 | 0.6805 | 0.71 | 0.4274 | 0.2044 | 0.3809 | 0.2651 | 0.2646 | 0.4261 | 0.3652
|  | 243:00 | 0 | 0 | 0 | 0 | 0 | 0 | 0 | 0 | 0 | 0 | 0 | 0 | 0.4937 | 0.6948 | 0.178 | 0.6705 | 0.6948 | 0.4262 | 0.2101 | 0.3573 | 0.2261 | 0.1923 | 0.3807 | 0.3301
|  | 244:00 | 0 | 0 | 0 | 0 | 0 | 0 | 0 | 0 | 0 | 0 | 0 | 0 | 0.4702 | 0.6096 | 0.1542 | 0.6169 | 0.6096 | 0.3893 | 0.2138 | 0.3605 | 0.2277 | 0.1851 | 0.3662 | 0.3238
|  | 245:00 | 0 | 0 | 0 | 0 | 0 | 0 | 0 | 0 | 0 | 0 | 0 | 0 | 0.4349 | 0.5062 | 0.1313 | 0.5373 | 0.5062 | 0.3421 | 0.204 | 0.3855 | 0.181 | 0.1791 | 0.3662 | 0.3227
|  | 246:00 | 0 | 0 | 0 | 0 | 0 | 0 | 0 | 0 | 0 | 0 | 0 | 0 | 0.4068 | 0.403 | 0.1104 | 0.4574 | 0.403 | 0.2977 | 0.1575 | 0.3512 | 0.126 | 0.1713 | 0.3753 | 0.3077
|  | 247:00 | 0 | 0 | 0 | 0 | 0 | 0 | 0 | 0.0002 | 0 | 0 | 0 | 0 | 0.3816 | 0.3341 | 0.0889 | 0.3721 | 0.3341 | 0.2569 | 0.1613 | 0.3143 | 0.0987 | 0.1691 | 0.3968 | 0.3073
|  | 248:00 | 0 | 0 | 0 | 0 | 0 | 0 | 0.0974 | 0.1372 | 0.1977 | 0.1524 | 0.0138 | 0.1197 | 0.3344 | 0.286 | 0.0905 | 0.3293 | 0.286 | 0.23 | 0.1728 | 0.3778 | 0.1077 | 0.1882 | 0.4209 | 0.3369
|  | 249:00 | 0 | 0 | 0 | 0 | 0 | 0 | 0.4337 | 0.5359 | 0.4941 | 0.5093 | 0.3179 | 0.4582 | 0.3041 | 0.2442 | 0.0968 | 0.3064 | 0.2442 | 0.2144 | 0.211 | 0.4622 | 0.1218 | 0.2235 | 0.4756 | 0.391
|  | 250:00 | 0.0342 | 0.1126 | 0.0417 | 0.0331 | 0 | 0.0443 | 0.6116 | 0.7192 | 0.6437 | 0.673 | 0.5357 | 0.6367 | 0.2539 | 0.2189 | 0.0832 | 0.2615 | 0.2189 | 0.1829 | 0.2639 | 0.3827 | 0.1194 | 0.1837 | 0.5348 | 0.4067
|  | 251:00 | 0.1942 | 0.3514 | 0.1616 | 0.135 | 0.2637 | 0.2212 | 0.6439 | 0.7412 | 0.6888 | 0.7073 | 0.6221 | 0.6807 | 0.2578 | 0.2569 | 0.0778 | 0.283 | 0.2569 | 0.1906 | 0.2749 | 0.3577 | 0.0833 | 0.1578 | 0.4096 | 0.3342
|  | 252:00 | 0.2957 | 0.4244 | 0.2654 | 0.2368 | 0.363 | 0.3171 | 0.6289 | 0.7061 | 0.6587 | 0.6962 | 0.5973 | 0.6574 | 0.4001 | 0.3943 | 0.1274 | 0.4308 | 0.3943 | 0.2963 | 0.2494 | 0.3309 | 0.1363 | 0.178 | 0.4766 | 0.3658
|  | 253:00 | 0.305 | 0.4215 | 0.2358 | 0.2498 | 0.2043 | 0.2833 | 0.6135 | 0.6827 | 0.6518 | 0.6847 | 0.5707 | 0.6407 | 0.3731 | 0.4781 | 0.1346 | 0.4359 | 0.4781 | 0.3025 | 0.2457 | 0.2205 | 0.2593 | 0.1866 | 0.519 | 0.3762
|  | 254:00 | 0.3459 | 0.434 | 0.3104 | 0.2615 | 0.2312 | 0.3166 | 0.6307 | 0.7014 | 0.6195 | 0.6956 | 0.578 | 0.645 | 0.3191 | 0.374 | 0.1284 | 0.3824 | 0.374 | 0.2618 | 0.1385 | 0.1578 | 0.3163 | 0.1885 | 0.5607 | 0.3775
|  | 255:00 | 0.3538 | 0.4457 | 0.3882 | 0.3278 | 0.3458 | 0.3723 | 0.6294 | 0.7233 | 0.6472 | 0.7003 | 0.6186 | 0.6638 | 0.3271 | 0.3577 | 0.1359 | 0.3884 | 0.3577 | 0.2663 | 0.1036 | 0.1507 | 0.3751 | 0.2056 | 0.5191 | 0.3585
|  | 256:00 | 0.2996 | 0.439 | 0.3919 | 0.3014 | 0.4033 | 0.3671 | 0.525 | 0.6493 | 0.5138 | 0.6158 | 0.5103 | 0.5628 | 0.3402 | 0.2434 | 0.1229 | 0.2803 | 0.2434 | 0.2298 | 0.1511 | 0.1599 | 0.4214 | 0.2306 | 0.5075 | 0.3666
|  | 257:00 | 0 | 0.093 | 0.0033 | 0 | 0 | 0.0193 | 0.2582 | 0.4222 | 0.253 | 0.3649 | 0.2871 | 0.3171 | 0.3122 | 0.164 | 0.0951 | 0.235 | 0.164 | 0.1923 | 0.2309 | 0.1754 | 0.3658 | 0.1808 | 0.474 | 0.3537
|  | 258:00 | 0 | 0 | 0 | 0 | 0 | 0 | 0.0023 | 0.0535 | 0.0028 | 0.016 | 0.0296 | 0.0208 | 0.2482 | 0.1369 | 0.0696 | 0.1843 | 0.1369 | 0.1508 | 0.3112 | 0.2407 | 0.3945 | 0.195 | 0.4756 | 0.3823
|  | 259:00 | 0 | 0 | 0 | 0 | 0 | 0 | 0 | 0 | 0 | 0 | 0 | 0 | 0.3149 | 0.1944 | 0.0726 | 0.2675 | 0.1944 | 0.1942 | 0.4327 | 0.2939 | 0.4195 | 0.2558 | 0.5972 | 0.4746
|  | 260:00 | 0 | 0 | 0 | 0 | 0 | 0 | 0 | 0 | 0 | 0 | 0 | 0 | 0.3725 | 0.3874 | 0.1007 | 0.4032 | 0.3874 | 0.2715 | 0.5815 | 0.4926 | 0.399 | 0.4108 | 0.6535 | 0.5691
|  | 261:00 | 0 | 0 | 0 | 0 | 0 | 0 | 0 | 0 | 0 | 0 | 0 | 0 | 0.4355 | 0.6371 | 0.1335 | 0.5753 | 0.6371 | 0.3663 | 0.6936 | 0.6749 | 0.3912 | 0.5583 | 0.6958 | 0.6499
|  | 262:00 | 0 | 0 | 0 | 0 | 0 | 0 | 0 | 0 | 0 | 0 | 0 | 0 | 0.3971 | 0.6157 | 0.1254 | 0.5286 | 0.6157 | 0.3403 | 0.6634 | 0.6539 | 0.3687 | 0.4976 | 0.6786 | 0.6278
|  | 263:00 | 0 | 0 | 0 | 0 | 0 | 0 | 0 | 0 | 0 | 0 | 0 | 0 | 0.3623 | 0.4884 | 0.1061 | 0.4668 | 0.4884 | 0.2954 | 0.5693 | 0.6372 | 0.2842 | 0.399 | 0.6432 | 0.5816
|  | 264:00 | 0 | 0 | 0 | 0 | 0 | 0 | 0 | 0 | 0 | 0 | 0 | 0 | 0.3199 | 0.4131 | 0.095 | 0.4301 | 0.4131 | 0.2628 | 0.5608 | 0.6075 | 0.2597 | 0.3517 | 0.5578 | 0.5261
Dec | Winter | 265:00 | 0 | 0 | 0 | 0 | 0 | 0 | 0 | 0 | 0 | 0 | 0 | 0 | 0.4719 | 0.5229 | 0.1399 | 0.4926 | 0.5229 | 0.3491 | 0.2364 | 0.3373 | 0.2877 | 0.3273 | 0.3352 | 0.3187
|  | 266:00 | 0 | 0 | 0 | 0 | 0 | 0 | 0 | 0 | 0 | 0 | 0 | 0 | 0.4666 | 0.5238 | 0.1452 | 0.4859 | 0.5238 | 0.3485 | 0.302 | 0.4324 | 0.2989 | 0.361 | 0.3084 | 0.3369
|  | 267:00 | 0 | 0 | 0 | 0 | 0 | 0 | 0 | 0 | 0 | 0 | 0 | 0 | 0.4985 | 0.6102 | 0.1451 | 0.5007 | 0.6102 | 0.3706 | 0.3203 | 0.4686 | 0.2803 | 0.3302 | 0.2658 | 0.3223
|  | 268:00 | 0 | 0 | 0 | 0 | 0 | 0 | 0 | 0 | 0 | 0 | 0 | 0 | 0.5914 | 0.7272 | 0.188 | 0.6048 | 0.7272 | 0.4486 | 0.3039 | 0.4313 | 0.25 | 0.2878 | 0.2087 | 0.278
|  | 269:00 | 0 | 0 | 0 | 0 | 0 | 0 | 0 | 0 | 0 | 0 | 0 | 0 | 0.5618 | 0.7275 | 0.1916 | 0.6739 | 0.7275 | 0.4555 | 0.3084 | 0.4187 | 0.3223 | 0.342 | 0.2012 | 0.2826
|  | 270:00 | 0 | 0 | 0 | 0 | 0 | 0 | 0 | 0 | 0 | 0 | 0 | 0 | 0.5636 | 0.6389 | 0.1966 | 0.6871 | 0.6389 | 0.4501 | 0.2551 | 0.4641 | 0.3855 | 0.3944 | 0.196 | 0.2937
|  | 271:00 | 0 | 0 | 0 | 0 | 0 | 0 | 0 | 0 | 0 | 0 | 0 | 0 | 0.5482 | 0.5378 | 0.2003 | 0.6289 | 0.5378 | 0.4237 | 0.2229 | 0.4082 | 0.3854 | 0.35 | 0.1879 | 0.2714
|  | 272:00 | 0 | 0 | 0 | 0 | 0 | 0 | 0.0732 | 0.0373 | 0.0508 | 0.0733 | 0.0156 | 0.05 | 0.5238 | 0.478 | 0.1742 | 0.5699 | 0.478 | 0.3875 | 0.2453 | 0.3948 | 0.4315 | 0.4218 | 0.253 | 0.3121
|  | 273:00 | 0 | 0 | 0 | 0 | 0 | 0 | 0.3067 | 0.2851 | 0.2013 | 0.2352 | 0.2772 | 0.2611 | 0.4865 | 0.4222 | 0.1521 | 0.4886 | 0.4222 | 0.3453 | 0.3205 | 0.3883 | 0.5024 | 0.4605 | 0.3652 | 0.3853
|  | 274:00 | 0.0183 | 0.015 | 0 | 0 | 0 | 0.0067 | 0.3752 | 0.4332 | 0.1891 | 0.4127 | 0.6281 | 0.4077 | 0.4259 | 0.4918 | 0.1434 | 0.5635 | 0.4918 | 0.3479 | 0.3352 | 0.3814 | 0.3535 | 0.4013 | 0.3709 | 0.3686
|  | 275:00 | 0.0539 | 0.1665 | 0 | 0.0411 | 0.0835 | 0.069 | 0.4549 | 0.4581 | 0.3586 | 0.4777 | 0.5792 | 0.4657 | 0.4088 | 0.3514 | 0.1164 | 0.3851 | 0.3514 | 0.2802 | 0.384 | 0.3681 | 0.3077 | 0.4006 | 0.2964 | 0.3284
|  | 276:00 | 0.1171 | 0.2758 | 0 | 0.0947 | 0.2596 | 0.1494 | 0.4894 | 0.4967 | 0.4155 | 0.5139 | 0.6039 | 0.5039 | 0.3173 | 0.2512 | 0.0945 | 0.3002 | 0.2512 | 0.2168 | 0.3564 | 0.3482 | 0.3386 | 0.4946 | 0.3062 | 0.3334
|  | 277:00 | 0.1375 | 0.2614 | 0 | 0.1348 | 0.1239 | 0.1315 | 0.5035 | 0.5023 | 0.4164 | 0.4934 | 0.5964 | 0.5024 | 0.2204 | 0.2275 | 0.0653 | 0.2507 | 0.2275 | 0.1652 | 0.3314 | 0.3913 | 0.2679 | 0.3809 | 0.3634 | 0.356
|  | 278:00 | 0.1807 | 0.2808 | 0 | 0.1698 | 0.2947 | 0.1852 | 0.5438 | 0.4446 | 0.3934 | 0.4909 | 0.6306 | 0.5007 | 0.223 | 0.2988 | 0.0762 | 0.3063 | 0.2988 | 0.1898 | 0.4199 | 0.465 | 0.2974 | 0.318 | 0.4751 | 0.4393
|  | 279:00 | 0.2418 | 0.35 | 0.0196 | 0.1582 | 0.3508 | 0.2241 | 0.4848 | 0.5152 | 0.3527 | 0.4882 | 0.6868 | 0.5055 | 0.2479 | 0.3545 | 0.0783 | 0.3257 | 0.3545 | 0.2081 | 0.4124 | 0.5514 | 0.4275 | 0.3796 | 0.4937 | 0.4849
|  | 280:00 | 0.2 | 0.2984 | 0.0291 | 0.1806 | 0.283 | 0.1982 | 0.4386 | 0.4814 | 0.2267 | 0.4703 | 0.6508 | 0.4536 | 0.2655 | 0.3086 | 0.0799 | 0.3063 | 0.3086 | 0.2044 | 0.3687 | 0.6273 | 0.5371 | 0.4008 | 0.5856 | 0.5567
|  | 281:00 | 0.0079 | 0.0463 | 0 | 0 | 0 | 0.0109 | 0.2675 | 0.2315 | 0.1308 | 0.2817 | 0.4387 | 0.27 | 0.2866 | 0.2763 | 0.0858 | 0.3177 | 0.2763 | 0.2112 | 0.4285 | 0.6385 | 0.5691 | 0.4475 | 0.6157 | 0.5869
|  | 282:00 | 0 | 0 | 0 | 0 | 0 | 0 | 0.0131 | 0.0326 | 0.0018 | 0.0284 | 0.0773 | 0.0306 | 0.283 | 0.257 | 0.083 | 0.2928 | 0.257 | 0.2018 | 0.4886 | 0.683 | 0.5039 | 0.4649 | 0.6279 | 0.6032
|  | 283:00 | 0 | 0 | 0 | 0 | 0 | 0 | 0 | 0 | 0 | 0 | 0 | 0 | 0.2988 | 0.2298 | 0.0701 | 0.2516 | 0.2298 | 0.1896 | 0.6062 | 0.7746 | 0.4768 | 0.5106 | 0.7322 | 0.6885
|  | 284:00 | 0 | 0 | 0 | 0 | 0 | 0 | 0 | 0 | 0 | 0 | 0 | 0 | 0.3224 | 0.3149 | 0.0953 | 0.3431 | 0.3149 | 0.2347 | 0.5682 | 0.731 | 0.4241 | 0.5133 | 0.6216 | 0.6129
|  | 285:00 | 0 | 0 | 0 | 0 | 0 | 0 | 0 | 0 | 0 | 0 | 0 | 0 | 0.3692 | 0.4831 | 0.1236 | 0.4815 | 0.4831 | 0.3067 | 0.5342 | 0.6523 | 0.3737 | 0.5612 | 0.4975 | 0.5253
|  | 286:00 | 0 | 0 | 0 | 0 | 0 | 0 | 0 | 0 | 0 | 0 | 0 | 0 | 0.4286 | 0.4939 | 0.1116 | 0.4656 | 0.4939 | 0.3167 | 0.6524 | 0.6443 | 0.3108 | 0.474 | 0.5407 | 0.5475
|  | 287:00 | 0 | 0 | 0 | 0 | 0 | 0 | 0 | 0 | 0 | 0 | 0 | 0 | 0.4504 | 0.463 | 0.1035 | 0.3904 | 0.463 | 0.301 | 0.5929 | 0.7208 | 0.2377 | 0.4024 | 0.4685 | 0.5102
|  | 288:00 | 0 | 0 | 0 | 0 | 0 | 0 | 0 | 0 | 0 | 0 | 0 | 0 | 0.4102 | 0.4017 | 0.1166 | 0.3392 | 0.4017 | 0.2775 | 0.4699 | 0.654 | 0.1394 | 0.2952 | 0.3673 | 0.4144

## CapFactor_hour_6daysyear
|  |  | SolarCSP | [5 empty] | Solar PVSAT | [5 empty] | wind | [5 empty] | new wind
Month | Season | Hour | Northeast | West | Coastal | South | Panhandle | ERCOT total | Northeast | West | Coastal | South | Panhandle | ERCOT total | Northeast | West | Coastal | South | Panhandle | ERCOT total | Northeast | West | Coastal | South | Panhandle | ERCOT total
Jan | Winter | 1:00 | 0 | 0 | 0 | 0 | 0 | 0 | 0 | 0 | 0 | 0 | 0 | 0 | 0.3568 | 0.5495 | 0.1516 | 0.468 | 0.5495 | 0.3196 | 0.2986 | 0.444 | 0.5613 | 0.4138 | 0.3381 | 0.3864 | ERCOT total
|  | 2:00 | 0 | 0 | 0 | 0 | 0 | 0 | 0 | 0 | 0 | 0 | 0 | 0 | 0.3479 | 0.4695 | 0.1469 | 0.3893 | 0.4695 | 0.29 | 0.327 | 0.4754 | 0.4899 | 0.3877 | 0.4128 | 0.4249 |  | SOLAR CSP | [6 empty] | SOLAR PVSAT | [6 empty] | wind | [6 empty] | wind-new
|  | 3:00 | 0 | 0 | 0 | 0 | 0 | 0 | 0 | 0 | 0 | 0 | 0 | 0 | 0.2804 | 0.3726 | 0.1093 | 0.3164 | 0.3726 | 0.23 | 0.37 | 0.4737 | 0.4768 | 0.3958 | 0.4304 | 0.4371 |  | Spring | Summer | Fall |  |  |  |  | Spring | Summer | Fall |  |  |  |  | Spring | Summer | Fall |  |  |  |  | Spring | Summer | Fall
|  | 4:00 | 0 | 0 | 0 | 0 | 0 | 0 | 0 | 0 | 0 | 0 | 0 | 0 | 0.2342 | 0.3478 | 0.0975 | 0.3163 | 0.3478 | 0.2092 | 0.3676 | 0.4877 | 0.4445 | 0.3451 | 0.4158 | 0.4267 | 1:00 | 0 | 0 | 0 |  |  |  | 1:00 | 0 | 0 | 0 |  |  |  | 1:00 | 0.456 | 0.3183 | 0.4011 |  |  |  | 1:00 | 0.6593 | 0.5212 | 0.4044
|  | 5:00 | 0 | 0 | 0 | 0 | 0 | 0 | 0 | 0 | 0 | 0 | 0 | 0 | 0.2181 | 0.4143 | 0.1077 | 0.3794 | 0.4143 | 0.2292 | 0.4697 | 0.5277 | 0.4166 | 0.319 | 0.4361 | 0.4531 | 2:00 | 0 | 0 | 0 |  |  |  | 2:00 | 0 | 0 | 0 |  |  |  | 2:00 | 0.4475 | 0.2584 | 0.3881 |  |  |  | 2:00 | 0.6402 | 0.464 | 0.3664
|  | 6:00 | 0 | 0 | 0 | 0 | 0 | 0 | 0 | 0 | 0 | 0 | 0 | 0 | 0.2129 | 0.3977 | 0.0985 | 0.3798 | 0.3977 | 0.2221 | 0.5254 | 0.4825 | 0.4084 | 0.2792 | 0.4479 | 0.4525 | 3:00 | 0 | 0 | 0 |  |  |  | 3:00 | 0 | 0 | 0 |  |  |  | 3:00 | 0.4666 | 0.2446 | 0.3531 |  |  |  | 3:00 | 0.6353 | 0.4585 | 0.3587
|  | 7:00 | 0 | 0 | 0 | 0 | 0 | 0 | 0 | 0 | 0 | 0 | 0 | 0 | 0.2412 | 0.4065 | 0.0928 | 0.4028 | 0.4065 | 0.2335 | 0.547 | 0.4158 | 0.3878 | 0.2571 | 0.3644 | 0.3946 | 4:00 | 0 | 0 | 0 |  |  |  | 4:00 | 0 | 0 | 0 |  |  |  | 4:00 | 0.4386 | 0.2694 | 0.3502 |  |  |  | 4:00 | 0.6181 | 0.4249 | 0.3711
|  | 8:00 | 0 | 0 | 0 | 0 | 0 | 0 | 0.0045 | 0.0219 | 0.0251 | 0.0131 | 0 | 0.0129 | 0.2647 | 0.4105 | 0.0979 | 0.4313 | 0.4105 | 0.2483 | 0.5022 | 0.409 | 0.435 | 0.2519 | 0.3418 | 0.3818 | 5:00 | 0 | 0 | 0 |  |  |  | 5:00 | 0 | 0 | 0 |  |  |  | 5:00 | 0.3995 | 0.2559 | 0.3263 |  |  |  | 5:00 | 0.6218 | 0.4142 | 0.374
|  | 9:00 | 0 | 0 | 0 | 0 | 0 | 0 | 0.2699 | 0.3216 | 0.241 | 0.196 | 0.2884 | 0.2634 | 0.3084 | 0.4286 | 0.1059 | 0.46 | 0.4286 | 0.2717 | 0.4811 | 0.4342 | 0.4567 | 0.2836 | 0.3414 | 0.3888 | 6:00 | 0 | 0 | 0 |  |  |  | 6:00 | 0.0007 | 0.0066 | 0 |  |  |  | 6:00 | 0.3679 | 0.2693 | 0.2879 |  |  |  | 6:00 | 0.6604 | 0.3747 | 0.3691
|  | 10:00 | 0 | 0.0509 | 0 | 0 | 0 | 0.0102 | 0.5401 | 0.5986 | 0.4245 | 0.4177 | 0.6374 | 0.5236 | 0.2509 | 0.3759 | 0.0788 | 0.3964 | 0.3759 | 0.2258 | 0.4426 | 0.4063 | 0.2755 | 0.1751 | 0.4119 | 0.388 | 7:00 | 0 | 0 | 0 |  |  |  | 7:00 | 0.0958 | 0.1847 | 0.0053 |  |  |  | 7:00 | 0.3345 | 0.2529 | 0.2757 |  |  |  | 7:00 | 0.6425 | 0.3314 | 0.3716
|  | 11:00 | 0.1321 | 0.2156 | 0.044 | 0.0372 | 0.2493 | 0.1356 | 0.6567 | 0.6735 | 0.472 | 0.5395 | 0.7435 | 0.617 | 0.2417 | 0.4009 | 0.0773 | 0.3721 | 0.4009 | 0.2207 | 0.3362 | 0.3106 | 0.1529 | 0.0933 | 0.2399 | 0.2503 | 8:00 | 0 | 0.0126 | 0 |  |  |  | 8:00 | 0.3954 | 0.5577 | 0.2447 |  |  |  | 8:00 | 0.2531 | 0.1969 | 0.2739 |  |  |  | 8:00 | 0.5487 | 0.263 | 0.3395
|  | 12:00 | 0.3054 | 0.4031 | 0.1489 | 0.0974 | 0.5056 | 0.2921 | 0.6656 | 0.6866 | 0.4938 | 0.4987 | 0.7199 | 0.6129 | 0.3135 | 0.5426 | 0.0906 | 0.4699 | 0.5426 | 0.2825 | 0.2676 | 0.2322 | 0.1413 | 0.0823 | 0.2119 | 0.2089 | 9:00 | 0.1115 | 0.3277 | 0.1213 |  |  |  | 9:00 | 0.5971 | 0.7871 | 0.5463 |  |  |  | 9:00 | 0.1942 | 0.1483 | 0.2734 |  |  |  | 9:00 | 0.4574 | 0.2138 | 0.3193
|  | 13:00 | 0.3225 | 0.4281 | 0.1528 | 0.1441 | 0.4484 | 0.2992 | 0.6469 | 0.6762 | 0.4806 | 0.5492 | 0.6737 | 0.6053 | 0.3236 | 0.4488 | 0.0923 | 0.4197 | 0.4488 | 0.2649 | 0.2502 | 0.2231 | 0.086 | 0.0813 | 0.2155 | 0.2004 | 10:00 | 0.4102 | 0.7272 | 0.4494 |  |  |  | 10:00 | 0.7258 | 0.8678 | 0.6572 |  |  |  | 10:00 | 0.1881 | 0.1279 | 0.208 |  |  |  | 10:00 | 0.3256 | 0.1674 | 0.2213
|  | 14:00 | 0.3302 | 0.4308 | 0.1496 | 0.1222 | 0.4493 | 0.2964 | 0.6532 | 0.6725 | 0.4883 | 0.504 | 0.6743 | 0.5985 | 0.2821 | 0.3345 | 0.0801 | 0.3104 | 0.3345 | 0.213 | 0.3055 | 0.2085 | 0.0752 | 0.0809 | 0.1967 | 0.1926 | 11:00 | 0.4276 | 0.8504 | 0.5743 |  |  |  | 11:00 | 0.7521 | 0.8733 | 0.6891 |  |  |  | 11:00 | 0.1917 | 0.1143 | 0.1874 |  |  |  | 11:00 | 0.3857 | 0.1674 | 0.1462
|  | 15:00 | 0.3472 | 0.4698 | 0.1874 | 0.1646 | 0.505 | 0.3348 | 0.6542 | 0.6929 | 0.5334 | 0.4874 | 0.7178 | 0.6171 | 0.2794 | 0.3135 | 0.0725 | 0.2824 | 0.3135 | 0.2012 | 0.3231 | 0.19 | 0.0991 | 0.0871 | 0.1995 | 0.1949 | 12:00 | 0.371 | 0.8741 | 0.5459 |  |  |  | 12:00 | 0.8102 | 0.8498 | 0.655 |  |  |  | 12:00 | 0.2841 | 0.0962 | 0.2272 |  |  |  | 12:00 | 0.529 | 0.1374 | 0.2479
|  | 16:00 | 0.3221 | 0.4663 | 0.2666 | 0.0936 | 0.5566 | 0.341 | 0.5781 | 0.6588 | 0.5262 | 0.3709 | 0.7186 | 0.5705 | 0.3382 | 0.3482 | 0.0767 | 0.2834 | 0.3482 | 0.2237 | 0.3218 | 0.2012 | 0.1452 | 0.1121 | 0.1988 | 0.2033 | 13:00 | 0.339 | 0.926 | 0.4855 |  |  |  | 13:00 | 0.8016 | 0.8493 | 0.6973 |  |  |  | 13:00 | 0.3406 | 0.1161 | 0.1929 |  |  |  | 13:00 | 0.5802 | 0.1692 | 0.238
|  | 17:00 | 0.055 | 0.2775 | 0.0813 | 0.0652 | 0.4715 | 0.1901 | 0.3663 | 0.4849 | 0.3331 | 0.2389 | 0.5902 | 0.4027 | 0.3664 | 0.32 | 0.1055 | 0.2864 | 0.32 | 0.2405 | 0.3099 | 0.2105 | 0.2156 | 0.1353 | 0.2296 | 0.2286 | 14:00 | 0.4448 | 0.9171 | 0.417 |  |  |  | 14:00 | 0.8069 | 0.8466 | 0.6645 |  |  |  | 14:00 | 0.2997 | 0.1834 | 0.1645 |  |  |  | 14:00 | 0.5397 | 0.186 | 0.2824
|  | 18:00 | 0 | 0 | 0 | 0 | 0 | 0 | 0.0521 | 0.155 | 0.0411 | 0.0641 | 0.2317 | 0.1088 | 0.356 | 0.3813 | 0.1159 | 0.3203 | 0.3813 | 0.2557 | 0.3066 | 0.2415 | 0.302 | 0.1682 | 0.2813 | 0.2725 | 15:00 | 0.3666 | 0.9005 | 0.515 |  |  |  | 15:00 | 0.8102 | 0.8518 | 0.6945 |  |  |  | 15:00 | 0.2589 | 0.1645 | 0.1581 |  |  |  | 15:00 | 0.4448 | 0.2004 | 0.2468
|  | 19:00 | 0 | 0 | 0 | 0 | 0 | 0 | 0 | 0.001 | 0 | 0 | 0 | 0.0002 | 0.4174 | 0.49 | 0.1369 | 0.428 | 0.49 | 0.3158 | 0.3926 | 0.3174 | 0.4002 | 0.3055 | 0.3626 | 0.3575 | 16:00 | 0.3849 | 0.8556 | 0.4608 |  |  |  | 16:00 | 0.7089 | 0.8531 | 0.6358 |  |  |  | 16:00 | 0.2578 | 0.1475 | 0.1577 |  |  |  | 16:00 | 0.4542 | 0.218 | 0.299
|  | 20:00 | 0 | 0 | 0 | 0 | 0 | 0 | 0 | 0 | 0 | 0 | 0 | 0 | 0.4117 | 0.4638 | 0.1393 | 0.4489 | 0.4638 | 0.3162 | 0.47 | 0.4323 | 0.4542 | 0.3349 | 0.4861 | 0.4618 | 17:00 | 0.4101 | 0.7436 | 0.3705 |  |  |  | 17:00 | 0.7081 | 0.7916 | 0.4353 |  |  |  | 17:00 | 0.2615 | 0.1508 | 0.1695 |  |  |  | 17:00 | 0.5143 | 0.2165 | 0.3226
|  | 21:00 | 0 | 0 | 0 | 0 | 0 | 0 | 0 | 0 | 0 | 0 | 0 | 0 | 0.4085 | 0.4365 | 0.1338 | 0.456 | 0.4365 | 0.3112 | 0.5246 | 0.5675 | 0.488 | 0.3838 | 0.6013 | 0.5624 | 18:00 | 0.0695 | 0.5343 | 0.0273 |  |  |  | 18:00 | 0.4816 | 0.6451 | 0.0906 |  |  |  | 18:00 | 0.3254 | 0.1979 | 0.1704 |  |  |  | 18:00 | 0.561 | 0.2466 | 0.345
|  | 22:00 | 0 | 0 | 0 | 0 | 0 | 0 | 0 | 0 | 0 | 0 | 0 | 0 | 0.4282 | 0.4514 | 0.1346 | 0.4334 | 0.4514 | 0.3144 | 0.4238 | 0.5284 | 0.35 | 0.3889 | 0.5725 | 0.5121 | 19:00 | 0 | 0.0418 | 0 |  |  |  | 19:00 | 0.1357 | 0.3408 | 0.0001 |  |  |  | 19:00 | 0.4104 | 0.2265 | 0.1889 |  |  |  | 19:00 | 0.6292 | 0.2769 | 0.419
|  | 23:00 | 0 | 0 | 0 | 0 | 0 | 0 | 0 | 0 | 0 | 0 | 0 | 0 | 0.4664 | 0.4958 | 0.1266 | 0.435 | 0.4958 | 0.3275 | 0.3396 | 0.4841 | 0.3129 | 0.4767 | 0.527 | 0.4694 | 20:00 | 0 | 0 | 0 |  |  |  | 20:00 | 0.0039 | 0.0411 | 0 |  |  |  | 20:00 | 0.431 | 0.2566 | 0.2666 |  |  |  | 20:00 | 0.7398 | 0.3917 | 0.4129
|  | 24:00 | 0 | 0 | 0 | 0 | 0 | 0 | 0 | 0 | 0 | 0 | 0 | 0 | 0.4185 | 0.4117 | 0.1115 | 0.3986 | 0.4117 | 0.2907 | 0.3879 | 0.4293 | 0.2613 | 0.4427 | 0.4378 | 0.4103 | 21:00 | 0 | 0 | 0 |  |  |  | 21:00 | 0 | 0 | 0 |  |  |  | 21:00 | 0.4282 | 0.2818 | 0.3625 |  |  |  | 21:00 | 0.8021 | 0.5139 | 0.4091
Feb |  | 25:00 | 0 | 0 | 0 | 0 | 0 | 0 | 0 | 0 | 0 | 0 | 0 | 0 | 0.2844 | 0.3183 | 0.0688 | 0.2738 | 0.3183 | 0.2 | 0.1647 | 0.424 | 0.1211 | 0.2983 | 0.4965 | 0.3909 | 22:00 | 0 | 0 | 0 |  |  |  | 22:00 | 0 | 0 | 0 |  |  |  | 22:00 | 0.4818 | 0.265 | 0.3886 |  |  |  | 22:00 | 0.7607 | 0.5082 | 0.4432
|  | 26:00 | 0 | 0 | 0 | 0 | 0 | 0 | 0 | 0 | 0 | 0 | 0 | 0 | 0.332 | 0.3813 | 0.0903 | 0.3219 | 0.3813 | 0.239 | 0.1949 | 0.4511 | 0.2229 | 0.3483 | 0.5077 | 0.4199 | 23:00 | 0 | 0 | 0 |  |  |  | 23:00 | 0 | 0 | 0 |  |  |  | 23:00 | 0.4783 | 0.2656 | 0.3574 |  |  |  | 23:00 | 0.7406 | 0.4857 | 0.4605
|  | 27:00 | 0 | 0 | 0 | 0 | 0 | 0 | 0 | 0 | 0 | 0 | 0 | 0 | 0.3772 | 0.4151 | 0.1022 | 0.3595 | 0.4151 | 0.2681 | 0.198 | 0.4549 | 0.3615 | 0.428 | 0.4385 | 0.4057 | 24:00 | 0 | 0 | 0 |  |  |  | 24:00 | 0 | 0 | 0 |  |  |  | 24:00 | 0.489 | 0.3226 | 0.3593 |  |  |  | 24:00 | 0.5846 | 0.4917 | 0.4745
|  | 28:00 | 0 | 0 | 0 | 0 | 0 | 0 | 0 | 0 | 0 | 0 | 0 | 0 | 0.4551 | 0.4277 | 0.1189 | 0.4112 | 0.4277 | 0.3085 | 0.2824 | 0.4716 | 0.5008 | 0.5376 | 0.3863 | 0.4136
|  | 29:00 | 0 | 0 | 0 | 0 | 0 | 0 | 0 | 0 | 0 | 0 | 0 | 0 | 0.4607 | 0.4496 | 0.1361 | 0.4468 | 0.4496 | 0.3266 | 0.2791 | 0.4928 | 0.4842 | 0.5103 | 0.4603 | 0.4521
|  | 30:00 | 0 | 0 | 0 | 0 | 0 | 0 | 0 | 0 | 0 | 0 | 0 | 0 | 0.3806 | 0.4284 | 0.1214 | 0.453 | 0.4284 | 0.2968 | 0.2551 | 0.4717 | 0.3965 | 0.3981 | 0.4786 | 0.4388 | Northeast
|  | 31:00 | 0 | 0 | 0 | 0 | 0 | 0 | 0 | 0 | 0 | 0 | 0 | 0 | 0.394 | 0.3987 | 0.1186 | 0.4517 | 0.3987 | 0.2957 | 0.3075 | 0.4713 | 0.3814 | 0.4096 | 0.51 | 0.4592 |  | SOLAR CSP | [6 empty] | SOLAR PVSAT | [6 empty] | wind | [6 empty] | new-wind
|  | 32:00 | 0 | 0 | 0 | 0 | 0 | 0 | 0.0791 | 0.064 | 0.1298 | 0.0621 | 0.0053 | 0.0681 | 0.3904 | 0.3987 | 0.0997 | 0.4025 | 0.3987 | 0.2773 | 0.2508 | 0.457 | 0.3425 | 0.447 | 0.476 | 0.4297 |  | 1 | 2 | 3 | 4 | 5 | 6 |  | 1 | 2 | 3 | 4 | 5 | 6 |  | 1 | 2 | 3 | 4 | 5 | 6 |  | 1 | 2 | 3 | 4 | 5 | 6
|  | 33:00 | 0 | 0 | 0 | 0 | 0 | 0 | 0.4657 | 0.4355 | 0.4771 | 0.3181 | 0.3369 | 0.4067 | 0.4001 | 0.4322 | 0.0942 | 0.3929 | 0.4322 | 0.2799 | 0.2143 | 0.4694 | 0.3063 | 0.5191 | 0.4703 | 0.4246 | 1:00 | 0 | 0 | 0 | 0 | 0 | 0 | 1:00 | 0 | 0 | 0 | 0 | 0 | 0 | 1:00 | 0.2414 | 0.3589 | 0.4001 | 0.6273 | 0.4311 | 0.2339 | 1:00 | 0.2197 | 0.2626 | 0.6655 | 0.8029 | 0.604 | 0.2425
|  | 34:00 | 0.0943 | 0.1206 | 0.0771 | 0 | 0 | 0.0584 | 0.7051 | 0.7039 | 0.6804 | 0.5522 | 0.6468 | 0.6577 | 0.4204 | 0.4703 | 0.138 | 0.4736 | 0.4703 | 0.3238 | 0.1795 | 0.5433 | 0.2414 | 0.402 | 0.4187 | 0.3987 | 2:00 | 0 | 0 | 0 | 0 | 0 | 0 | 2:00 | 0 | 0 | 0 | 0 | 0 | 0 | 2:00 | 0.2526 | 0.3259 | 0.406 | 0.6208 | 0.4354 | 0.2076 | 2:00 | 0.1822 | 0.2419 | 0.6721 | 0.8044 | 0.6028 | 0.2024
|  | 35:00 | 0.2844 | 0.5028 | 0.2332 | 0.0384 | 0.2473 | 0.2612 | 0.7824 | 0.7697 | 0.698 | 0.6017 | 0.7572 | 0.7218 | 0.4548 | 0.5354 | 0.157 | 0.5414 | 0.5354 | 0.3623 | 0.1735 | 0.6101 | 0.212 | 0.3594 | 0.4739 | 0.4356 | 3:00 | 0 | 0 | 0 | 0 | 0 | 0 | 3:00 | 0 | 0 | 0 | 0 | 0 | 0 | 3:00 | 0.2376 | 0.2413 | 0.3993 | 0.6308 | 0.4 | 0.2419 | 3:00 | 0.1779 | 0.2091 | 0.6076 | 0.7611 | 0.5564 | 0.2255
|  | 36:00 | 0.4503 | 0.5996 | 0.2676 | 0.093 | 0.5459 | 0.3913 | 0.7764 | 0.7446 | 0.6983 | 0.671 | 0.7611 | 0.7303 | 0.528 | 0.5736 | 0.1734 | 0.5493 | 0.5736 | 0.3956 | 0.2558 | 0.6836 | 0.4384 | 0.3501 | 0.6124 | 0.5566 | 4:00 | 0 | 0 | 0 | 0 | 0 | 0 | 4:00 | 0 | 0 | 0 | 0 | 0 | 0 | 4:00 | 0.2193 | 0.2159 | 0.403 | 0.6166 | 0.3682 | 0.2338 | 4:00 | 0.2098 | 0.2409 | 0.5727 | 0.6792 | 0.5053 | 0.2109
|  | 37:00 | 0.4974 | 0.6087 | 0.2485 | 0.1189 | 0.4577 | 0.3862 | 0.7441 | 0.7473 | 0.6806 | 0.6304 | 0.7424 | 0.709 | 0.4439 | 0.4078 | 0.1589 | 0.4572 | 0.4078 | 0.3281 | 0.2891 | 0.6269 | 0.3501 | 0.2159 | 0.7052 | 0.5781 | 5:00 | 0 | 0 | 0 | 0 | 0 | 0 | 5:00 | 0 | 0 | 0 | 0 | 0 | 0 | 5:00 | 0.2238 | 0.1884 | 0.398 | 0.6198 | 0.3837 | 0.1939 | 5:00 | 0.3118 | 0.2286 | 0.5816 | 0.6805 | 0.4715 | 0.1534
|  | 38:00 | 0.4976 | 0.6204 | 0.0852 | 0.1236 | 0.3809 | 0.3415 | 0.7565 | 0.7493 | 0.7248 | 0.6099 | 0.7305 | 0.7142 | 0.3597 | 0.3062 | 0.1286 | 0.3466 | 0.3062 | 0.2582 | 0.2096 | 0.5038 | 0.2281 | 0.2448 | 0.6404 | 0.4961 | 6:00 | 0 | 0 | 0 | 0 | 0 | 0 | 6:00 | 0 | 0.0283 | 0 | 0 | 0.0581 | 0 | 6:00 | 0.23 | 0.1507 | 0.3892 | 0.6119 | 0.3681 | 0.1634 | 6:00 | 0.3372 | 0.1095 | 0.6308 | 0.6542 | 0.4799 | 0.1365
|  | 39:00 | 0.4094 | 0.6377 | 0.0976 | 0.111 | 0.3474 | 0.3206 | 0.7402 | 0.6425 | 0.5915 | 0.5894 | 0.7166 | 0.6561 | 0.4351 | 0.3687 | 0.1434 | 0.3977 | 0.3687 | 0.3029 | 0.2128 | 0.5183 | 0.4061 | 0.352 | 0.5536 | 0.4812 | 7:00 | 0 | 0 | 0 | 0 | 0 | 0 | 7:00 | 0 | 0.2214 | 0 | 0.0035 | 0.331 | 0.0089 | 7:00 | 0.2547 | 0.1154 | 0.3806 | 0.528 | 0.3045 | 0.1451 | 7:00 | 0.29 | 0.088 | 0.6222 | 0.6552 | 0.4119 | 0.1178
|  | 40:00 | 0.4467 | 0.6345 | 0.0897 | 0.1039 | 0.4589 | 0.3467 | 0.6328 | 0.6613 | 0.4989 | 0.4689 | 0.7239 | 0.5972 | 0.4177 | 0.3212 | 0.1424 | 0.3887 | 0.3212 | 0.2902 | 0.2718 | 0.5246 | 0.4751 | 0.369 | 0.442 | 0.442 | 8:00 | 0 | 0.0607 | 0 | 0 | 0.0602 | 0 | 8:00 | 0.0081 | 0.5717 | 0.0546 | 0.187 | 0.6708 | 0.1974 | 8:00 | 0.2733 | 0.104 | 0.3852 | 0.5536 | 0.2684 | 0.1757 | 8:00 | 0.3192 | 0.0259 | 0.6037 | 0.6795 | 0.2738 | 0.0981
|  | 41:00 | 0.2648 | 0.4357 | 0 | 0.0552 | 0.1652 | 0.1842 | 0.4947 | 0.4604 | 0.2752 | 0.3842 | 0.5866 | 0.4402 | 0.3908 | 0.3303 | 0.1453 | 0.4009 | 0.3303 | 0.2873 | 0.3113 | 0.5425 | 0.4396 | 0.3181 | 0.439 | 0.4427 | 9:00 | 0 | 0.4297 | 0 | 0 | 0.5612 | 0 | 9:00 | 0.2117 | 0.7398 | 0.3879 | 0.6029 | 0.8122 | 0.4871 | 9:00 | 0.3084 | 0.1065 | 0.3915 | 0.5874 | 0.2292 | 0.2338 | 9:00 | 0.3786 | 0.0041 | 0.5865 | 0.7184 | 0.1896 | 0.0926
|  | 42:00 | 0.003 | 0.0611 | 0 | 0 | 0.0161 | 0.016 | 0.1547 | 0.1866 | 0.0869 | 0.182 | 0.3008 | 0.1822 | 0.4544 | 0.444 | 0.1727 | 0.5011 | 0.444 | 0.3496 | 0.3525 | 0.61 | 0.5217 | 0.4204 | 0.492 | 0.5031 | 10:00 | 0.0675 | 0.6515 | 0.0403 | 0.2775 | 0.8734 | 0.2157 | 10:00 | 0.3492 | 0.8399 | 0.7294 | 0.7365 | 0.8718 | 0.6294 | 10:00 | 0.3483 | 0.1162 | 0.3981 | 0.5358 | 0.2511 | 0.2222 | 10:00 | 0.2597 | 0.0548 | 0.5396 | 0.7244 | 0.2355 | 0.1147
|  | 43:00 | 0 | 0 | 0 | 0 | 0 | 0 | 0.0001 | 0.006 | 0 | 0.0011 | 0.0086 | 0.0031 | 0.4559 | 0.5069 | 0.1732 | 0.4982 | 0.5069 | 0.3571 | 0.3847 | 0.6305 | 0.496 | 0.5177 | 0.5377 | 0.5357 | 11:00 | 0.1402 | 0.6501 | 0.2942 | 0.5059 | 0.8388 | 0.3534 | 11:00 | 0.3977 | 0.8128 | 0.7003 | 0.7544 | 0.8748 | 0.619 | 11:00 | 0.4005 | 0.0778 | 0.2996 | 0.5438 | 0.331 | 0.1106 | 11:00 | 0.1881 | 0.0376 | 0.4541 | 0.8551 | 0.3992 | 0.0748
|  | 44:00 | 0 | 0 | 0 | 0 | 0 | 0 | 0 | 0 | 0 | 0 | 0 | 0 | 0.5011 | 0.5979 | 0.1737 | 0.5674 | 0.5979 | 0.3946 | 0.4378 | 0.6775 | 0.4221 | 0.5388 | 0.4807 | 0.5162 | 12:00 | 0.1428 | 0.6795 | 0.4306 | 0.3671 | 0.7604 | 0.3681 | 12:00 | 0.3592 | 0.8002 | 0.6584 | 0.6496 | 0.8489 | 0.6545 | 12:00 | 0.3066 | 0.0698 | 0.2108 | 0.5585 | 0.3655 | 0.0906 | 12:00 | 0.1245 | 0.0135 | 0.3104 | 0.8523 | 0.4157 | 0.1133
|  | 45:00 | 0 | 0 | 0 | 0 | 0 | 0 | 0 | 0 | 0 | 0 | 0 | 0 | 0.5414 | 0.6738 | 0.171 | 0.6219 | 0.6738 | 0.4247 | 0.501 | 0.713 | 0.3751 | 0.5152 | 0.4428 | 0.5059 | 13:00 | 0.1288 | 0.6759 | 0.3631 | 0.3372 | 0.8196 | 0.5012 | 13:00 | 0.3887 | 0.7755 | 0.6135 | 0.6579 | 0.8464 | 0.7005 | 13:00 | 0.2485 | 0.1571 | 0.1738 | 0.517 | 0.3802 | 0.104 | 13:00 | 0.1229 | 0.0171 | 0.1375 | 0.8306 | 0.3938 | 0.1142
|  | 46:00 | 0 | 0 | 0 | 0 | 0 | 0 | 0 | 0 | 0 | 0 | 0 | 0 | 0.541 | 0.7208 | 0.1773 | 0.6598 | 0.7208 | 0.4403 | 0.4969 | 0.7158 | 0.3265 | 0.5712 | 0.3604 | 0.4616 | 14:00 | 0.1201 | 0.6623 | 0.3634 | 0.3947 | 0.7537 | 0.6097 | 14:00 | 0.345 | 0.8242 | 0.6306 | 0.6216 | 0.8558 | 0.7283 | 14:00 | 0.1554 | 0.2034 | 0.1949 | 0.5195 | 0.3521 | 0.0711 | 14:00 | 0.1342 | 0.0287 | 0.0831 | 0.8545 | 0.3636 | 0.0908
|  | 47:00 | 0 | 0 | 0 | 0 | 0 | 0 | 0 | 0 | 0 | 0 | 0 | 0 | 0.4343 | 0.4994 | 0.1476 | 0.5444 | 0.4994 | 0.3491 | 0.4421 | 0.6198 | 0.1502 | 0.3745 | 0.4015 | 0.4254 | 15:00 | 0.137 | 0.6669 | 0.507 | 0.4175 | 0.8042 | 0.748 | 15:00 | 0.3894 | 0.7961 | 0.6841 | 0.6902 | 0.8339 | 0.7685 | 15:00 | 0.1006 | 0.1604 | 0.192 | 0.5236 | 0.3586 | 0.0413 | 15:00 | 0.0938 | 0.0752 | 0.0524 | 0.8162 | 0.3004 | 0.0224
|  | 48:00 | 0 | 0 | 0 | 0 | 0 | 0 | 0 | 0 | 0 | 0 | 0 | 0 | 0.421 | 0.4545 | 0.1312 | 0.4711 | 0.4545 | 0.3189 | 0.3769 | 0.5331 | 0.2578 | 0.3324 | 0.3917 | 0.404 | 16:00 | 0.1227 | 0.7713 | 0.5753 | 0.511 | 0.7466 | 0.7516 | 16:00 | 0.2559 | 0.8092 | 0.6717 | 0.6675 | 0.8272 | 0.7329 | 16:00 | 0.1587 | 0.1285 | 0.218 | 0.5058 | 0.3509 | 0.0374 | 16:00 | 0.0827 | 0.1243 | 0.085 | 0.8141 | 0.2923 | 0.0071
Mar | Spring | 49:00 | 0 | 0 | 0 | 0 | 0 | 0 | 0 | 0 | 0 | 0 | 0 | 0 | 0.4019 | 0.438 | 0.1198 | 0.491 | 0.438 | 0.3109 | 0.5272 | 0.6632 | 0.4977 | 0.4303 | 0.3493 | 0.4609 | 17:00 | 0.1213 | 0.772 | 0.0268 | 0.1214 | 0.6032 | 0.2454 | 17:00 | 0.2873 | 0.8159 | 0.4691 | 0.4937 | 0.7226 | 0.562 | 17:00 | 0.1271 | 0.1697 | 0.2453 | 0.5274 | 0.2787 | 0.0385 | 17:00 | 0.094 | 0.137 | 0.176 | 0.8035 | 0.2827 | 0.0049
|  | 50:00 | 0 | 0 | 0 | 0 | 0 | 0 | 0 | 0 | 0 | 0 | 0 | 0 | 0.4382 | 0.5198 | 0.1161 | 0.4927 | 0.5198 | 0.3297 | 0.444 | 0.6632 | 0.4995 | 0.4095 | 0.4172 | 0.4848 | 18:00 | 0 | 0.4584 | 0 | 0 | 0.491 | 0 | 18:00 | 0.1736 | 0.5521 | 0.0454 | 0.0435 | 0.6113 | 0.0618 | 18:00 | 0.1255 | 0.1557 | 0.2848 | 0.4914 | 0.2987 | 0.0465 | 18:00 | 0.1287 | 0.194 | 0.3395 | 0.8068 | 0.369 | 0.0076
|  | 51:00 | 0 | 0 | 0 | 0 | 0 | 0 | 0 | 0 | 0 | 0 | 0 | 0 | 0.3895 | 0.5961 | 0.1198 | 0.5182 | 0.5961 | 0.3316 | 0.4028 | 0.6472 | 0.5451 | 0.4306 | 0.3686 | 0.4583 | 19:00 | 0 | 0.0017 | 0 | 0 | 0.0264 | 0 | 19:00 | 0.0018 | 0.2717 | 0 | 0 | 0.2462 | 0 | 19:00 | 0.1573 | 0.2252 | 0.3125 | 0.4953 | 0.3484 | 0.0714 | 19:00 | 0.2299 | 0.2677 | 0.5893 | 0.8308 | 0.5315 | 0.0219
|  | 52:00 | 0 | 0 | 0 | 0 | 0 | 0 | 0 | 0 | 0 | 0 | 0 | 0 | 0.3611 | 0.5037 | 0.1295 | 0.5154 | 0.5037 | 0.3159 | 0.4422 | 0.6874 | 0.5882 | 0.4568 | 0.3397 | 0.4634 | 20:00 | 0 | 0 | 0 | 0 | 0 | 0 | 20:00 | 0 | 0.0091 | 0 | 0 | 0.0083 | 0 | 20:00 | 0.2323 | 0.229 | 0.37 | 0.6193 | 0.3661 | 0.1081 | 20:00 | 0.3118 | 0.3454 | 0.6368 | 0.8691 | 0.577 | 0.1346
|  | 53:00 | 0 | 0 | 0 | 0 | 0 | 0 | 0 | 0 | 0 | 0 | 0 | 0 | 0.3139 | 0.4761 | 0.1041 | 0.4282 | 0.4761 | 0.2718 | 0.4876 | 0.6657 | 0.5756 | 0.4822 | 0.2807 | 0.4338 | 21:00 | 0 | 0 | 0 | 0 | 0 | 0 | 21:00 | 0 | 0 | 0 | 0 | 0 | 0 | 21:00 | 0.3023 | 0.2226 | 0.4258 | 0.7043 | 0.4108 | 0.2158 | 21:00 | 0.3798 | 0.4582 | 0.6868 | 0.8422 | 0.5946 | 0.367
|  | 54:00 | 0 | 0 | 0 | 0 | 0 | 0 | 0 | 0 | 0 | 0 | 0 | 0 | 0.2912 | 0.4427 | 0.1244 | 0.4654 | 0.4427 | 0.277 | 0.5604 | 0.6296 | 0.6904 | 0.5407 | 0.2936 | 0.456 | 22:00 | 0 | 0 | 0 | 0 | 0 | 0 | 22:00 | 0 | 0 | 0 | 0 | 0 | 0 | 22:00 | 0.2613 | 0.2563 | 0.4859 | 0.704 | 0.437 | 0.2514 | 22:00 | 0.3496 | 0.4664 | 0.7506 | 0.7795 | 0.6373 | 0.4275
|  | 55:00 | 0 | 0 | 0 | 0 | 0 | 0 | 0 | 0.0034 | 0 | 0 | 0 | 0.0007 | 0.3393 | 0.4562 | 0.0992 | 0.4441 | 0.4562 | 0.2778 | 0.4933 | 0.5426 | 0.7688 | 0.5616 | 0.2784 | 0.431 | 23:00 | 0 | 0 | 0 | 0 | 0 | 0 | 23:00 | 0 | 0 | 0 | 0 | 0 | 0 | 23:00 | 0.3528 | 0.2378 | 0.5231 | 0.6084 | 0.4024 | 0.2628 | 23:00 | 0.6228 | 0.3931 | 0.7767 | 0.7486 | 0.584 | 0.3535
|  | 56:00 | 0 | 0 | 0 | 0 | 0 | 0 | 0.1432 | 0.1876 | 0.0235 | 0.1096 | 0.0607 | 0.1049 | 0.4779 | 0.4097 | 0.0826 | 0.3735 | 0.4097 | 0.2907 | 0.4046 | 0.4776 | 0.7102 | 0.5751 | 0.2238 | 0.3728 | 24:00 | 0 | 0 | 0 | 0 | 0 | 0 | 24:00 | 0 | 0 | 0 | 0 | 0 | 0 | 24:00 | 0.3649 | 0.2588 | 0.499 | 0.5741 | 0.3856 | 0.2546 | 24:00 | 0.6048 | 0.3088 | 0.7171 | 0.7213 | 0.6328 | 0.2863
|  | 57:00 | 0 | 0.0042 | 0 | 0 | 0 | 0.0008 | 0.4621 | 0.5912 | 0.0614 | 0.4015 | 0.4395 | 0.3912 | 0.4622 | 0.3678 | 0.0742 | 0.3322 | 0.3678 | 0.2698 | 0.3507 | 0.4239 | 0.654 | 0.6047 | 0.1917 | 0.3333
|  | 58:00 | 0.2182 | 0.3351 | 0 | 0.1932 | 0.1338 | 0.176 | 0.657 | 0.7865 | 0.2379 | 0.6205 | 0.6944 | 0.5993 | 0.4017 | 0.4138 | 0.1253 | 0.3686 | 0.4138 | 0.2858 | 0.4306 | 0.4069 | 0.7136 | 0.6831 | 0.1779 | 0.3419
|  | 59:00 | 0.5002 | 0.7479 | 0 | 0.4246 | 0.4501 | 0.4246 | 0.7329 | 0.8408 | 0.3587 | 0.7949 | 0.7934 | 0.7042 | 0.4928 | 0.5659 | 0.1248 | 0.505 | 0.5659 | 0.3565 | 0.3006 | 0.325 | 0.8233 | 0.6586 | 0.1987 | 0.3306 | West
|  | 60:00 | 0.5334 | 0.7507 | 0.168 | 0.583 | 0.5327 | 0.5136 | 0.7943 | 0.8434 | 0.5496 | 0.8067 | 0.8052 | 0.7599 | 0.5693 | 0.5552 | 0.1341 | 0.5181 | 0.5552 | 0.3831 | 0.2764 | 0.3536 | 0.8207 | 0.6536 | 0.2739 | 0.3715 |  | SOLAR CSP | [6 empty] | SOLAR PVSAT | [6 empty] | wind | [6 empty] | new wind
|  | 61:00 | 0.5713 | 0.7408 | 0.3381 | 0.6706 | 0.5635 | 0.5769 | 0.7825 | 0.8309 | 0.6791 | 0.8094 | 0.7907 | 0.7785 | 0.5345 | 0.4525 | 0.1129 | 0.4368 | 0.4525 | 0.3365 | 0.3347 | 0.4108 | 0.8523 | 0.7066 | 0.3518 | 0.4362 |  | 1 | 2 | 3 | 4 | 5 | 6 |  | 1 | 2 | 3 | 4 | 5 | 6 |  | 1 | 2 | 3 | 4 | 5 | 6 |  | 1 | 2 | 3 | 4 | 5 | 6
|  | 62:00 | 0.586 | 0.7448 | 0.4453 | 0.6625 | 0.4367 | 0.5751 | 0.7773 | 0.8354 | 0.8172 | 0.8132 | 0.77 | 0.8026 | 0.4966 | 0.3516 | 0.1381 | 0.3577 | 0.3516 | 0.3082 | 0.2941 | 0.3765 | 0.8671 | 0.7075 | 0.3182 | 0.4087 | 1:00 | 0 | 0 | 0 | 0 | 0 | 0 | 1:00 | 0 | 0 | 0 | 0 | 0 | 0 | 1:00 | 0.2164 | 0.4741 | 0.7038 | 0.8647 | 0.6074 | 0.3484 | 1:00 | 0.3585 | 0.6068 | 0.5898 | 0.8465 | 0.6308 | 0.4072
|  | 63:00 | 0.5851 | 0.7508 | 0.5712 | 0.6674 | 0.5637 | 0.6277 | 0.7794 | 0.8483 | 0.8211 | 0.7921 | 0.7747 | 0.8031 | 0.4158 | 0.3536 | 0.1122 | 0.3715 | 0.3536 | 0.278 | 0.3432 | 0.4391 | 0.9017 | 0.6984 | 0.3538 | 0.4498 | 2:00 | 0 | 0 | 0 | 0 | 0 | 0 | 2:00 | 0 | 0 | 0 | 0 | 0 | 0 | 2:00 | 0.1559 | 0.478 | 0.6989 | 0.852 | 0.6871 | 0.3401 | 2:00 | 0.3868 | 0.5786 | 0.6034 | 0.8616 | 0.6532 | 0.3669
|  | 64:00 | 0.517 | 0.7321 | 0.564 | 0.6423 | 0.5417 | 0.5994 | 0.7204 | 0.8257 | 0.757 | 0.7831 | 0.7438 | 0.766 | 0.4213 | 0.374 | 0.1163 | 0.3312 | 0.374 | 0.2756 | 0.3926 | 0.5244 | 0.8909 | 0.7456 | 0.4345 | 0.5161 | 3:00 | 0 | 0 | 0 | 0 | 0 | 0 | 3:00 | 0 | 0 | 0 | 0 | 0 | 0 | 3:00 | 0.1177 | 0.3393 | 0.6755 | 0.8442 | 0.5962 | 0.387 | 3:00 | 0.3607 | 0.4325 | 0.6181 | 0.8444 | 0.6486 | 0.3572
|  | 65:00 | 0.3638 | 0.5514 | 0.3375 | 0.5187 | 0.3475 | 0.4238 | 0.5658 | 0.6556 | 0.5051 | 0.6473 | 0.6269 | 0.6001 | 0.4039 | 0.3712 | 0.1208 | 0.3259 | 0.3712 | 0.2711 | 0.4217 | 0.4908 | 0.8441 | 0.7563 | 0.4502 | 0.5148 | 4:00 | 0 | 0 | 0 | 0 | 0 | 0 | 4:00 | 0 | 0 | 0 | 0 | 0 | 0 | 4:00 | 0.0772 | 0.2878 | 0.6275 | 0.775 | 0.5261 | 0.3922 | 4:00 | 0.2669 | 0.3836 | 0.6183 | 0.8037 | 0.6249 | 0.3002
|  | 66:00 | 0 | 0.0925 | 0 | 0.0614 | 0 | 0.0308 | 0.2652 | 0.403 | 0.1733 | 0.3705 | 0.3745 | 0.3173 | 0.3278 | 0.3617 | 0.1314 | 0.3215 | 0.3617 | 0.2519 | 0.4883 | 0.5474 | 0.8437 | 0.7828 | 0.5164 | 0.5695 | 5:00 | 0 | 0 | 0 | 0 | 0 | 0 | 5:00 | 0 | 0 | 0 | 0 | 0 | 0 | 5:00 | 0.0842 | 0.2682 | 0.6382 | 0.7348 | 0.5302 | 0.4013 | 5:00 | 0.2306 | 0.3008 | 0.5955 | 0.7831 | 0.5599 | 0.2424
|  | 67:00 | 0 | 0 | 0 | 0 | 0 | 0 | 0.0106 | 0.0282 | 0.001 | 0.0159 | 0.0276 | 0.0166 | 0.291 | 0.3366 | 0.0968 | 0.3201 | 0.3366 | 0.2244 | 0.6 | 0.5825 | 0.8913 | 0.8752 | 0.5814 | 0.6322 | 6:00 | 0 | 0 | 0 | 0 | 0 | 0 | 6:00 | 0 | 0.0027 | 0 | 0 | 0.045 | 0 | 6:00 | 0.0846 | 0.2273 | 0.6134 | 0.7417 | 0.5016 | 0.4483 | 6:00 | 0.2343 | 0.2256 | 0.5728 | 0.7554 | 0.5244 | 0.2243
|  | 68:00 | 0 | 0 | 0 | 0 | 0 | 0 | 0 | 0 | 0 | 0 | 0 | 0 | 0.3242 | 0.3418 | 0.1155 | 0.3583 | 0.3418 | 0.2495 | 0.6186 | 0.6476 | 0.8139 | 0.7919 | 0.631 | 0.6614 | 7:00 | 0 | 0 | 0 | 0 | 0 | 0 | 7:00 | 0 | 0.1192 | 0 | 0.0169 | 0.3098 | 0.0108 | 7:00 | 0.0809 | 0.1892 | 0.5659 | 0.7565 | 0.4284 | 0.3698 | 7:00 | 0.2214 | 0.2202 | 0.5168 | 0.6942 | 0.486 | 0.2149
|  | 69:00 | 0 | 0 | 0 | 0 | 0 | 0 | 0 | 0 | 0 | 0 | 0 | 0 | 0.3288 | 0.3568 | 0.1311 | 0.3938 | 0.3568 | 0.2659 | 0.6098 | 0.6763 | 0.6646 | 0.6763 | 0.6615 | 0.66 | 8:00 | 0 | 0 | 0 | 0 | 0 | 0 | 8:00 | 0.0074 | 0.3724 | 0.096 | 0.1479 | 0.619 | 0.2398 | 8:00 | 0.1664 | 0.0996 | 0.6143 | 0.7391 | 0.3703 | 0.3619 | 8:00 | 0.2865 | 0.1997 | 0.5558 | 0.6928 | 0.4129 | 0.2634
|  | 70:00 | 0 | 0 | 0 | 0 | 0 | 0 | 0 | 0 | 0 | 0 | 0 | 0 | 0.4091 | 0.4901 | 0.1495 | 0.4823 | 0.4901 | 0.3293 | 0.4975 | 0.5981 | 0.4927 | 0.5553 | 0.6856 | 0.6167 | 9:00 | 0 | 0.1296 | 0 | 0.035 | 0.4243 | 0.0623 | 9:00 | 0.1046 | 0.4963 | 0.4146 | 0.7264 | 0.8455 | 0.723 | 9:00 | 0.3202 | 0.074 | 0.6473 | 0.7647 | 0.3137 | 0.3965 | 9:00 | 0.3803 | 0.2185 | 0.5902 | 0.6905 | 0.3699 | 0.3466
|  | 71:00 | 0 | 0 | 0 | 0 | 0 | 0 | 0 | 0 | 0 | 0 | 0 | 0 | 0.3655 | 0.4991 | 0.1256 | 0.4466 | 0.4991 | 0.3014 | 0.4154 | 0.5548 | 0.5015 | 0.5665 | 0.614 | 0.5632 | 10:00 | 0 | 0.3349 | 0.0672 | 0.3913 | 0.9839 | 0.4948 | 10:00 | 0.1459 | 0.5836 | 0.7203 | 0.8187 | 0.9433 | 0.8269 | 10:00 | 0.3693 | 0.0848 | 0.6553 | 0.7777 | 0.3416 | 0.3027 | 10:00 | 0.3711 | 0.231 | 0.5814 | 0.6911 | 0.3738 | 0.3974
|  | 72:00 | 0 | 0 | 0 | 0 | 0 | 0 | 0 | 0 | 0 | 0 | 0 | 0 | 0.2956 | 0.4105 | 0.1023 | 0.3639 | 0.4105 | 0.2454 | 0.3986 | 0.5649 | 0.5432 | 0.5121 | 0.5194 | 0.5184 | 11:00 | 0 | 0.6042 | 0.331 | 0.6699 | 0.9844 | 0.7947 | 11:00 | 0.3293 | 0.8196 | 0.7513 | 0.7995 | 0.94 | 0.8137 | 11:00 | 0.4782 | 0.0416 | 0.4636 | 0.8365 | 0.4743 | 0.1792 | 11:00 | 0.5299 | 0.1568 | 0.4375 | 0.6969 | 0.4663 | 0.2582
Apr |  | 73:00 | 0 | 0 | 0 | 0 | 0 | 0 | 0 | 0 | 0 | 0 | 0 | 0 | 0.4901 | 0.7972 | 0.1844 | 0.7515 | 0.7972 | 0.456 | 0.7445 | 0.6554 | 0.5128 | 0.5885 | 0.6815 | 0.6593 | 12:00 | 0 | 0.6051 | 0.5398 | 0.5936 | 0.9476 | 0.7241 | 12:00 | 0.2751 | 0.7964 | 0.6857 | 0.7633 | 0.9237 | 0.7541 | 12:00 | 0.3051 | 0.0251 | 0.2494 | 0.818 | 0.456 | 0.1462 | 12:00 | 0.4886 | 0.1329 | 0.2977 | 0.686 | 0.4422 | 0.2254
|  | 74:00 | 0 | 0 | 0 | 0 | 0 | 0 | 0 | 0 | 0 | 0 | 0 | 0 | 0.5022 | 0.7537 | 0.1772 | 0.7319 | 0.7537 | 0.4475 | 0.7947 | 0.7184 | 0.4061 | 0.5213 | 0.6342 | 0.6402 | 13:00 | 0.0034 | 0.6568 | 0.5127 | 0.4941 | 0.9321 | 0.6987 | 13:00 | 0.257 | 0.8065 | 0.659 | 0.6809 | 0.9188 | 0.7476 | 13:00 | 0.2073 | 0.2403 | 0.22 | 0.7865 | 0.3987 | 0.1554 | 13:00 | 0.3991 | 0.2155 | 0.2312 | 0.6081 | 0.3854 | 0.2118
|  | 75:00 | 0 | 0 | 0 | 0 | 0 | 0 | 0 | 0 | 0 | 0 | 0 | 0 | 0.5128 | 0.782 | 0.1902 | 0.7698 | 0.782 | 0.4666 | 0.7792 | 0.7346 | 0.3838 | 0.3994 | 0.6364 | 0.6353 | 14:00 | 0 | 0.8619 | 0.5418 | 0.5904 | 0.9762 | 0.7031 | 14:00 | 0.3395 | 0.8679 | 0.6744 | 0.7683 | 0.9171 | 0.7537 | 14:00 | 0.1002 | 0.1338 | 0.278 | 0.7688 | 0.3625 | 0.0992 | 14:00 | 0.3042 | 0.1411 | 0.2421 | 0.6166 | 0.3176 | 0.1434
|  | 76:00 | 0 | 0 | 0 | 0 | 0 | 0 | 0 | 0 | 0 | 0 | 0 | 0 | 0.4968 | 0.7423 | 0.1728 | 0.7104 | 0.7423 | 0.4386 | 0.7488 | 0.7747 | 0.3124 | 0.3205 | 0.6141 | 0.6181 | 15:00 | 0 | 0.8937 | 0.6098 | 0.729 | 0.9462 | 0.7558 | 15:00 | 0.2888 | 0.8772 | 0.7204 | 0.8096 | 0.9174 | 0.7784 | 15:00 | 0.051 | 0.1002 | 0.3014 | 0.77 | 0.3116 | 0.0326 | 15:00 | 0.173 | 0.0941 | 0.2935 | 0.5565 | 0.2729 | 0.1026
|  | 77:00 | 0 | 0 | 0 | 0 | 0 | 0 | 0 | 0 | 0 | 0 | 0 | 0 | 0.4716 | 0.6588 | 0.1618 | 0.6216 | 0.6588 | 0.3995 | 0.7481 | 0.7488 | 0.3487 | 0.326 | 0.6246 | 0.6218 | 16:00 | 0 | 0.5664 | 0.6576 | 0.6562 | 0.9608 | 0.7904 | 16:00 | 0.122 | 0.7564 | 0.705 | 0.7179 | 0.9009 | 0.754 | 16:00 | 0.0795 | 0.0779 | 0.3646 | 0.7785 | 0.282 | 0.0102 | 16:00 | 0.1482 | 0.068 | 0.3216 | 0.5324 | 0.273 | 0.0814
|  | 78:00 | 0 | 0 | 0 | 0 | 0 | 0 | 0.0014 | 0.002 | 0 | 0 | 0 | 0.0007 | 0.4353 | 0.5785 | 0.1455 | 0.5944 | 0.5785 | 0.3679 | 0.8028 | 0.6806 | 0.3613 | 0.3671 | 0.7133 | 0.6604 | 17:00 | 0 | 0.486 | 0.3241 | 0.3985 | 0.8281 | 0.4851 | 17:00 | 0.1236 | 0.581 | 0.5728 | 0.5975 | 0.7809 | 0.5816 | 17:00 | 0.1039 | 0.0664 | 0.4208 | 0.7963 | 0.2073 | 0.007 | 17:00 | 0.1322 | 0.092 | 0.3917 | 0.5458 | 0.2328 | 0.0658
|  | 79:00 | 0 | 0 | 0 | 0 | 0 | 0 | 0.1016 | 0.1197 | 0.0292 | 0.0329 | 0.1955 | 0.0958 | 0.428 | 0.4881 | 0.1287 | 0.525 | 0.4881 | 0.3345 | 0.7596 | 0.5497 | 0.3676 | 0.3396 | 0.7471 | 0.6425 | 18:00 | 0 | 0.3792 | 0 | 0 | 0.8093 | 0 | 18:00 | 0.1454 | 0.4825 | 0.1377 | 0.1601 | 0.7284 | 0.1874 | 18:00 | 0.1495 | 0.0966 | 0.4761 | 0.7399 | 0.2266 | 0.0097 | 18:00 | 0.1464 | 0.2512 | 0.4211 | 0.5533 | 0.2617 | 0.0753
|  | 80:00 | 0 | 0 | 0 | 0 | 0 | 0 | 0.4377 | 0.3413 | 0.2824 | 0.2432 | 0.6724 | 0.3954 | 0.3158 | 0.3645 | 0.1038 | 0.3985 | 0.3645 | 0.2531 | 0.6612 | 0.4204 | 0.5347 | 0.4047 | 0.5969 | 0.5487 | 19:00 | 0 | 0.0624 | 0 | 0 | 0.4521 | 0 | 19:00 | 0.0125 | 0.1546 | 0 | 0 | 0.3873 | 0 | 19:00 | 0.2014 | 0.2207 | 0.5945 | 0.7505 | 0.3378 | 0.0178 | 19:00 | 0.2359 | 0.3281 | 0.4821 | 0.5987 | 0.3581 | 0.0905
|  | 81:00 | 0.1055 | 0.1789 | 0.0455 | 0 | 0.2016 | 0.1063 | 0.5326 | 0.5164 | 0.5664 | 0.4386 | 0.9314 | 0.5971 | 0.2343 | 0.2759 | 0.0885 | 0.3018 | 0.2759 | 0.1942 | 0.5498 | 0.3037 | 0.6601 | 0.4692 | 0.4586 | 0.4574 | 20:00 | 0 | 0 | 0 | 0 | 0 | 0 | 20:00 | 0 | 0.0022 | 0 | 0 | 0.0365 | 0 | 20:00 | 0.273 | 0.2393 | 0.6987 | 0.8031 | 0.4379 | 0.0897 | 20:00 | 0.3787 | 0.3266 | 0.5534 | 0.6667 | 0.4294 | 0.1658
|  | 82:00 | 0.2351 | 0.5234 | 0.0378 | 0.0037 | 0.4131 | 0.2426 | 0.6937 | 0.7146 | 0.5973 | 0.6443 | 0.979 | 0.7258 | 0.2387 | 0.2749 | 0.0799 | 0.2823 | 0.2749 | 0.1881 | 0.3326 | 0.2141 | 0.6133 | 0.4368 | 0.2989 | 0.3256 | 21:00 | 0 | 0 | 0 | 0 | 0 | 0 | 21:00 | 0 | 0 | 0 | 0 | 0 | 0 | 21:00 | 0.3298 | 0.2929 | 0.7394 | 0.8012 | 0.511 | 0.3149 | 21:00 | 0.5083 | 0.3246 | 0.6043 | 0.6974 | 0.4961 | 0.3405
|  | 83:00 | 0.3224 | 0.6106 | 0.1893 | 0 | 0.5187 | 0.3282 | 0.6577 | 0.7741 | 0.639 | 0.7218 | 0.9679 | 0.7521 | 0.2258 | 0.3041 | 0.0839 | 0.2932 | 0.3041 | 0.1917 | 0.4044 | 0.1922 | 0.5747 | 0.4512 | 0.4198 | 0.3857 | 22:00 | 0 | 0 | 0 | 0 | 0 | 0 | 22:00 | 0 | 0 | 0 | 0 | 0 | 0 | 22:00 | 0.2489 | 0.4468 | 0.7471 | 0.8054 | 0.5457 | 0.3794 | 22:00 | 0.5111 | 0.3549 | 0.6999 | 0.7148 | 0.5487 | 0.4057
|  | 84:00 | 0.3717 | 0.651 | 0.513 | 0.0397 | 0.4423 | 0.4036 | 0.7851 | 0.7777 | 0.748 | 0.8009 | 0.9394 | 0.8102 | 0.3282 | 0.423 | 0.1279 | 0.4533 | 0.423 | 0.2841 | 0.6083 | 0.1957 | 0.6472 | 0.4106 | 0.6446 | 0.529 | 23:00 | 0 | 0 | 0 | 0 | 0 | 0 | 23:00 | 0 | 0 | 0 | 0 | 0 | 0 | 23:00 | 0.3169 | 0.4591 | 0.6344 | 0.8001 | 0.5268 | 0.4 | 23:00 | 0.554 | 0.3316 | 0.6908 | 0.6538 | 0.5603 | 0.4585
|  | 85:00 | 0.4552 | 0.7989 | 0.5299 | 0.1222 | 0.5245 | 0.4861 | 0.8012 | 0.7708 | 0.7071 | 0.8366 | 0.8925 | 0.8016 | 0.4264 | 0.5567 | 0.1422 | 0.4894 | 0.5567 | 0.3406 | 0.5031 | 0.2567 | 0.535 | 0.3656 | 0.7722 | 0.5802 | 24:00 | 0 | 0 | 0 | 0 | 0 | 0 | 24:00 | 0 | 0 | 0 | 0 | 0 | 0 | 24:00 | 0.3 | 0.4261 | 0.7237 | 0.7135 | 0.6188 | 0.4043 | 24:00 | 0.5145 | 0.3562 | 0.6856 | 0.6014 | 0.6398 | 0.456
|  | 86:00 | 0.5988 | 0.8842 | 0.5587 | 0.0973 | 0.4527 | 0.5183 | 0.834 | 0.8301 | 0.7051 | 0.8478 | 0.8175 | 0.8069 | 0.45 | 0.3819 | 0.1308 | 0.3779 | 0.3819 | 0.2997 | 0.5732 | 0.3566 | 0.4762 | 0.2784 | 0.652 | 0.5397
|  | 87:00 | 0.6746 | 0.8483 | 0.5792 | 0.2029 | 0.4102 | 0.543 | 0.8855 | 0.7944 | 0.7514 | 0.887 | 0.7328 | 0.8102 | 0.3854 | 0.3208 | 0.1127 | 0.3368 | 0.3208 | 0.2589 | 0.5983 | 0.3502 | 0.4996 | 0.2782 | 0.455 | 0.4448
|  | 88:00 | 0.494 | 0.8716 | 0.5207 | 0.272 | 0.4208 | 0.5158 | 0.8597 | 0.7453 | 0.7507 | 0.7929 | 0.3958 | 0.7089 | 0.3797 | 0.3404 | 0.115 | 0.3234 | 0.3404 | 0.2578 | 0.6161 | 0.3483 | 0.6139 | 0.3184 | 0.441 | 0.4542 | Coastal
|  | 89:00 | 0.6101 | 0.7637 | 0.533 | 0.3717 | 0.0789 | 0.4714 | 0.8062 | 0.6603 | 0.5717 | 0.718 | 0.7843 | 0.7081 | 0.3672 | 0.3367 | 0.1233 | 0.3453 | 0.3367 | 0.2615 | 0.6242 | 0.3939 | 0.6877 | 0.3447 | 0.5192 | 0.5143 |  | SOLAR CSP | [6 empty] | SOLAR PVSAT | [6 empty] | wind | [6 empty] | new wind
|  | 90:00 | 0.3008 | 0.468 | 0.0594 | 0.1676 | 0.1294 | 0.225 | 0.5527 | 0.5618 | 0.3614 | 0.47 | 0.4622 | 0.4816 | 0.4289 | 0.4801 | 0.1357 | 0.4684 | 0.4801 | 0.3254 | 0.7545 | 0.3932 | 0.816 | 0.4943 | 0.5406 | 0.561 |  | 1 | 2 | 3 | 4 | 5 | 6 |  | 1 | 2 | 3 | 4 | 5 | 6 |  | 1 | 2 | 3 | 4 | 5 | 6 |  | 1 | 2 | 3 | 4 | 5 | 6
|  | 91:00 | 0 | 0 | 0 | 0 | 0 | 0 | 0.1571 | 0.129 | 0.0328 | 0.0653 | 0.2942 | 0.1357 | 0.514 | 0.6373 | 0.1715 | 0.6093 | 0.6373 | 0.4104 | 0.8526 | 0.4571 | 0.8206 | 0.6335 | 0.6123 | 0.6292 | 1:00 | 0 | 0 | 0 | 0 | 0 | 0 | 1:00 | 0 | 0 | 0 | 0 | 0 | 0 | 1:00 | 0.2501 | 0.2853 | 0.4562 | 0.6452 | 0.3676 | 0.2062 | 1:00 | 0.1419 | 0.1156 | 0.0029 | 0.3783 | 0.1831 | 0.0556
|  | 92:00 | 0 | 0 | 0 | 0 | 0 | 0 | 0.0014 | 0.0018 | 0 | 0 | 0.0161 | 0.0039 | 0.5283 | 0.6904 | 0.1809 | 0.6422 | 0.6904 | 0.431 | 0.8526 | 0.6257 | 0.7209 | 0.6598 | 0.777 | 0.7398 | 2:00 | 0 | 0 | 0 | 0 | 0 | 0 | 2:00 | 0 | 0 | 0 | 0 | 0 | 0 | 2:00 | 0.2407 | 0.2648 | 0.4429 | 0.6421 | 0.4046 | 0.2051 | 2:00 | 0.2198 | 0.0774 | 0.0136 | 0.3776 | 0.1616 | 0.0396
|  | 93:00 | 0 | 0 | 0 | 0 | 0 | 0 | 0 | 0 | 0 | 0 | 0 | 0 | 0.5194 | 0.708 | 0.1753 | 0.6413 | 0.708 | 0.4282 | 0.8454 | 0.7489 | 0.5912 | 0.6425 | 0.8784 | 0.8021 | 3:00 | 0 | 0 | 0 | 0 | 0 | 0 | 3:00 | 0 | 0 | 0 | 0 | 0 | 0 | 3:00 | 0.2713 | 0.22 | 0.3897 | 0.6791 | 0.3397 | 0.2776 | 3:00 | 0.3183 | 0.0613 | 0.0112 | 0.4831 | 0.1157 | 0.0514
|  | 94:00 | 0 | 0 | 0 | 0 | 0 | 0 | 0 | 0 | 0 | 0 | 0 | 0 | 0.5829 | 0.7866 | 0.1886 | 0.7471 | 0.7866 | 0.4818 | 0.836 | 0.8297 | 0.3649 | 0.541 | 0.8222 | 0.7607 | 4:00 | 0 | 0 | 0 | 0 | 0 | 0 | 4:00 | 0 | 0 | 0 | 0 | 0 | 0 | 4:00 | 0.239 | 0.2164 | 0.3688 | 0.6384 | 0.3133 | 0.2844 | 4:00 | 0.3423 | 0.0668 | 0.0073 | 0.4812 | 0.068 | 0.0474
|  | 95:00 | 0 | 0 | 0 | 0 | 0 | 0 | 0 | 0 | 0 | 0 | 0 | 0 | 0.5667 | 0.7988 | 0.1879 | 0.7466 | 0.7988 | 0.4783 | 0.7803 | 0.8306 | 0.4893 | 0.564 | 0.7639 | 0.7406 | 5:00 | 0 | 0 | 0 | 0 | 0 | 0 | 5:00 | 0 | 0 | 0 | 0 | 0 | 0 | 5:00 | 0.2318 | 0.2125 | 0.3369 | 0.6632 | 0.3598 | 0.2812 | 5:00 | 0.3632 | 0.0659 | 0.0101 | 0.5233 | 0.0674 | 0.0388
|  | 96:00 | 0 | 0 | 0 | 0 | 0 | 0 | 0 | 0 | 0 | 0 | 0 | 0 | 0.5669 | 0.7994 | 0.2034 | 0.7685 | 0.7994 | 0.489 | 0.7109 | 0.6966 | 0.4996 | 0.4101 | 0.5406 | 0.5846 | 6:00 | 0 | 0 | 0 | 0 | 0 | 0 | 6:00 | 0 | 0.0162 | 0 | 0 | 0.0439 | 0 | 6:00 | 0.2467 | 0.149 | 0.2934 | 0.6954 | 0.3284 | 0.2712 | 6:00 | 0.3863 | 0.0462 | 0.0047 | 0.5772 | 0.0634 | 0.0335
May |  | 97:00 | 0 | 0 | 0 | 0 | 0 | 0 | 0 | 0 | 0 | 0 | 0 | 0 | 0.6385 | 0.8176 | 0.2171 | 0.7686 | 0.8176 | 0.5168 | 0.7875 | 0.8276 | 0.453 | 0.5583 | 0.8481 | 0.7786 | 7:00 | 0 | 0 | 0 | 0 | 0 | 0 | 7:00 | 0 | 0.191 | 0 | 0.0136 | 0.3084 | 0.0261 | 7:00 | 0.2585 | 0.0905 | 0.2652 | 0.6877 | 0.2729 | 0.2474 | 7:00 | 0.3877 | 0.0212 | 0.0021 | 0.5309 | 0.0355 | 0.0201
|  | 98:00 | 0 | 0 | 0 | 0 | 0 | 0 | 0 | 0 | 0 | 0 | 0 | 0 | 0.605 | 0.7233 | 0.1998 | 0.7481 | 0.7233 | 0.4852 | 0.7082 | 0.796 | 0.3941 | 0.4907 | 0.7784 | 0.7177 | 8:00 | 0 | 0.0197 | 0 | 0 | 0.0238 | 0 | 8:00 | 0.0207 | 0.3436 | 0.1524 | 0.2891 | 0.5944 | 0.3399 | 8:00 | 0.2848 | 0.0523 | 0.2975 | 0.7065 | 0.2327 | 0.2165 | 8:00 | 0.3744 | 0.0095 | 0.0029 | 0.5977 | 0.0187 | 0.0147
|  | 99:00 | 0 | 0 | 0 | 0 | 0 | 0 | 0 | 0 | 0 | 0 | 0 | 0 | 0.5742 | 0.6414 | 0.1944 | 0.7204 | 0.6414 | 0.4591 | 0.5901 | 0.7297 | 0.373 | 0.4308 | 0.7219 | 0.656 | 9:00 | 0 | 0.2199 | 0 | 0 | 0.4181 | 0 | 9:00 | 0.2756 | 0.6341 | 0.5863 | 0.5845 | 0.7908 | 0.6669 | 9:00 | 0.3352 | 0.0202 | 0.3315 | 0.7409 | 0.2009 | 0.2145 | 9:00 | 0.3658 | 0.006 | 0.0137 | 0.6276 | 0.0092 | 0.0098
|  | 100:00 | 0 | 0 | 0 | 0 | 0 | 0 | 0 | 0 | 0 | 0 | 0 | 0 | 0.5868 | 0.6374 | 0.2007 | 0.7254 | 0.6374 | 0.4657 | 0.5979 | 0.7098 | 0.4314 | 0.4241 | 0.6872 | 0.6413 | 10:00 | 0 | 0.1742 | 0.2817 | 0.1918 | 0.7903 | 0.2862 | 10:00 | 0.2926 | 0.577 | 0.7404 | 0.6278 | 0.868 | 0.7595 | 10:00 | 0.3734 | 0.068 | 0.2849 | 0.6668 | 0.2023 | 0.174 | 10:00 | 0.2881 | 0.0294 | 0.0181 | 0.4217 | 0.0471 | 0.0098
|  | 101:00 | 0 | 0 | 0 | 0 | 0 | 0 | 0 | 0 | 0 | 0 | 0 | 0 | 0.5549 | 0.6141 | 0.1814 | 0.6861 | 0.6141 | 0.4384 | 0.5583 | 0.6456 | 0.4318 | 0.3715 | 0.6188 | 0.5857 | 11:00 | 0.0631 | 0.4611 | 0.5575 | 0.4549 | 0.6589 | 0.6967 | 11:00 | 0.4152 | 0.8124 | 0.7235 | 0.6992 | 0.7895 | 0.7637 | 11:00 | 0.438 | 0.0283 | 0.1789 | 0.6388 | 0.248 | 0.1113 | 11:00 | 0.3113 | 0.0188 | 0.0023 | 0.2943 | 0.1115 | 0.0053
|  | 102:00 | 0 | 0 | 0 | 0 | 0 | 0 | 0.0081 | 0.0015 | 0.0073 | 0 | 0.0172 | 0.0068 | 0.4858 | 0.5524 | 0.1542 | 0.6133 | 0.5524 | 0.3863 | 0.5208 | 0.5472 | 0.4695 | 0.411 | 0.5761 | 0.5438 | 12:00 | 0.1913 | 0.5281 | 0.5024 | 0.2571 | 0.7528 | 0.644 | 12:00 | 0.535 | 0.782 | 0.6736 | 0.6478 | 0.8807 | 0.6867 | 12:00 | 0.3096 | 0.0143 | 0.0919 | 0.5952 | 0.2703 | 0.0899 | 12:00 | 0.2952 | 0.0424 | 0.0002 | 0.2769 | 0.1957 | 0.033
|  | 103:00 | 0 | 0 | 0 | 0 | 0 | 0 | 0.1185 | 0.0443 | 0.1541 | 0.0535 | 0.2905 | 0.1322 | 0.421 | 0.4789 | 0.1369 | 0.5155 | 0.4789 | 0.3329 | 0.4866 | 0.4776 | 0.4648 | 0.3821 | 0.5372 | 0.5029 | 13:00 | 0.2536 | 0.6192 | 0.4843 | 0.1604 | 0.7216 | 0.6172 | 13:00 | 0.5461 | 0.7827 | 0.6516 | 0.4664 | 0.7783 | 0.7177 | 13:00 | 0.2716 | 0.0129 | 0.1042 | 0.5965 | 0.3669 | 0.1056 | 13:00 | 0.2957 | 0.1727 | 0.0068 | 0.2782 | 0.4203 | 0.0631
|  | 104:00 | 0.0919 | 0.0795 | 0.1017 | 0 | 0.0584 | 0.0663 | 0.3286 | 0.2155 | 0.3035 | 0.2646 | 0.5784 | 0.3381 | 0.3488 | 0.3612 | 0.1027 | 0.3764 | 0.3612 | 0.2572 | 0.342 | 0.4007 | 0.4112 | 0.346 | 0.4057 | 0.3953 | 14:00 | 0.1095 | 0.5327 | 0.4552 | 0.1827 | 0.7042 | 0.4393 | 14:00 | 0.4694 | 0.7786 | 0.6624 | 0.6114 | 0.8114 | 0.6405 | 14:00 | 0.1921 | 0.0956 | 0.1436 | 0.6093 | 0.4759 | 0.079 | 14:00 | 0.2357 | 0.3607 | 0.0111 | 0.3503 | 0.571 | 0.0516
|  | 105:00 | 0.6225 | 0.3471 | 0.5634 | 0.1817 | 0.4926 | 0.4415 | 0.5488 | 0.3698 | 0.453 | 0.4588 | 0.7337 | 0.5128 | 0.2977 | 0.2554 | 0.0828 | 0.2714 | 0.2554 | 0.2014 | 0.2373 | 0.3465 | 0.3566 | 0.2885 | 0.3083 | 0.3136 | 15:00 | 0.0057 | 0.6038 | 0.4944 | 0.4066 | 0.6938 | 0.5568 | 15:00 | 0.31 | 0.8004 | 0.6914 | 0.616 | 0.8686 | 0.7362 | 15:00 | 0.1476 | 0.1032 | 0.1042 | 0.6085 | 0.5604 | 0.0671 | 15:00 | 0.1896 | 0.3139 | 0.0166 | 0.3527 | 0.7079 | 0.0865
|  | 106:00 | 0.7778 | 0.5444 | 0.6954 | 0.4354 | 0.7095 | 0.6325 | 0.7757 | 0.5652 | 0.7578 | 0.6824 | 0.7218 | 0.7006 | 0.4451 | 0.3606 | 0.1221 | 0.3805 | 0.3606 | 0.2929 | 0.2673 | 0.4859 | 0.3633 | 0.42 | 0.3029 | 0.3523 | 16:00 | 0 | 0.5079 | 0.465 | 0.3699 | 0.8206 | 0.6765 | 16:00 | 0.2311 | 0.6612 | 0.5828 | 0.5586 | 0.8816 | 0.7037 | 16:00 | 0.1878 | 0.0821 | 0.1103 | 0.6192 | 0.5244 | 0.053 | 16:00 | 0.3129 | 0.2349 | 0.0364 | 0.3593 | 0.7176 | 0.1204
|  | 107:00 | 0.728 | 0.519 | 0.6909 | 0.4643 | 0.6302 | 0.6065 | 0.8004 | 0.6347 | 0.8771 | 0.7571 | 0.8328 | 0.7804 | 0.4247 | 0.3343 | 0.117 | 0.3607 | 0.3343 | 0.278 | 0.255 | 0.4026 | 0.4666 | 0.4609 | 0.2956 | 0.3421 | 17:00 | 0.0202 | 0.4019 | 0 | 0 | 0.592 | 0.0635 | 17:00 | 0.1821 | 0.6512 | 0.3957 | 0.3846 | 0.7185 | 0.4744 | 17:00 | 0.1939 | 0.1629 | 0.1597 | 0.5427 | 0.4314 | 0.0461 | 17:00 | 0.2816 | 0.3269 | 0.1535 | 0.3539 | 0.6259 | 0.1178
|  | 108:00 | 0.6962 | 0.4977 | 0.6933 | 0.4473 | 0.5506 | 0.577 | 0.7882 | 0.738 | 0.9156 | 0.7989 | 0.7494 | 0.798 | 0.4347 | 0.3193 | 0.1033 | 0.3516 | 0.3193 | 0.2717 | 0.2345 | 0.3691 | 0.5243 | 0.4997 | 0.2445 | 0.3148 | 18:00 | 0 | 0.3694 | 0 | 0 | 0.3244 | 0 | 18:00 | 0.0943 | 0.4731 | 0.0294 | 0.0236 | 0.5391 | 0.026 | 18:00 | 0.1903 | 0.1914 | 0.1846 | 0.5744 | 0.3656 | 0.0441 | 18:00 | 0.2409 | 0.384 | 0.193 | 0.3774 | 0.5517 | 0.1266
|  | 109:00 | 0.655 | 0.4678 | 0.6576 | 0.4104 | 0.5067 | 0.5395 | 0.7497 | 0.7401 | 0.8859 | 0.8088 | 0.7343 | 0.7838 | 0.4714 | 0.3555 | 0.1148 | 0.3771 | 0.3555 | 0.2961 | 0.28 | 0.3877 | 0.6418 | 0.5985 | 0.2469 | 0.3432 | 19:00 | 0 | 0 | 0 | 0 | 0 | 0 | 19:00 | 0 | 0.2354 | 0 | 0 | 0.1848 | 0 | 19:00 | 0.2358 | 0.1433 | 0.3318 | 0.6486 | 0.3813 | 0.0724 | 19:00 | 0.2538 | 0.2395 | 0.2406 | 0.5134 | 0.4071 | 0.1839
|  | 110:00 | 0.6247 | 0.4529 | 0.6494 | 0.3847 | 0.4925 | 0.5209 | 0.6807 | 0.7043 | 0.9105 | 0.7819 | 0.8137 | 0.7782 | 0.4712 | 0.3957 | 0.1369 | 0.3723 | 0.3957 | 0.3087 | 0.3 | 0.414 | 0.5972 | 0.5364 | 0.324 | 0.3823 | 20:00 | 0 | 0 | 0 | 0 | 0 | 0 | 20:00 | 0 | 0.0101 | 0 | 0 | 0.0067 | 0 | 20:00 | 0.2913 | 0.2073 | 0.4292 | 0.6916 | 0.3858 | 0.1257 | 20:00 | 0.1731 | 0.1775 | 0.2878 | 0.5652 | 0.3677 | 0.1848
|  | 111:00 | 0.6013 | 0.4449 | 0.6134 | 0.3181 | 0.3922 | 0.474 | 0.7128 | 0.6533 | 0.8799 | 0.7825 | 0.714 | 0.7485 | 0.4301 | 0.3389 | 0.1365 | 0.3526 | 0.3389 | 0.2863 | 0.3948 | 0.4232 | 0.657 | 0.5894 | 0.369 | 0.4269 | 21:00 | 0 | 0 | 0 | 0 | 0 | 0 | 21:00 | 0 | 0 | 0 | 0 | 0 | 0 | 21:00 | 0.3153 | 0.2668 | 0.5184 | 0.7461 | 0.3948 | 0.2535 | 21:00 | 0.1165 | 0.1331 | 0.3276 | 0.6244 | 0.3492 | 0.2036
|  | 112:00 | 0.5877 | 0.4536 | 0.5718 | 0.2972 | 0.4614 | 0.4743 | 0.7153 | 0.6373 | 0.8475 | 0.78 | 0.7466 | 0.7453 | 0.4299 | 0.3076 | 0.1344 | 0.3128 | 0.3076 | 0.2737 | 0.4042 | 0.4498 | 0.7209 | 0.6839 | 0.3892 | 0.4556 | 22:00 | 0 | 0 | 0 | 0 | 0 | 0 | 22:00 | 0 | 0 | 0 | 0 | 0 | 0 | 22:00 | 0.2412 | 0.2962 | 0.5136 | 0.6821 | 0.3522 | 0.234 | 22:00 | 0.13 | 0.0968 | 0.3487 | 0.5698 | 0.2254 | 0.1352
|  | 113:00 | 0.574 | 0.4498 | 0.5354 | 0.2972 | 0.4843 | 0.4681 | 0.6394 | 0.5709 | 0.6718 | 0.5907 | 0.7058 | 0.6357 | 0.3777 | 0.2678 | 0.1149 | 0.2666 | 0.2678 | 0.2373 | 0.3674 | 0.3921 | 0.6623 | 0.6544 | 0.3263 | 0.3988 | 23:00 | 0 | 0 | 0 | 0 | 0 | 0 | 23:00 | 0 | 0 | 0 | 0 | 0 | 0 | 23:00 | 0.3103 | 0.2117 | 0.4257 | 0.6174 | 0.3218 | 0.2008 | 23:00 | 0.2052 | 0.0685 | 0.3979 | 0.4867 | 0.1695 | 0.0943
|  | 114:00 | 0.518 | 0.2785 | 0.454 | 0.2598 | 0.5109 | 0.4042 | 0.4404 | 0.3816 | 0.3732 | 0.3664 | 0.4972 | 0.4118 | 0.3436 | 0.199 | 0.098 | 0.2175 | 0.199 | 0.203 | 0.392 | 0.3492 | 0.6021 | 0.7255 | 0.3724 | 0.4113 | 24:00 | 0 | 0 | 0 | 0 | 0 | 0 | 24:00 | 0 | 0 | 0 | 0 | 0 | 0 | 24:00 | 0.2945 | 0.1921 | 0.5084 | 0.557 | 0.3707 | 0.2016 | 24:00 | 0.2121 | 0.023 | 0.3812 | 0.4548 | 0.1254 | 0.1361
|  | 115:00 | 0 | 0.0461 | 0 | 0 | 0.0764 | 0.0245 | 0.1268 | 0.0722 | 0.0668 | 0.0925 | 0.1455 | 0.1008 | 0.3845 | 0.201 | 0.0953 | 0.2721 | 0.201 | 0.2246 | 0.4627 | 0.401 | 0.6607 | 0.7666 | 0.4616 | 0.4843
|  | 116:00 | 0 | 0 | 0 | 0 | 0 | 0 | 0.0025 | 0.0033 | 0 | 0.0005 | 0.0023 | 0.0017 | 0.4372 | 0.3637 | 0.1326 | 0.4154 | 0.3637 | 0.3022 | 0.6011 | 0.5377 | 0.503 | 0.6303 | 0.5447 | 0.5485
|  | 117:00 | 0 | 0 | 0 | 0 | 0 | 0 | 0 | 0 | 0 | 0 | 0 | 0 | 0.5068 | 0.6257 | 0.1806 | 0.607 | 0.6257 | 0.4102 | 0.729 | 0.68 | 0.3946 | 0.5171 | 0.6101 | 0.6106 | South
|  | 118:00 | 0 | 0 | 0 | 0 | 0 | 0 | 0 | 0 | 0 | 0 | 0 | 0 | 0.5004 | 0.5604 | 0.1739 | 0.5791 | 0.5604 | 0.3924 | 0.8081 | 0.772 | 0.3525 | 0.5302 | 0.6921 | 0.6772 |  | SOLAR CSP | [6 empty] | SOLAR PVSAT | [6 empty] | wind | [6 empty] | new wind
|  | 119:00 | 0 | 0 | 0 | 0 | 0 | 0 | 0 | 0 | 0 | 0 | 0 | 0 | 0.4883 | 0.5769 | 0.1684 | 0.617 | 0.5769 | 0.3963 | 0.7527 | 0.7147 | 0.2773 | 0.4993 | 0.7785 | 0.6914 |  | 1 | 2 | 3 | 4 | 5 | 6 |  | 1 | 2 | 3 | 4 | 5 | 6 |  | 1 | 2 | 3 | 4 | 5 | 6 |  | 1 | 2 | 3 | 4 | 5 | 6
|  | 120:00 | 0 | 0 | 0 | 0 | 0 | 0 | 0 | 0 | 0 | 0 | 0 | 0 | 0.5015 | 0.6476 | 0.1689 | 0.6387 | 0.6476 | 0.4129 | 0.7016 | 0.683 | 0.2792 | 0.4343 | 0.8431 | 0.7083 | 1:00 | 0 | 0 | 0 | 0 | 0 | 0 | 1:00 | 0 | 0 | 0 | 0 | 0 | 0 | 1:00 | 0.3115 | 0.4634 | 0.7078 | 0.863 | 0.6042 | 0.327 | 1:00 | 0.1384 | 0.2446 | 0.1325 | 0.5255 | 0.4127 | 0.1279
Jun | Summer | 121:00 | 0 | 0 | 0 | 0 | 0 | 0 | 0 | 0 | 0 | 0 | 0 | 0 | 0.4009 | 0.5533 | 0.1448 | 0.512 | 0.5533 | 0.3385 | 0.5623 | 0.6079 | 0.2468 | 0.4259 | 0.7044 | 0.6019 | 2:00 | 0 | 0 | 0 | 0 | 0 | 0 | 2:00 | 0 | 0 | 0 | 0 | 0 | 0 | 2:00 | 0.2626 | 0.4049 | 0.7071 | 0.8422 | 0.6548 | 0.3131 | 2:00 | 0.1998 | 0.2089 | 0.2752 | 0.5283 | 0.3307 | 0.1264
|  | 122:00 | 0 | 0 | 0 | 0 | 0 | 0 | 0 | 0 | 0 | 0 | 0 | 0 | 0.4216 | 0.6265 | 0.1628 | 0.6211 | 0.6265 | 0.3819 | 0.5698 | 0.6233 | 0.1733 | 0.3276 | 0.6543 | 0.5682 | 3:00 | 0 | 0 | 0 | 0 | 0 | 0 | 3:00 | 0 | 0 | 0 | 0 | 0 | 0 | 3:00 | 0.2049 | 0.3222 | 0.682 | 0.8367 | 0.5864 | 0.3885 | 3:00 | 0.2546 | 0.1662 | 0.3137 | 0.5594 | 0.2467 | 0.1555
|  | 123:00 | 0 | 0 | 0 | 0 | 0 | 0 | 0 | 0 | 0 | 0 | 0 | 0 | 0.4632 | 0.641 | 0.1753 | 0.6666 | 0.641 | 0.4094 | 0.5021 | 0.5716 | 0.1377 | 0.242 | 0.5513 | 0.4893 | 4:00 | 0 | 0 | 0 | 0 | 0 | 0 | 4:00 | 0 | 0 | 0 | 0 | 0 | 0 | 4:00 | 0.1658 | 0.3098 | 0.669 | 0.8256 | 0.5325 | 0.4278 | 4:00 | 0.2322 | 0.1371 | 0.2799 | 0.5393 | 0.1587 | 0.1475
|  | 124:00 | 0 | 0 | 0 | 0 | 0 | 0 | 0 | 0 | 0 | 0 | 0 | 0 | 0.4017 | 0.5004 | 0.1309 | 0.5099 | 0.5004 | 0.3265 | 0.5137 | 0.621 | 0.1311 | 0.2202 | 0.5233 | 0.486 | 5:00 | 0 | 0 | 0 | 0 | 0 | 0 | 5:00 | 0 | 0 | 0 | 0 | 0 | 0 | 5:00 | 0.1642 | 0.2782 | 0.6455 | 0.7886 | 0.576 | 0.4124 | 5:00 | 0.2437 | 0.1051 | 0.2695 | 0.5495 | 0.1227 | 0.1564
|  | 125:00 | 0 | 0 | 0 | 0 | 0 | 0 | 0 | 0 | 0 | 0 | 0 | 0 | 0.3339 | 0.4336 | 0.116 | 0.4403 | 0.4336 | 0.2796 | 0.4457 | 0.5956 | 0.1287 | 0.168 | 0.5419 | 0.4793 | 6:00 | 0 | 0 | 0 | 0 | 0 | 0 | 6:00 | 0 | 0.0051 | 0 | 0 | 0.0093 | 0 | 6:00 | 0.1831 | 0.2329 | 0.6228 | 0.7769 | 0.5454 | 0.3619 | 6:00 | 0.2808 | 0.0801 | 0.2298 | 0.5795 | 0.1044 | 0.2165
|  | 126:00 | 0 | 0 | 0 | 0 | 0 | 0 | 0.0081 | 0.0318 | 0.0054 | 0.0007 | 0.0161 | 0.0124 | 0.2863 | 0.365 | 0.0941 | 0.3862 | 0.365 | 0.2385 | 0.3488 | 0.5194 | 0.1282 | 0.1287 | 0.5481 | 0.4525 | 7:00 | 0 | 0 | 0 | 0 | 0 | 0 | 7:00 | 0 | 0.1585 | 0 | 0.0045 | 0.2011 | 0.0072 | 7:00 | 0.1714 | 0.1897 | 0.6044 | 0.7496 | 0.4558 | 0.3094 | 7:00 | 0.283 | 0.0862 | 0.2008 | 0.5287 | 0.0652 | 0.1524
|  | 127:00 | 0 | 0 | 0 | 0 | 0 | 0 | 0.205 | 0.2529 | 0.2581 | 0.1851 | 0.2561 | 0.2314 | 0.2561 | 0.3168 | 0.0904 | 0.3632 | 0.3168 | 0.2182 | 0.3374 | 0.488 | 0.1301 | 0.1129 | 0.5233 | 0.4311 | 8:00 | 0 | 0 | 0 | 0 | 0.0005 | 0 | 8:00 | 0.0098 | 0.5524 | 0.1003 | 0.2442 | 0.6143 | 0.2311 | 8:00 | 0.2451 | 0.1355 | 0.629 | 0.7776 | 0.3974 | 0.3327 | 8:00 | 0.324 | 0.0462 | 0.1845 | 0.5495 | 0.0475 | 0.1615
|  | 128:00 | 0 | 0.0691 | 0.003 | 0 | 0.0551 | 0.0254 | 0.4665 | 0.5399 | 0.555 | 0.4628 | 0.57 | 0.5188 | 0.2274 | 0.2623 | 0.0741 | 0.2934 | 0.2623 | 0.1833 | 0.2499 | 0.4379 | 0.0738 | 0.077 | 0.3779 | 0.3288 | 9:00 | 0 | 0.3138 | 0 | 0 | 0.4274 | 0 | 9:00 | 0.0959 | 0.7638 | 0.4928 | 0.6708 | 0.7863 | 0.5212 | 9:00 | 0.366 | 0.1087 | 0.6509 | 0.8108 | 0.3548 | 0.3802 | 9:00 | 0.3681 | 0.0221 | 0.1681 | 0.558 | 0.0349 | 0.1679
|  | 129:00 | 0.1391 | 0.3718 | 0.1905 | 0.1221 | 0.3625 | 0.2372 | 0.6663 | 0.6884 | 0.6583 | 0.6703 | 0.667 | 0.67 | 0.2136 | 0.2235 | 0.0621 | 0.242 | 0.2235 | 0.1598 | 0.1945 | 0.3864 | 0.0655 | 0.0679 | 0.2588 | 0.2498 | 10:00 | 0 | 0.6161 | 0.1804 | 0.2628 | 0.808 | 0.2096 | 10:00 | 0.1408 | 0.7542 | 0.6648 | 0.6864 | 0.8541 | 0.602 | 10:00 | 0.4383 | 0.116 | 0.6388 | 0.7895 | 0.3427 | 0.332 | 10:00 | 0.3323 | 0.0229 | 0.1511 | 0.4086 | 0.0655 | 0.1262
|  | 130:00 | 0.5212 | 0.7383 | 0.4679 | 0.3956 | 0.6951 | 0.5636 | 0.8139 | 0.8353 | 0.8065 | 0.78 | 0.9188 | 0.8309 | 0.26 | 0.3009 | 0.0704 | 0.2812 | 0.3009 | 0.1931 | 0.185 | 0.4238 | 0.067 | 0.0691 | 0.2407 | 0.2483 | 11:00 | 0 | 0.5995 | 0.462 | 0.4915 | 0.7117 | 0.4546 | 11:00 | 0.1426 | 0.7839 | 0.6304 | 0.7169 | 0.7899 | 0.7137 | 11:00 | 0.4905 | 0.0821 | 0.4955 | 0.8518 | 0.3986 | 0.1834 | 11:00 | 0.2311 | 0.0075 | 0.1068 | 0.4118 | 0.0987 | 0.0628
|  | 131:00 | 0.5952 | 0.7789 | 0.5189 | 0.5646 | 0.8617 | 0.6639 | 0.8045 | 0.9544 | 0.792 | 0.7936 | 0.8859 | 0.8461 | 0.3036 | 0.3208 | 0.0782 | 0.2879 | 0.3208 | 0.2122 | 0.2031 | 0.4331 | 0.0911 | 0.0931 | 0.304 | 0.288 | 12:00 | 0 | 0.6983 | 0.4067 | 0.3933 | 0.5519 | 0.5457 | 12:00 | 0.2557 | 0.8106 | 0.6755 | 0.6296 | 0.7349 | 0.7396 | 12:00 | 0.2967 | 0.0624 | 0.3189 | 0.8426 | 0.4005 | 0.1632 | 12:00 | 0.1923 | 0.0056 | 0.0236 | 0.5589 | 0.104 | 0.1031
|  | 132:00 | 0.6921 | 0.8701 | 0.5665 | 0.7629 | 0.9696 | 0.7722 | 0.8546 | 0.9537 | 0.8117 | 0.9028 | 0.9199 | 0.8885 | 0.3167 | 0.2943 | 0.0913 | 0.2959 | 0.2943 | 0.2196 | 0.245 | 0.403 | 0.1375 | 0.1401 | 0.3553 | 0.3191 | 13:00 | 0 | 0.7073 | 0.4368 | 0.3066 | 0.6765 | 0.5994 | 13:00 | 0.2566 | 0.8009 | 0.6106 | 0.6196 | 0.8383 | 0.7171 | 13:00 | 0.2131 | 0.0466 | 0.3057 | 0.7939 | 0.3457 | 0.1378 | 13:00 | 0.2487 | 0.0085 | 0.0479 | 0.5878 | 0.1496 | 0.1094
|  | 133:00 | 0.6784 | 0.9507 | 0.6321 | 0.7152 | 0.9502 | 0.7853 | 0.8521 | 0.9409 | 0.8465 | 0.8606 | 0.8622 | 0.8725 | 0.3457 | 0.4139 | 0.0981 | 0.3605 | 0.4139 | 0.2576 | 0.2167 | 0.3285 | 0.2788 | 0.1742 | 0.3812 | 0.3298 | 14:00 | 0 | 0.7363 | 0.4605 | 0.2976 | 0.7381 | 0.7296 | 14:00 | 0.3117 | 0.8205 | 0.6265 | 0.6414 | 0.8239 | 0.7635 | 14:00 | 0.132 | 0.0946 | 0.3327 | 0.7848 | 0.323 | 0.1004 | 14:00 | 0.1712 | 0.0457 | 0.0507 | 0.5184 | 0.326 | 0.1355
|  | 134:00 | 0.6991 | 0.9595 | 0.5803 | 0.7729 | 0.9405 | 0.7905 | 0.8833 | 0.9368 | 0.8048 | 0.8862 | 0.8998 | 0.8822 | 0.3228 | 0.358 | 0.1086 | 0.3147 | 0.358 | 0.2396 | 0.2227 | 0.2934 | 0.4472 | 0.2647 | 0.5054 | 0.4082 | 15:00 | 0.0249 | 0.6881 | 0.4938 | 0.2188 | 0.6796 | 0.7679 | 15:00 | 0.3314 | 0.7582 | 0.6563 | 0.5563 | 0.8273 | 0.7894 | 15:00 | 0.072 | 0.0428 | 0.2889 | 0.7645 | 0.2647 | 0.036 | 15:00 | 0.1211 | 0.0828 | 0.0869 | 0.4774 | 0.4131 | 0.1957
|  | 135:00 | 0.7082 | 0.9326 | 0.5078 | 0.7345 | 0.871 | 0.7508 | 0.8668 | 0.9337 | 0.7714 | 0.8764 | 0.86 | 0.8617 | 0.3098 | 0.2882 | 0.1003 | 0.2831 | 0.2882 | 0.218 | 0.1719 | 0.2343 | 0.5535 | 0.3299 | 0.4924 | 0.3976 | 16:00 | 0.0483 | 0.6578 | 0.5318 | 0.2082 | 0.6512 | 0.747 | 16:00 | 0.289 | 0.853 | 0.6595 | 0.5428 | 0.8107 | 0.7569 | 16:00 | 0.0916 | 0.0534 | 0.2659 | 0.7555 | 0.2413 | 0.0108 | 16:00 | 0.2013 | 0.2456 | 0.0847 | 0.4497 | 0.4742 | 0.1705
|  | 136:00 | 0.6713 | 0.8787 | 0.4952 | 0.6527 | 0.974 | 0.7343 | 0.8355 | 0.8938 | 0.7385 | 0.8239 | 0.9144 | 0.8412 | 0.3543 | 0.3513 | 0.1158 | 0.3417 | 0.3513 | 0.2559 | 0.1597 | 0.1893 | 0.6087 | 0.3408 | 0.467 | 0.3802 | 17:00 | 0 | 0.5584 | 0.2711 | 0.2145 | 0.7126 | 0.4475 | 17:00 | 0.1897 | 0.6943 | 0.5075 | 0.4403 | 0.797 | 0.6065 | 17:00 | 0.1158 | 0.0667 | 0.285 | 0.7426 | 0.2271 | 0.0075 | 17:00 | 0.2056 | 0.2432 | 0.1041 | 0.4147 | 0.5752 | 0.1468
|  | 137:00 | 0.5695 | 0.8573 | 0.4065 | 0.5906 | 0.9575 | 0.6763 | 0.7337 | 0.8421 | 0.6282 | 0.7598 | 0.8824 | 0.7692 | 0.3784 | 0.3478 | 0.1187 | 0.3474 | 0.3478 | 0.2646 | 0.1986 | 0.1942 | 0.5772 | 0.3918 | 0.4984 | 0.4001 | 18:00 | 0 | 0.4294 | 0 | 0 | 0.5171 | 0 | 18:00 | 0.1053 | 0.5746 | 0.0784 | 0.0544 | 0.6361 | 0.121 | 18:00 | 0.1347 | 0.1247 | 0.3493 | 0.7207 | 0.2443 | 0.0108 | 18:00 | 0.2074 | 0.2499 | 0.1404 | 0.3375 | 0.5943 | 0.1174
|  | 138:00 | 0.3871 | 0.6907 | 0.2345 | 0.4219 | 0.6719 | 0.4812 | 0.5545 | 0.6739 | 0.4239 | 0.5509 | 0.6159 | 0.5638 | 0.3325 | 0.3626 | 0.1106 | 0.3115 | 0.3626 | 0.243 | 0.1823 | 0.1922 | 0.5771 | 0.4522 | 0.4815 | 0.392 | 19:00 | 0 | 0 | 0 | 0 | 0 | 0 | 19:00 | 0.001 | 0.2576 | 0 | 0 | 0.3187 | 0 | 19:00 | 0.197 | 0.2207 | 0.473 | 0.6973 | 0.3385 | 0.0266 | 19:00 | 0.2142 | 0.3103 | 0.2397 | 0.3719 | 0.5617 | 0.1513
|  | 139:00 | 0.0306 | 0.1081 | 0 | 0 | 0.4574 | 0.1192 | 0.2701 | 0.3803 | 0.1457 | 0.2483 | 0.4102 | 0.2909 | 0.3411 | 0.3631 | 0.1131 | 0.33 | 0.3631 | 0.2502 | 0.2024 | 0.226 | 0.4514 | 0.4974 | 0.4892 | 0.3934 | 20:00 | 0 | 0 | 0 | 0 | 0 | 0 | 20:00 | 0 | 0.015 | 0 | 0 | 0.0176 | 0 | 20:00 | 0.2829 | 0.269 | 0.538 | 0.7755 | 0.4145 | 0.0981 | 20:00 | 0.2043 | 0.3072 | 0.2641 | 0.5054 | 0.5392 | 0.2341
|  | 140:00 | 0 | 0 | 0 | 0 | 0 | 0 | 0.0138 | 0.0364 | 0 | 0.0039 | 0.0997 | 0.0308 | 0.3794 | 0.4143 | 0.1218 | 0.3959 | 0.4143 | 0.2836 | 0.3708 | 0.3598 | 0.4186 | 0.531 | 0.627 | 0.5096 | 21:00 | 0 | 0 | 0 | 0 | 0 | 0 | 21:00 | 0 | 0 | 0 | 0 | 0 | 0 | 21:00 | 0.3652 | 0.3534 | 0.5972 | 0.7918 | 0.4725 | 0.2726 | 21:00 | 0.2071 | 0.2924 | 0.3184 | 0.6947 | 0.5236 | 0.3547
|  | 141:00 | 0 | 0 | 0 | 0 | 0 | 0 | 0 | 0 | 0 | 0 | 0 | 0 | 0.4157 | 0.4738 | 0.1305 | 0.4771 | 0.4738 | 0.3206 | 0.5927 | 0.5102 | 0.3859 | 0.6077 | 0.7515 | 0.6308 | 22:00 | 0 | 0 | 0 | 0 | 0 | 0 | 22:00 | 0 | 0 | 0 | 0 | 0 | 0 | 22:00 | 0.3303 | 0.3822 | 0.6597 | 0.7787 | 0.5062 | 0.3836 | 22:00 | 0.3039 | 0.2789 | 0.4338 | 0.6329 | 0.5567 | 0.3584
|  | 142:00 | 0 | 0 | 0 | 0 | 0 | 0 | 0 | 0 | 0 | 0 | 0 | 0 | 0.4312 | 0.5824 | 0.1362 | 0.548 | 0.5824 | 0.3542 | 0.6591 | 0.5195 | 0.3469 | 0.5982 | 0.7292 | 0.6244 | 23:00 | 0 | 0 | 0 | 0 | 0 | 0 | 23:00 | 0 | 0 | 0 | 0 | 0 | 0 | 23:00 | 0.4308 | 0.3712 | 0.6308 | 0.7765 | 0.4833 | 0.3478 | 23:00 | 0.3709 | 0.2717 | 0.4932 | 0.5844 | 0.5047 | 0.3213
|  | 143:00 | 0 | 0 | 0 | 0 | 0 | 0 | 0 | 0 | 0 | 0 | 0 | 0 | 0.4375 | 0.6135 | 0.1428 | 0.5374 | 0.6135 | 0.3602 | 0.7468 | 0.6261 | 0.2849 | 0.5539 | 0.7575 | 0.6635 | 24:00 | 0 | 0 | 0 | 0 | 0 | 0 | 24:00 | 0 | 0 | 0 | 0 | 0 | 0 | 24:00 | 0.4064 | 0.3592 | 0.7173 | 0.7297 | 0.5428 | 0.3208 | 24:00 | 0.3999 | 0.2376 | 0.4661 | 0.5392 | 0.3642 | 0.3216
|  | 144:00 | 0 | 0 | 0 | 0 | 0 | 0 | 0 | 0 | 0 | 0 | 0 | 0 | 0.4962 | 0.7185 | 0.1676 | 0.629 | 0.7185 | 0.4173 | 0.7453 | 0.7021 | 0.2484 | 0.4782 | 0.7838 | 0.6862
Jul |  | 145:00 | 0 | 0 | 0 | 0 | 0 | 0 | 0 | 0 | 0 | 0 | 0 | 0 | 0.3864 | 0.5017 | 0.1334 | 0.4849 | 0.5017 | 0.3183 | 0.5625 | 0.5888 | 0.3206 | 0.4366 | 0.5347 | 0.5212
|  | 146:00 | 0 | 0 | 0 | 0 | 0 | 0 | 0 | 0 | 0 | 0 | 0 | 0 | 0.3146 | 0.4357 | 0.1032 | 0.3852 | 0.4357 | 0.2584 | 0.4352 | 0.5795 | 0.2356 | 0.2946 | 0.4855 | 0.464 | Panhandle
|  | 147:00 | 0 | 0 | 0 | 0 | 0 | 0 | 0 | 0 | 0 | 0 | 0 | 0 | 0.2951 | 0.4027 | 0.0996 | 0.371 | 0.4027 | 0.2446 | 0.4515 | 0.556 | 0.168 | 0.2664 | 0.4993 | 0.4585 |  | SOLAR CSP | [6 empty] | SOLAR PVSAT | [6 empty] | wind | [6 empty] | new wind
|  | 148:00 | 0 | 0 | 0 | 0 | 0 | 0 | 0 | 0 | 0 | 0 | 0 | 0 | 0.3288 | 0.4327 | 0.1064 | 0.4161 | 0.4327 | 0.2694 | 0.3977 | 0.507 | 0.1685 | 0.26 | 0.467 | 0.4249 |  | 1 | 2 | 3 | 4 | 5 | 6 |  | 1 | 2 | 3 | 4 | 5 | 6 |  | 1 | 2 | 3 | 4 | 5 | 6 |  | 1 | 2 | 3 | 4 | 5 | 6
|  | 149:00 | 0 | 0 | 0 | 0 | 0 | 0 | 0 | 0 | 0 | 0 | 0 | 0 | 0.3091 | 0.4037 | 0.1012 | 0.4037 | 0.4037 | 0.2559 | 0.3448 | 0.4612 | 0.1351 | 0.2717 | 0.4848 | 0.4142 | 1:00 | 0 | 0 | 0 | 0 | 0 | 0 | 1:00 | 0 | 0 | 0 | 0 | 0 | 0 | 1:00 | 0.2164 | 0.4741 | 0.7038 | 0.8647 | 0.6074 | 0.3484 | 1:00 | 0.4486 | 0.5137 | 0.6418 | 0.8698 | 0.7101 | 0.6601
|  | 150:00 | 0 | 0 | 0 | 0 | 0 | 0 | 0.0122 | 0.0076 | 0.0082 | 0.0003 | 0.0049 | 0.0066 | 0.3345 | 0.3966 | 0.1058 | 0.4301 | 0.3966 | 0.2693 | 0.3065 | 0.4072 | 0.1284 | 0.2631 | 0.4413 | 0.3747 | 2:00 | 0 | 0 | 0 | 0 | 0 | 0 | 2:00 | 0 | 0 | 0 | 0 | 0 | 0 | 2:00 | 0.1559 | 0.478 | 0.6989 | 0.852 | 0.6871 | 0.3401 | 2:00 | 0.3424 | 0.5618 | 0.5628 | 0.87 | 0.6626 | 0.6535
|  | 151:00 | 0 | 0 | 0 | 0 | 0 | 0 | 0.2479 | 0.2222 | 0.1774 | 0.0912 | 0.1848 | 0.1847 | 0.3093 | 0.3317 | 0.1039 | 0.4258 | 0.3317 | 0.2529 | 0.3033 | 0.3466 | 0.1293 | 0.265 | 0.3828 | 0.3314 | 3:00 | 0 | 0 | 0 | 0 | 0 | 0 | 3:00 | 0 | 0 | 0 | 0 | 0 | 0 | 3:00 | 0.1177 | 0.3393 | 0.6755 | 0.8442 | 0.5962 | 0.387 | 3:00 | 0.2745 | 0.5054 | 0.5613 | 0.8469 | 0.6353 | 0.6646
|  | 152:00 | 0.0704 | 0.0575 | 0 | 0 | 0 | 0.0256 | 0.5476 | 0.5893 | 0.4836 | 0.4995 | 0.6685 | 0.5577 | 0.2373 | 0.2618 | 0.0827 | 0.331 | 0.2618 | 0.1969 | 0.2244 | 0.3051 | 0.1958 | 0.2528 | 0.2691 | 0.263 | 4:00 | 0 | 0 | 0 | 0 | 0 | 0 | 4:00 | 0 | 0 | 0 | 0 | 0 | 0 | 4:00 | 0.0772 | 0.2878 | 0.6275 | 0.775 | 0.5261 | 0.3922 | 4:00 | 0.2406 | 0.446 | 0.5378 | 0.8154 | 0.6016 | 0.6534
|  | 153:00 | 0.4491 | 0.308 | 0.0878 | 0.1251 | 0.3326 | 0.2605 | 0.7962 | 0.8375 | 0.6949 | 0.7369 | 0.8698 | 0.7871 | 0.1774 | 0.2118 | 0.0608 | 0.2452 | 0.2118 | 0.1483 | 0.1607 | 0.265 | 0.2859 | 0.276 | 0.1808 | 0.2138 | 5:00 | 0 | 0 | 0 | 0 | 0 | 0 | 5:00 | 0 | 0 | 0 | 0 | 0 | 0 | 5:00 | 0.0842 | 0.2682 | 0.6382 | 0.7348 | 0.5302 | 0.4013 | 5:00 | 0.2728 | 0.4119 | 0.5325 | 0.8019 | 0.5709 | 0.6707
|  | 154:00 | 0.7784 | 0.6517 | 0.4574 | 0.418 | 0.9313 | 0.6474 | 0.8857 | 0.8901 | 0.7889 | 0.8602 | 0.9142 | 0.8678 | 0.1587 | 0.1817 | 0.0578 | 0.1933 | 0.1817 | 0.1279 | 0.1008 | 0.1949 | 0.2515 | 0.2485 | 0.1437 | 0.1674 | 6:00 | 0 | 0 | 0 | 0 | 0 | 0 | 6:00 | 0 | 0.0156 | 0 | 0 | 0.0284 | 0 | 6:00 | 0.0846 | 0.2273 | 0.6134 | 0.7417 | 0.5016 | 0.4483 | 6:00 | 0.26 | 0.3571 | 0.5701 | 0.803 | 0.5894 | 0.6673
|  | 155:00 | 0.8407 | 0.7584 | 0.6106 | 0.5375 | 0.8615 | 0.7217 | 0.8605 | 0.9074 | 0.7938 | 0.8673 | 0.9374 | 0.8733 | 0.1475 | 0.1571 | 0.0546 | 0.1618 | 0.1571 | 0.1143 | 0.1075 | 0.1838 | 0.2577 | 0.1965 | 0.1505 | 0.1674 | 7:00 | 0 | 0 | 0 | 0 | 0 | 0 | 7:00 | 0 | 0.2025 | 0 | 0 | 0.2879 | 0 | 7:00 | 0.0809 | 0.1892 | 0.5659 | 0.7565 | 0.4284 | 0.3698 | 7:00 | 0.2268 | 0.321 | 0.6337 | 0.78 | 0.5789 | 0.6382
|  | 156:00 | 0.9263 | 0.8686 | 0.6247 | 0.6802 | 0.9439 | 0.8087 | 0.8258 | 0.8888 | 0.8063 | 0.8297 | 0.8982 | 0.8498 | 0.1321 | 0.1126 | 0.0461 | 0.1367 | 0.1126 | 0.0962 | 0.0791 | 0.1675 | 0.2162 | 0.1694 | 0.1162 | 0.1374 | 8:00 | 0 | 0 | 0 | 0 | 0 | 0 | 8:00 | 0.014 | 0.4428 | 0.01 | 0.1015 | 0.5578 | 0.1701 | 8:00 | 0.1664 | 0.0996 | 0.6143 | 0.7391 | 0.3703 | 0.3619 | 8:00 | 0.197 | 0.2329 | 0.6272 | 0.7677 | 0.485 | 0.5538
|  | 157:00 | 0.882 | 0.7132 | 0.5814 | 0.7039 | 0.7828 | 0.7326 | 0.8067 | 0.8584 | 0.8338 | 0.832 | 0.9157 | 0.8493 | 0.1646 | 0.1584 | 0.044 | 0.1675 | 0.1584 | 0.1161 | 0.0974 | 0.1474 | 0.3721 | 0.2092 | 0.1455 | 0.1692 | 9:00 | 0 | 0.1555 | 0 | 0 | 0.3064 | 0 | 9:00 | 0.1705 | 0.6602 | 0.2447 | 0.4319 | 0.9126 | 0.7425 | 9:00 | 0.3202 | 0.074 | 0.6473 | 0.7647 | 0.3137 | 0.3965 | 9:00 | 0.189 | 0.1771 | 0.6145 | 0.7707 | 0.3958 | 0.4814
|  | 158:00 | 0.9364 | 0.8183 | 0.5236 | 0.6613 | 0.9667 | 0.7813 | 0.859 | 0.8537 | 0.8328 | 0.8202 | 0.8672 | 0.8466 | 0.2601 | 0.2392 | 0.0838 | 0.242 | 0.2392 | 0.1834 | 0.1107 | 0.145 | 0.4936 | 0.2246 | 0.1479 | 0.186 | 10:00 | 0 | 0.4653 | 0 | 0.1766 | 0.8169 | 0.4091 | 10:00 | 0.2667 | 0.7242 | 0.7387 | 0.7789 | 0.9789 | 0.8589 | 10:00 | 0.3693 | 0.0848 | 0.6553 | 0.7777 | 0.3416 | 0.3027 | 10:00 | 0.1283 | 0.1466 | 0.6771 | 0.7668 | 0.4338 | 0.4295
|  | 159:00 | 0.9151 | 0.8432 | 0.503 | 0.6584 | 0.9513 | 0.7742 | 0.8508 | 0.8529 | 0.8604 | 0.8232 | 0.8717 | 0.8518 | 0.2696 | 0.1641 | 0.0842 | 0.1773 | 0.1641 | 0.1645 | 0.1014 | 0.138 | 0.6665 | 0.2639 | 0.139 | 0.2004 | 11:00 | 0.0913 | 0.5538 | 0.2795 | 0.571 | 0.9848 | 0.7842 | 11:00 | 0.4021 | 0.687 | 0.7567 | 0.7574 | 0.9777 | 0.8315 | 11:00 | 0.4782 | 0.0416 | 0.4636 | 0.8365 | 0.4743 | 0.1792 | 11:00 | 0.0827 | 0.0879 | 0.6052 | 0.6517 | 0.5469 | 0.1904
|  | 160:00 | 0.8859 | 0.7527 | 0.5513 | 0.6975 | 0.9239 | 0.7623 | 0.8548 | 0.8817 | 0.8659 | 0.8617 | 0.8016 | 0.8531 | 0.2578 | 0.1235 | 0.0847 | 0.1322 | 0.1235 | 0.1475 | 0.0944 | 0.1378 | 0.6608 | 0.2463 | 0.1786 | 0.218 | 12:00 | 0.0909 | 0.5021 | 0.328 | 0.494 | 0.9816 | 0.6869 | 12:00 | 0.3709 | 0.6877 | 0.6023 | 0.6959 | 0.9701 | 0.7721 | 12:00 | 0.3051 | 0.0251 | 0.2494 | 0.818 | 0.456 | 0.1462 | 12:00 | 0.0433 | 0.131 | 0.5538 | 0.5962 | 0.625 | 0.1656
|  | 161:00 | 0.7555 | 0.686 | 0.4032 | 0.5995 | 0.9086 | 0.6706 | 0.7982 | 0.7605 | 0.7258 | 0.8105 | 0.863 | 0.7916 | 0.2539 | 0.1341 | 0.0819 | 0.1535 | 0.1341 | 0.1508 | 0.0996 | 0.1379 | 0.6082 | 0.2835 | 0.1831 | 0.2165 | 13:00 | 0 | 0.6577 | 0.267 | 0.2139 | 0.9824 | 0.656 | 13:00 | 0.4566 | 0.7604 | 0.4433 | 0.5415 | 0.9713 | 0.7452 | 13:00 | 0.2073 | 0.2403 | 0.22 | 0.7865 | 0.3987 | 0.1554 | 13:00 | 0.0221 | 0.2495 | 0.5413 | 0.6549 | 0.6683 | 0.1469
|  | 162:00 | 0.5924 | 0.4644 | 0.1654 | 0.4702 | 0.7905 | 0.4966 | 0.6426 | 0.62 | 0.4855 | 0.6788 | 0.7987 | 0.6451 | 0.3209 | 0.1746 | 0.1043 | 0.2259 | 0.1746 | 0.1979 | 0.1541 | 0.1498 | 0.5486 | 0.3961 | 0.2289 | 0.2466 | 14:00 | 0.0147 | 0.5873 | 0.2993 | 0.4214 | 0.9864 | 0.6913 | 14:00 | 0.4016 | 0.8078 | 0.632 | 0.6847 | 0.9674 | 0.7627 | 14:00 | 0.1002 | 0.1338 | 0.278 | 0.7688 | 0.3625 | 0.0992 | 14:00 | 0.029 | 0.3222 | 0.5185 | 0.7589 | 0.648 | 0.1473
|  | 163:00 | 0.0871 | 0.0603 | 0 | 0 | 0.3049 | 0.0905 | 0.3218 | 0.3884 | 0.1211 | 0.3327 | 0.5401 | 0.3408 | 0.3195 | 0.2606 | 0.1192 | 0.2903 | 0.2606 | 0.2265 | 0.2005 | 0.1991 | 0.5451 | 0.4695 | 0.2509 | 0.2769 | 15:00 | 0 | 0.7736 | 0.5504 | 0.6622 | 0.9868 | 0.7725 | 15:00 | 0.682 | 0.9055 | 0.7176 | 0.7829 | 0.9667 | 0.7967 | 15:00 | 0.051 | 0.1002 | 0.3014 | 0.77 | 0.3116 | 0.0326 | 15:00 | 0.0376 | 0.3562 | 0.4583 | 0.8449 | 0.6241 | 0.21
|  | 164:00 | 0 | 0 | 0 | 0 | 0 | 0 | 0.0171 | 0.0409 | 0.0014 | 0.0164 | 0.1297 | 0.0411 | 0.3882 | 0.3028 | 0.1179 | 0.3217 | 0.3028 | 0.2566 | 0.2953 | 0.3185 | 0.6696 | 0.6076 | 0.364 | 0.3917 | 16:00 | 0.0225 | 0.7811 | 0.6251 | 0.5284 | 0.989 | 0.8442 | 16:00 | 0.3185 | 0.8614 | 0.7315 | 0.6789 | 0.9678 | 0.8189 | 16:00 | 0.0795 | 0.0779 | 0.3646 | 0.7785 | 0.282 | 0.0102 | 16:00 | 0.0621 | 0.3518 | 0.441 | 0.87 | 0.5568 | 0.2439
|  | 165:00 | 0 | 0 | 0 | 0 | 0 | 0 | 0 | 0 | 0 | 0 | 0 | 0 | 0.4373 | 0.3284 | 0.123 | 0.3536 | 0.3284 | 0.2818 | 0.3921 | 0.4746 | 0.7593 | 0.6708 | 0.4893 | 0.5139 | 17:00 | 0.0991 | 0.9568 | 0.118 | 0.4818 | 0.992 | 0.5979 | 17:00 | 0.3872 | 0.8903 | 0.5514 | 0.675 | 0.9431 | 0.7198 | 17:00 | 0.1039 | 0.0664 | 0.4208 | 0.7963 | 0.2073 | 0.007 | 17:00 | 0.1039 | 0.341 | 0.4524 | 0.8903 | 0.4823 | 0.2045
|  | 166:00 | 0 | 0 | 0 | 0 | 0 | 0 | 0 | 0 | 0 | 0 | 0 | 0 | 0.3948 | 0.3615 | 0.1105 | 0.3346 | 0.3615 | 0.265 | 0.3839 | 0.4629 | 0.6054 | 0.6679 | 0.5203 | 0.5082 | 18:00 | 0 | 0.8588 | 0 | 0 | 1.0002 | 0 | 18:00 | 0.2025 | 0.812 | 0.1433 | 0.1637 | 0.8285 | 0.2312 | 18:00 | 0.1495 | 0.0966 | 0.4761 | 0.7399 | 0.2266 | 0.0097 | 18:00 | 0.1599 | 0.3943 | 0.5088 | 0.8915 | 0.5251 | 0.1928
|  | 167:00 | 0 | 0 | 0 | 0 | 0 | 0 | 0 | 0 | 0 | 0 | 0 | 0 | 0.3487 | 0.4139 | 0.1198 | 0.3531 | 0.4139 | 0.2656 | 0.421 | 0.435 | 0.4526 | 0.4728 | 0.5318 | 0.4857 | 19:00 | 0 | 0.4931 | 0 | 0 | 0.6541 | 0 | 19:00 | 0.0137 | 0.5477 | 0 | 0 | 0.526 | 0 | 19:00 | 0.2014 | 0.2207 | 0.5945 | 0.7505 | 0.3378 | 0.0178 | 19:00 | 0.2469 | 0.5002 | 0.6201 | 0.8727 | 0.6009 | 0.2154
|  | 168:00 | 0 | 0 | 0 | 0 | 0 | 0 | 0 | 0 | 0 | 0 | 0 | 0 | 0.4136 | 0.5264 | 0.1285 | 0.4629 | 0.5264 | 0.3226 | 0.4852 | 0.4986 | 0.3214 | 0.4285 | 0.5344 | 0.4917 | 20:00 | 0 | 0 | 0 | 0 | 0 | 0 | 20:00 | 0 | 0.0648 | 0 | 0 | 0.1561 | 0 | 20:00 | 0.273 | 0.2393 | 0.6987 | 0.8031 | 0.4379 | 0.0897 | 20:00 | 0.3991 | 0.4976 | 0.7019 | 0.8549 | 0.6797 | 0.4647
Aug |  | 169:00 | 0 | 0 | 0 | 0 | 0 | 0 | 0 | 0 | 0 | 0 | 0 | 0 | 0.3524 | 0.5881 | 0.1261 | 0.4951 | 0.5881 | 0.3181 | 0.2726 | 0.4074 | 0.1638 | 0.2501 | 0.4624 | 0.3849 | 21:00 | 0 | 0 | 0 | 0 | 0 | 0 | 21:00 | 0 | 0 | 0 | 0 | 0.0023 | 0 | 21:00 | 0.3298 | 0.2929 | 0.7394 | 0.8012 | 0.511 | 0.3149 | 21:00 | 0.5707 | 0.4908 | 0.7385 | 0.8076 | 0.7261 | 0.7149
|  | 170:00 | 0 | 0 | 0 | 0 | 0 | 0 | 0 | 0 | 0 | 0 | 0 | 0 | 0.3313 | 0.5341 | 0.1147 | 0.4752 | 0.5341 | 0.2972 | 0.4251 | 0.4963 | 0.1287 | 0.2212 | 0.4603 | 0.4159 | 22:00 | 0 | 0 | 0 | 0 | 0 | 0 | 22:00 | 0 | 0 | 0 | 0 | 0 | 0 | 22:00 | 0.2489 | 0.4468 | 0.7471 | 0.8054 | 0.5457 | 0.3794 | 22:00 | 0.5953 | 0.5136 | 0.7237 | 0.7803 | 0.6997 | 0.6738
|  | 171:00 | 0 | 0 | 0 | 0 | 0 | 0 | 0 | 0 | 0 | 0 | 0 | 0 | 0.2816 | 0.4866 | 0.0993 | 0.4121 | 0.4866 | 0.2588 | 0.3547 | 0.4144 | 0.1299 | 0.2261 | 0.4333 | 0.3762 | 23:00 | 0 | 0 | 0 | 0 | 0 | 0 | 23:00 | 0 | 0 | 0 | 0 | 0 | 0 | 23:00 | 0.3169 | 0.4591 | 0.6344 | 0.8001 | 0.5268 | 0.4 | 23:00 | 0.6561 | 0.6108 | 0.6883 | 0.7815 | 0.7027 | 0.5208
|  | 172:00 | 0 | 0 | 0 | 0 | 0 | 0 | 0 | 0 | 0 | 0 | 0 | 0 | 0.2455 | 0.4023 | 0.0975 | 0.3497 | 0.4023 | 0.2255 | 0.2693 | 0.3353 | 0.1153 | 0.2058 | 0.4531 | 0.3561 | 24:00 | 0 | 0 | 0 | 0 | 0 | 0 | 24:00 | 0 | 0 | 0 | 0 | 0 | 0 | 24:00 | 0.3 | 0.4261 | 0.7237 | 0.7135 | 0.6188 | 0.4043 | 24:00 | 0.5842 | 0.7154 | 0.6713 | 0.7787 | 0.6685 | 0.4666
|  | 173:00 | 0 | 0 | 0 | 0 | 0 | 0 | 0 | 0 | 0 | 0 | 0 | 0 | 0.2454 | 0.3798 | 0.0841 | 0.3476 | 0.3798 | 0.217 | 0.2062 | 0.2734 | 0.1027 | 0.1619 | 0.4716 | 0.3409
|  | 174:00 | 0 | 0 | 0 | 0 | 0 | 0 | 0.0002 | 0.0036 | 0 | 0 | 0 | 0.0008 | 0.2551 | 0.3517 | 0.0829 | 0.3692 | 0.3517 | 0.2203 | 0.1848 | 0.1945 | 0.0758 | 0.1626 | 0.4426 | 0.303
|  | 175:00 | 0 | 0 | 0 | 0 | 0 | 0 | 0.098 | 0.1696 | 0.0692 | 0.1193 | 0.0777 | 0.1068 | 0.2616 | 0.3673 | 0.0818 | 0.3884 | 0.3673 | 0.2274 | 0.1676 | 0.1322 | 0.0767 | 0.1583 | 0.3547 | 0.2428 | [10 empty] | 0.27622
|  | 176:00 | 0 | 0 | 0 | 0 | 0 | 0 | 0.5074 | 0.5849 | 0.5521 | 0.5109 | 0.4982 | 0.5307 | 0.1855 | 0.2283 | 0.0563 | 0.2471 | 0.2283 | 0.1511 | 0.1141 | 0.1327 | 0.0763 | 0.1268 | 0.2491 | 0.1824
|  | 177:00 | 0.188 | 0.2351 | 0.0786 | 0.1408 | 0.0801 | 0.1445 | 0.7619 | 0.7969 | 0.7658 | 0.6611 | 0.7937 | 0.7559 | 0.1338 | 0.139 | 0.0374 | 0.1533 | 0.139 | 0.0997 | 0.085 | 0.1517 | 0.0829 | 0.1313 | 0.1758 | 0.1475
|  | 178:00 | 0.5146 | 0.69 | 0.2119 | 0.4302 | 0.3911 | 0.4476 | 0.8245 | 0.869 | 0.8392 | 0.7903 | 0.8988 | 0.8443 | 0.1124 | 0.0997 | 0.0354 | 0.1145 | 0.0997 | 0.0805 | 0.0775 | 0.1634 | 0.0662 | 0.0713 | 0.1149 | 0.1141
|  | 179:00 | 0.6991 | 0.8615 | 0.4204 | 0.7499 | 0.7329 | 0.6928 | 0.8275 | 0.7843 | 0.8568 | 0.8077 | 0.8855 | 0.8324 | 0.1395 | 0.1458 | 0.0435 | 0.1366 | 0.1458 | 0.1012 | 0.0895 | 0.1678 | 0.0661 | 0.065 | 0.2076 | 0.1627
|  | 180:00 | 0.6689 | 0.8532 | 0.4324 | 0.8079 | 0.7491 | 0.7023 | 0.8044 | 0.7741 | 0.8482 | 0.8082 | 0.8714 | 0.8212 | 0.1255 | 0.1321 | 0.038 | 0.1368 | 0.1321 | 0.0935 | 0.1087 | 0.149 | 0.0711 | 0.0684 | 0.2828 | 0.1992
|  | 181:00 | 0.7566 | 0.8969 | 0.4323 | 0.8538 | 0.7471 | 0.7373 | 0.817 | 0.7729 | 0.7981 | 0.8211 | 0.8706 | 0.8159 | 0.1859 | 0.2014 | 0.055 | 0.2136 | 0.2014 | 0.1408 | 0.1254 | 0.1231 | 0.1384 | 0.0904 | 0.196 | 0.1603
|  | 182:00 | 0.6411 | 0.8917 | 0.373 | 0.6817 | 0.7413 | 0.6658 | 0.7964 | 0.766 | 0.8268 | 0.7982 | 0.881 | 0.8137 | 0.2068 | 0.2256 | 0.0636 | 0.1931 | 0.2256 | 0.1489 | 0.1522 | 0.1033 | 0.283 | 0.0987 | 0.1853 | 0.1704
|  | 183:00 | 0.6283 | 0.8346 | 0.5449 | 0.7114 | 0.759 | 0.6957 | 0.7697 | 0.8402 | 0.8516 | 0.8095 | 0.8827 | 0.8308 | 0.2703 | 0.1456 | 0.0649 | 0.1662 | 0.1456 | 0.1525 | 0.1525 | 0.125 | 0.3656 | 0.1484 | 0.1339 | 0.1612
|  | 184:00 | 0.6178 | 0.7411 | 0.4081 | 0.6179 | 0.6237 | 0.6017 | 0.7963 | 0.7162 | 0.8268 | 0.7885 | 0.9089 | 0.8073 | 0.289 | 0.159 | 0.0744 | 0.1667 | 0.159 | 0.1633 | 0.17 | 0.1563 | 0.4496 | 0.1892 | 0.1156 | 0.1724
|  | 185:00 | 0.5176 | 0.6886 | 0.253 | 0.5694 | 0.4263 | 0.491 | 0.7205 | 0.7769 | 0.7471 | 0.7193 | 0.8465 | 0.7621 | 0.2384 | 0.1347 | 0.0629 | 0.1284 | 0.1347 | 0.1339 | 0.2016 | 0.2295 | 0.447 | 0.2218 | 0.1287 | 0.2003
|  | 186:00 | 0.3544 | 0.5102 | 0 | 0.4202 | 0.3005 | 0.3171 | 0.5217 | 0.595 | 0.4312 | 0.5092 | 0.6789 | 0.5472 | 0.2222 | 0.1381 | 0.0635 | 0.1332 | 0.1381 | 0.131 | 0.2428 | 0.2364 | 0.3809 | 0.1781 | 0.153 | 0.2092
|  | 187:00 | 0.0001 | 0.0385 | 0 | 0 | 0 | 0.0077 | 0.1407 | 0.2902 | 0.0238 | 0.1123 | 0.3057 | 0.1745 | 0.2631 | 0.159 | 0.078 | 0.1771 | 0.159 | 0.1595 | 0.2914 | 0.2861 | 0.3216 | 0.2346 | 0.2443 | 0.2675
|  | 188:00 | 0 | 0 | 0 | 0 | 0 | 0 | 0.0018 | 0.012 | 0 | 0 | 0.0211 | 0.007 | 0.3131 | 0.1961 | 0.094 | 0.2078 | 0.1961 | 0.1905 | 0.3244 | 0.3379 | 0.2973 | 0.299 | 0.3764 | 0.3493
|  | 189:00 | 0 | 0 | 0 | 0 | 0 | 0 | 0 | 0 | 0 | 0 | 0 | 0 | 0.3642 | 0.2292 | 0.1145 | 0.2498 | 0.2292 | 0.2254 | 0.3657 | 0.3735 | 0.2854 | 0.4351 | 0.5386 | 0.4482
|  | 190:00 | 0 | 0 | 0 | 0 | 0 | 0 | 0 | 0 | 0 | 0 | 0 | 0 | 0.3367 | 0.3254 | 0.1153 | 0.3409 | 0.3254 | 0.2475 | 0.3868 | 0.3109 | 0.2407 | 0.4351 | 0.5027 | 0.4133
|  | 191:00 | 0 | 0 | 0 | 0 | 0 | 0 | 0 | 0 | 0 | 0 | 0 | 0 | 0.3328 | 0.4079 | 0.1192 | 0.4105 | 0.4079 | 0.2716 | 0.4545 | 0.3578 | 0.2586 | 0.4572 | 0.594 | 0.4804
|  | 192:00 | 0 | 0 | 0 | 0 | 0 | 0 | 0 | 0 | 0 | 0 | 0 | 0 | 0.4107 | 0.6388 | 0.1493 | 0.5509 | 0.6388 | 0.3609 | 0.4306 | 0.4048 | 0.2526 | 0.3795 | 0.6235 | 0.4991
Sep | Fall | 193:00 | 0 | 0 | 0 | 0 | 0 | 0 | 0 | 0 | 0 | 0 | 0 | 0 | 0.2961 | 0.3876 | 0.1044 | 0.3829 | 0.3876 | 0.2474 | 0.4858 | 0.5294 | 0.1556 | 0.2509 | 0.6954 | 0.5527
|  | 194:00 | 0 | 0 | 0 | 0 | 0 | 0 | 0 | 0 | 0 | 0 | 0 | 0 | 0.3018 | 0.4127 | 0.1018 | 0.3801 | 0.4127 | 0.2504 | 0.4927 | 0.5395 | 0.2006 | 0.2964 | 0.602 | 0.516
|  | 195:00 | 0 | 0 | 0 | 0 | 0 | 0 | 0 | 0 | 0 | 0 | 0 | 0 | 0.2672 | 0.4315 | 0.0899 | 0.3753 | 0.4315 | 0.2372 | 0.4473 | 0.537 | 0.2035 | 0.2912 | 0.4643 | 0.4413
|  | 196:00 | 0 | 0 | 0 | 0 | 0 | 0 | 0 | 0 | 0 | 0 | 0 | 0 | 0.2534 | 0.3878 | 0.0837 | 0.3643 | 0.3878 | 0.2234 | 0.3782 | 0.5159 | 0.229 | 0.2375 | 0.386 | 0.3899
|  | 197:00 | 0 | 0 | 0 | 0 | 0 | 0 | 0 | 0 | 0 | 0 | 0 | 0 | 0.2827 | 0.4042 | 0.1045 | 0.4167 | 0.4042 | 0.2524 | 0.3268 | 0.4323 | 0.2215 | 0.2203 | 0.385 | 0.3631
|  | 198:00 | 0 | 0 | 0 | 0 | 0 | 0 | 0 | 0 | 0 | 0 | 0 | 0 | 0.2738 | 0.3691 | 0.099 | 0.4036 | 0.3691 | 0.2409 | 0.3564 | 0.3663 | 0.174 | 0.2045 | 0.357 | 0.3313
|  | 199:00 | 0 | 0 | 0 | 0 | 0 | 0 | 0.0655 | 0.0859 | 0.1041 | 0.0706 | 0.0317 | 0.0715 | 0.2793 | 0.3233 | 0.0898 | 0.3973 | 0.3233 | 0.2321 | 0.3852 | 0.3424 | 0.1753 | 0.195 | 0.4516 | 0.3764
|  | 200:00 | 0 | 0 | 0 | 0 | 0 | 0 | 0.3624 | 0.4427 | 0.3795 | 0.431 | 0.3724 | 0.3976 | 0.2406 | 0.3183 | 0.0846 | 0.3713 | 0.3183 | 0.2133 | 0.2693 | 0.303 | 0.1317 | 0.1466 | 0.4246 | 0.3337
|  | 201:00 | 0.1001 | 0.1167 | 0.0943 | 0.0682 | 0.1755 | 0.1109 | 0.5996 | 0.7571 | 0.6619 | 0.6787 | 0.6685 | 0.6732 | 0.2218 | 0.3138 | 0.0827 | 0.3621 | 0.3138 | 0.2049 | 0.1819 | 0.2742 | 0.0953 | 0.1077 | 0.4145 | 0.3064
|  | 202:00 | 0.4691 | 0.4019 | 0.2821 | 0.2763 | 0.8533 | 0.4566 | 0.7161 | 0.8521 | 0.8032 | 0.7731 | 0.8642 | 0.8017 | 0.1824 | 0.2477 | 0.0605 | 0.2682 | 0.2477 | 0.1584 | 0.0982 | 0.1661 | 0.1077 | 0.1058 | 0.4182 | 0.2757
|  | 203:00 | 0.5951 | 0.6768 | 0.4291 | 0.4108 | 0.802 | 0.5828 | 0.7656 | 0.8238 | 0.7833 | 0.7928 | 0.8123 | 0.7956 | 0.1702 | 0.1992 | 0.0613 | 0.229 | 0.1992 | 0.1417 | 0.1074 | 0.1632 | 0.1881 | 0.1632 | 0.4238 | 0.2906
|  | 204:00 | 0.6946 | 0.8037 | 0.6244 | 0.4554 | 0.9403 | 0.7037 | 0.7655 | 0.783 | 0.8087 | 0.7742 | 0.8149 | 0.7893 | 0.1716 | 0.193 | 0.0581 | 0.2092 | 0.193 | 0.1362 | 0.0911 | 0.1269 | 0.2088 | 0.2169 | 0.3376 | 0.2421
|  | 205:00 | 0.6837 | 0.8166 | 0.4642 | 0.5544 | 0.8795 | 0.6797 | 0.7623 | 0.7925 | 0.7932 | 0.7786 | 0.807 | 0.7867 | 0.1765 | 0.1601 | 0.0602 | 0.1584 | 0.1601 | 0.1244 | 0.1008 | 0.1122 | 0.2232 | 0.1996 | 0.308 | 0.2259
|  | 206:00 | 0.7127 | 0.8435 | 0.6398 | 0.6807 | 0.9511 | 0.7656 | 0.7587 | 0.8081 | 0.7944 | 0.7695 | 0.8178 | 0.7897 | 0.1901 | 0.1649 | 0.0574 | 0.1421 | 0.1649 | 0.1244 | 0.1127 | 0.1343 | 0.345 | 0.2324 | 0.3469 | 0.2671
|  | 207:00 | 0.701 | 0.7725 | 0.6235 | 0.5455 | 0.8983 | 0.7082 | 0.7554 | 0.822 | 0.7445 | 0.8082 | 0.842 | 0.7944 | 0.2005 | 0.1719 | 0.0651 | 0.1569 | 0.1719 | 0.1342 | 0.1535 | 0.1511 | 0.518 | 0.3686 | 0.3736 | 0.3148
|  | 208:00 | 0.6482 | 0.789 | 0.4881 | 0.5495 | 0.9141 | 0.6778 | 0.7112 | 0.8204 | 0.768 | 0.7709 | 0.8563 | 0.7854 | 0.1768 | 0.1585 | 0.0578 | 0.1448 | 0.1585 | 0.1206 | 0.1518 | 0.1516 | 0.4919 | 0.3985 | 0.3405 | 0.2964
|  | 209:00 | 0.503 | 0.6329 | 0.2328 | 0.4423 | 0.8195 | 0.5261 | 0.6224 | 0.7289 | 0.6205 | 0.7039 | 0.773 | 0.6897 | 0.1964 | 0.1554 | 0.066 | 0.1522 | 0.1554 | 0.1305 | 0.1411 | 0.1456 | 0.3154 | 0.2569 | 0.2906 | 0.2423
|  | 210:00 | 0.1319 | 0.2753 | 0 | 0.1034 | 0.5703 | 0.2162 | 0.3469 | 0.4673 | 0.237 | 0.4105 | 0.5643 | 0.4052 | 0.214 | 0.1649 | 0.0606 | 0.1745 | 0.1649 | 0.1389 | 0.163 | 0.1689 | 0.3292 | 0.3099 | 0.2982 | 0.2578
|  | 211:00 | 0 | 0 | 0 | 0 | 0 | 0 | 0.0244 | 0.0369 | 0.0035 | 0.0267 | 0.0345 | 0.0252 | 0.2386 | 0.206 | 0.0693 | 0.2187 | 0.206 | 0.163 | 0.2002 | 0.1972 | 0.2915 | 0.336 | 0.3629 | 0.2977
|  | 212:00 | 0 | 0 | 0 | 0 | 0 | 0 | 0 | 0 | 0 | 0 | 0 | 0 | 0.2976 | 0.3231 | 0.0956 | 0.3222 | 0.3231 | 0.2246 | 0.2501 | 0.2132 | 0.2522 | 0.3596 | 0.4946 | 0.3697
|  | 213:00 | 0 | 0 | 0 | 0 | 0 | 0 | 0 | 0 | 0 | 0 | 0 | 0 | 0.3724 | 0.4647 | 0.1359 | 0.4624 | 0.4647 | 0.3065 | 0.311 | 0.2307 | 0.2107 | 0.3488 | 0.6038 | 0.4302
|  | 214:00 | 0 | 0 | 0 | 0 | 0 | 0 | 0 | 0 | 0 | 0 | 0 | 0 | 0.3809 | 0.5463 | 0.1278 | 0.4741 | 0.5463 | 0.3177 | 0.3687 | 0.2952 | 0.2439 | 0.2874 | 0.6806 | 0.4909
|  | 215:00 | 0 | 0 | 0 | 0 | 0 | 0 | 0 | 0 | 0 | 0 | 0 | 0 | 0.3639 | 0.5908 | 0.1177 | 0.4759 | 0.5908 | 0.3145 | 0.379 | 0.2367 | 0.17 | 0.2123 | 0.7121 | 0.4829
|  | 216:00 | 0 | 0 | 0 | 0 | 0 | 0 | 0 | 0 | 0 | 0 | 0 | 0 | 0.3795 | 0.6218 | 0.1214 | 0.4901 | 0.6218 | 0.3269 | 0.3438 | 0.2015 | 0.1151 | 0.1866 | 0.6219 | 0.4182
Oct |  | 217:00 | 0 | 0 | 0 | 0 | 0 | 0 | 0 | 0 | 0 | 0 | 0 | 0 | 0.4639 | 0.665 | 0.1573 | 0.6459 | 0.665 | 0.4011 | 0.2229 | 0.1516 | 0.0774 | 0.1413 | 0.6567 | 0.4044
|  | 218:00 | 0 | 0 | 0 | 0 | 0 | 0 | 0 | 0 | 0 | 0 | 0 | 0 | 0.453 | 0.6497 | 0.1544 | 0.6106 | 0.6497 | 0.3881 | 0.2342 | 0.1798 | 0.0913 | 0.1306 | 0.5635 | 0.3664
|  | 219:00 | 0 | 0 | 0 | 0 | 0 | 0 | 0 | 0 | 0 | 0 | 0 | 0 | 0.4045 | 0.577 | 0.1431 | 0.5698 | 0.577 | 0.3531 | 0.2067 | 0.2302 | 0.1018 | 0.1214 | 0.5301 | 0.3587
|  | 220:00 | 0 | 0 | 0 | 0 | 0 | 0 | 0 | 0 | 0 | 0 | 0 | 0 | 0.4075 | 0.5688 | 0.1364 | 0.5694 | 0.5688 | 0.3502 | 0.1807 | 0.3049 | 0.1257 | 0.1332 | 0.5206 | 0.3711
|  | 221:00 | 0 | 0 | 0 | 0 | 0 | 0 | 0 | 0 | 0 | 0 | 0 | 0 | 0.3823 | 0.5325 | 0.1333 | 0.5129 | 0.5325 | 0.3263 | 0.1568 | 0.3882 | 0.1754 | 0.1853 | 0.4783 | 0.374
|  | 222:00 | 0 | 0 | 0 | 0 | 0 | 0 | 0 | 0 | 0 | 0 | 0 | 0 | 0.3291 | 0.4451 | 0.1138 | 0.4866 | 0.4451 | 0.2879 | 0.166 | 0.4362 | 0.2078 | 0.173 | 0.4386 | 0.3691
|  | 223:00 | 0 | 0 | 0 | 0 | 0 | 0 | 0.0065 | 0.0039 | 0.0123 | 0.0036 | 0 | 0.0053 | 0.3277 | 0.4047 | 0.1053 | 0.4683 | 0.4047 | 0.2757 | 0.2037 | 0.4495 | 0.2485 | 0.165 | 0.4206 | 0.3716
|  | 224:00 | 0 | 0 | 0 | 0 | 0 | 0 | 0.3084 | 0.2092 | 0.2667 | 0.2951 | 0.1441 | 0.2447 | 0.334 | 0.3927 | 0.1045 | 0.4589 | 0.3927 | 0.2739 | 0.1921 | 0.3632 | 0.2578 | 0.1291 | 0.3993 | 0.3395
|  | 225:00 | 0.0081 | 0.0516 | 0.0024 | 0 | 0 | 0.0124 | 0.6166 | 0.5118 | 0.6135 | 0.5438 | 0.4456 | 0.5463 | 0.3407 | 0.4106 | 0.1008 | 0.4438 | 0.4106 | 0.2734 | 0.1881 | 0.3028 | 0.2615 | 0.1124 | 0.3876 | 0.3193
|  | 226:00 | 0.3792 | 0.3133 | 0.5358 | 0.304 | 0.339 | 0.3743 | 0.7136 | 0.71 | 0.6708 | 0.6047 | 0.587 | 0.6572 | 0.248 | 0.3143 | 0.0771 | 0.3517 | 0.3143 | 0.208 | 0.1454 | 0.2838 | 0.1179 | 0.0806 | 0.2463 | 0.2213
|  | 227:00 | 0.6515 | 0.5309 | 0.6535 | 0.5686 | 0.716 | 0.6241 | 0.6973 | 0.7112 | 0.7344 | 0.634 | 0.6685 | 0.6891 | 0.2173 | 0.316 | 0.0789 | 0.2866 | 0.316 | 0.1874 | 0.0903 | 0.2217 | 0.1158 | 0.0792 | 0.1378 | 0.1462
|  | 228:00 | 0.5925 | 0.5712 | 0.6287 | 0.5676 | 0.6005 | 0.5921 | 0.6998 | 0.6564 | 0.6764 | 0.609 | 0.6333 | 0.655 | 0.284 | 0.3485 | 0.0911 | 0.3486 | 0.3485 | 0.2272 | 0.0999 | 0.2317 | 0.1333 | 0.0933 | 0.3282 | 0.2479
|  | 229:00 | 0.5798 | 0.5973 | 0.5641 | 0.4847 | 0.5888 | 0.5629 | 0.7205 | 0.7177 | 0.7058 | 0.667 | 0.6754 | 0.6973 | 0.2483 | 0.2956 | 0.0806 | 0.2792 | 0.2956 | 0.1929 | 0.0781 | 0.196 | 0.1046 | 0.0881 | 0.3365 | 0.238
|  | 230:00 | 0.6262 | 0.6884 | 0.642 | 0.5104 | 0.6189 | 0.6172 | 0.6979 | 0.6212 | 0.709 | 0.6362 | 0.6584 | 0.6645 | 0.2289 | 0.2245 | 0.0781 | 0.2116 | 0.2245 | 0.1645 | 0.0947 | 0.2627 | 0.1051 | 0.0932 | 0.3905 | 0.2824
|  | 231:00 | 0.6835 | 0.69 | 0.6931 | 0.4885 | 0.6936 | 0.6497 | 0.7108 | 0.6712 | 0.663 | 0.7016 | 0.7259 | 0.6945 | 0.221 | 0.211 | 0.0789 | 0.1969 | 0.211 | 0.1581 | 0.0944 | 0.2202 | 0.1163 | 0.0987 | 0.3359 | 0.2468
|  | 232:00 | 0.7056 | 0.7236 | 0.647 | 0.5094 | 0.7492 | 0.667 | 0.6682 | 0.6709 | 0.6124 | 0.6 | 0.6274 | 0.6358 | 0.2329 | 0.2043 | 0.0704 | 0.1993 | 0.2043 | 0.1577 | 0.0963 | 0.1873 | 0.1489 | 0.0991 | 0.4466 | 0.299
|  | 233:00 | 0.245 | 0.4365 | 0.0637 | 0.2973 | 0.5724 | 0.323 | 0.4486 | 0.4498 | 0.3595 | 0.4393 | 0.4792 | 0.4353 | 0.262 | 0.1925 | 0.0808 | 0.2033 | 0.1925 | 0.1695 | 0.1024 | 0.2423 | 0.1957 | 0.1062 | 0.4563 | 0.3226
|  | 234:00 | 0 | 0 | 0 | 0 | 0 | 0 | 0.0445 | 0.1421 | 0.0257 | 0.0993 | 0.1415 | 0.0906 | 0.2887 | 0.1662 | 0.0824 | 0.1823 | 0.1662 | 0.1704 | 0.1221 | 0.2547 | 0.2424 | 0.1091 | 0.4799 | 0.345
|  | 235:00 | 0 | 0 | 0 | 0 | 0 | 0 | 0 | 0.0005 | 0 | 0 | 0 | 0.0001 | 0.2926 | 0.1791 | 0.1005 | 0.2256 | 0.1791 | 0.1889 | 0.2218 | 0.2945 | 0.2692 | 0.1406 | 0.5779 | 0.419
|  | 236:00 | 0 | 0 | 0 | 0 | 0 | 0 | 0 | 0 | 0 | 0 | 0 | 0 | 0.3628 | 0.3543 | 0.1198 | 0.3734 | 0.3543 | 0.2666 | 0.3167 | 0.3966 | 0.2542 | 0.1897 | 0.4977 | 0.4129
|  | 237:00 | 0 | 0 | 0 | 0 | 0 | 0 | 0 | 0 | 0 | 0 | 0 | 0 | 0.4465 | 0.5582 | 0.146 | 0.5629 | 0.5582 | 0.3625 | 0.4251 | 0.4945 | 0.2359 | 0.2572 | 0.4199 | 0.4091
|  | 238:00 | 0 | 0 | 0 | 0 | 0 | 0 | 0 | 0 | 0 | 0 | 0 | 0 | 0.4866 | 0.6218 | 0.1548 | 0.5815 | 0.6218 | 0.3886 | 0.5174 | 0.5299 | 0.2005 | 0.3374 | 0.452 | 0.4432
|  | 239:00 | 0 | 0 | 0 | 0 | 0 | 0 | 0 | 0 | 0 | 0 | 0 | 0 | 0.4237 | 0.5731 | 0.1437 | 0.5652 | 0.5731 | 0.3574 | 0.5923 | 0.4453 | 0.1824 | 0.3096 | 0.5144 | 0.4605
|  | 240:00 | 0 | 0 | 0 | 0 | 0 | 0 | 0 | 0 | 0 | 0 | 0 | 0 | 0.4242 | 0.5723 | 0.1356 | 0.5908 | 0.5723 | 0.3593 | 0.6217 | 0.407 | 0.1743 | 0.2702 | 0.5581 | 0.4745
Nov |  | 241:00 | 0 | 0 | 0 | 0 | 0 | 0 | 0 | 0 | 0 | 0 | 0 | 0 | 0.4947 | 0.7089 | 0.1725 | 0.6852 | 0.7089 | 0.4289 | 0.2099 | 0.4218 | 0.2531 | 0.2274 | 0.4871 | 0.4027
|  | 242:00 | 0 | 0 | 0 | 0 | 0 | 0 | 0 | 0 | 0 | 0 | 0 | 0 | 0.4917 | 0.71 | 0.1729 | 0.6805 | 0.71 | 0.4274 | 0.2044 | 0.3809 | 0.2651 | 0.2646 | 0.4261 | 0.3652
|  | 243:00 | 0 | 0 | 0 | 0 | 0 | 0 | 0 | 0 | 0 | 0 | 0 | 0 | 0.4937 | 0.6948 | 0.178 | 0.6705 | 0.6948 | 0.4262 | 0.2101 | 0.3573 | 0.2261 | 0.1923 | 0.3807 | 0.3301
|  | 244:00 | 0 | 0 | 0 | 0 | 0 | 0 | 0 | 0 | 0 | 0 | 0 | 0 | 0.4702 | 0.6096 | 0.1542 | 0.6169 | 0.6096 | 0.3893 | 0.2138 | 0.3605 | 0.2277 | 0.1851 | 0.3662 | 0.3238
|  | 245:00 | 0 | 0 | 0 | 0 | 0 | 0 | 0 | 0 | 0 | 0 | 0 | 0 | 0.4349 | 0.5062 | 0.1313 | 0.5373 | 0.5062 | 0.3421 | 0.204 | 0.3855 | 0.181 | 0.1791 | 0.3662 | 0.3227
|  | 246:00 | 0 | 0 | 0 | 0 | 0 | 0 | 0 | 0 | 0 | 0 | 0 | 0 | 0.4068 | 0.403 | 0.1104 | 0.4574 | 0.403 | 0.2977 | 0.1575 | 0.3512 | 0.126 | 0.1713 | 0.3753 | 0.3077
|  | 247:00 | 0 | 0 | 0 | 0 | 0 | 0 | 0 | 0.0002 | 0 | 0 | 0 | 0 | 0.3816 | 0.3341 | 0.0889 | 0.3721 | 0.3341 | 0.2569 | 0.1613 | 0.3143 | 0.0987 | 0.1691 | 0.3968 | 0.3073
|  | 248:00 | 0 | 0 | 0 | 0 | 0 | 0 | 0.0974 | 0.1372 | 0.1977 | 0.1524 | 0.0138 | 0.1197 | 0.3344 | 0.286 | 0.0905 | 0.3293 | 0.286 | 0.23 | 0.1728 | 0.3778 | 0.1077 | 0.1882 | 0.4209 | 0.3369
|  | 249:00 | 0 | 0 | 0 | 0 | 0 | 0 | 0.4337 | 0.5359 | 0.4941 | 0.5093 | 0.3179 | 0.4582 | 0.3041 | 0.2442 | 0.0968 | 0.3064 | 0.2442 | 0.2144 | 0.211 | 0.4622 | 0.1218 | 0.2235 | 0.4756 | 0.391
|  | 250:00 | 0.0342 | 0.1126 | 0.0417 | 0.0331 | 0 | 0.0443 | 0.6116 | 0.7192 | 0.6437 | 0.673 | 0.5357 | 0.6367 | 0.2539 | 0.2189 | 0.0832 | 0.2615 | 0.2189 | 0.1829 | 0.2639 | 0.3827 | 0.1194 | 0.1837 | 0.5348 | 0.4067
|  | 251:00 | 0.1942 | 0.3514 | 0.1616 | 0.135 | 0.2637 | 0.2212 | 0.6439 | 0.7412 | 0.6888 | 0.7073 | 0.6221 | 0.6807 | 0.2578 | 0.2569 | 0.0778 | 0.283 | 0.2569 | 0.1906 | 0.2749 | 0.3577 | 0.0833 | 0.1578 | 0.4096 | 0.3342
|  | 252:00 | 0.2957 | 0.4244 | 0.2654 | 0.2368 | 0.363 | 0.3171 | 0.6289 | 0.7061 | 0.6587 | 0.6962 | 0.5973 | 0.6574 | 0.4001 | 0.3943 | 0.1274 | 0.4308 | 0.3943 | 0.2963 | 0.2494 | 0.3309 | 0.1363 | 0.178 | 0.4766 | 0.3658
|  | 253:00 | 0.305 | 0.4215 | 0.2358 | 0.2498 | 0.2043 | 0.2833 | 0.6135 | 0.6827 | 0.6518 | 0.6847 | 0.5707 | 0.6407 | 0.3731 | 0.4781 | 0.1346 | 0.4359 | 0.4781 | 0.3025 | 0.2457 | 0.2205 | 0.2593 | 0.1866 | 0.519 | 0.3762
|  | 254:00 | 0.3459 | 0.434 | 0.3104 | 0.2615 | 0.2312 | 0.3166 | 0.6307 | 0.7014 | 0.6195 | 0.6956 | 0.578 | 0.645 | 0.3191 | 0.374 | 0.1284 | 0.3824 | 0.374 | 0.2618 | 0.1385 | 0.1578 | 0.3163 | 0.1885 | 0.5607 | 0.3775
|  | 255:00 | 0.3538 | 0.4457 | 0.3882 | 0.3278 | 0.3458 | 0.3723 | 0.6294 | 0.7233 | 0.6472 | 0.7003 | 0.6186 | 0.6638 | 0.3271 | 0.3577 | 0.1359 | 0.3884 | 0.3577 | 0.2663 | 0.1036 | 0.1507 | 0.3751 | 0.2056 | 0.5191 | 0.3585
|  | 256:00 | 0.2996 | 0.439 | 0.3919 | 0.3014 | 0.4033 | 0.3671 | 0.525 | 0.6493 | 0.5138 | 0.6158 | 0.5103 | 0.5628 | 0.3402 | 0.2434 | 0.1229 | 0.2803 | 0.2434 | 0.2298 | 0.1511 | 0.1599 | 0.4214 | 0.2306 | 0.5075 | 0.3666
|  | 257:00 | 0 | 0.093 | 0.0033 | 0 | 0 | 0.0193 | 0.2582 | 0.4222 | 0.253 | 0.3649 | 0.2871 | 0.3171 | 0.3122 | 0.164 | 0.0951 | 0.235 | 0.164 | 0.1923 | 0.2309 | 0.1754 | 0.3658 | 0.1808 | 0.474 | 0.3537
|  | 258:00 | 0 | 0 | 0 | 0 | 0 | 0 | 0.0023 | 0.0535 | 0.0028 | 0.016 | 0.0296 | 0.0208 | 0.2482 | 0.1369 | 0.0696 | 0.1843 | 0.1369 | 0.1508 | 0.3112 | 0.2407 | 0.3945 | 0.195 | 0.4756 | 0.3823
|  | 259:00 | 0 | 0 | 0 | 0 | 0 | 0 | 0 | 0 | 0 | 0 | 0 | 0 | 0.3149 | 0.1944 | 0.0726 | 0.2675 | 0.1944 | 0.1942 | 0.4327 | 0.2939 | 0.4195 | 0.2558 | 0.5972 | 0.4746
|  | 260:00 | 0 | 0 | 0 | 0 | 0 | 0 | 0 | 0 | 0 | 0 | 0 | 0 | 0.3725 | 0.3874 | 0.1007 | 0.4032 | 0.3874 | 0.2715 | 0.5815 | 0.4926 | 0.399 | 0.4108 | 0.6535 | 0.5691
|  | 261:00 | 0 | 0 | 0 | 0 | 0 | 0 | 0 | 0 | 0 | 0 | 0 | 0 | 0.4355 | 0.6371 | 0.1335 | 0.5753 | 0.6371 | 0.3663 | 0.6936 | 0.6749 | 0.3912 | 0.5583 | 0.6958 | 0.6499
|  | 262:00 | 0 | 0 | 0 | 0 | 0 | 0 | 0 | 0 | 0 | 0 | 0 | 0 | 0.3971 | 0.6157 | 0.1254 | 0.5286 | 0.6157 | 0.3403 | 0.6634 | 0.6539 | 0.3687 | 0.4976 | 0.6786 | 0.6278
|  | 263:00 | 0 | 0 | 0 | 0 | 0 | 0 | 0 | 0 | 0 | 0 | 0 | 0 | 0.3623 | 0.4884 | 0.1061 | 0.4668 | 0.4884 | 0.2954 | 0.5693 | 0.6372 | 0.2842 | 0.399 | 0.6432 | 0.5816
|  | 264:00 | 0 | 0 | 0 | 0 | 0 | 0 | 0 | 0 | 0 | 0 | 0 | 0 | 0.3199 | 0.4131 | 0.095 | 0.4301 | 0.4131 | 0.2628 | 0.5608 | 0.6075 | 0.2597 | 0.3517 | 0.5578 | 0.5261
Dec | Winter | 265:00 | 0 | 0 | 0 | 0 | 0 | 0 | 0 | 0 | 0 | 0 | 0 | 0 | 0.4719 | 0.5229 | 0.1399 | 0.4926 | 0.5229 | 0.3491 | 0.2364 | 0.3373 | 0.2877 | 0.3273 | 0.3352 | 0.3187
|  | 266:00 | 0 | 0 | 0 | 0 | 0 | 0 | 0 | 0 | 0 | 0 | 0 | 0 | 0.4666 | 0.5238 | 0.1452 | 0.4859 | 0.5238 | 0.3485 | 0.302 | 0.4324 | 0.2989 | 0.361 | 0.3084 | 0.3369
|  | 267:00 | 0 | 0 | 0 | 0 | 0 | 0 | 0 | 0 | 0 | 0 | 0 | 0 | 0.4985 | 0.6102 | 0.1451 | 0.5007 | 0.6102 | 0.3706 | 0.3203 | 0.4686 | 0.2803 | 0.3302 | 0.2658 | 0.3223
|  | 268:00 | 0 | 0 | 0 | 0 | 0 | 0 | 0 | 0 | 0 | 0 | 0 | 0 | 0.5914 | 0.7272 | 0.188 | 0.6048 | 0.7272 | 0.4486 | 0.3039 | 0.4313 | 0.25 | 0.2878 | 0.2087 | 0.278
|  | 269:00 | 0 | 0 | 0 | 0 | 0 | 0 | 0 | 0 | 0 | 0 | 0 | 0 | 0.5618 | 0.7275 | 0.1916 | 0.6739 | 0.7275 | 0.4555 | 0.3084 | 0.4187 | 0.3223 | 0.342 | 0.2012 | 0.2826
|  | 270:00 | 0 | 0 | 0 | 0 | 0 | 0 | 0 | 0 | 0 | 0 | 0 | 0 | 0.5636 | 0.6389 | 0.1966 | 0.6871 | 0.6389 | 0.4501 | 0.2551 | 0.4641 | 0.3855 | 0.3944 | 0.196 | 0.2937
|  | 271:00 | 0 | 0 | 0 | 0 | 0 | 0 | 0 | 0 | 0 | 0 | 0 | 0 | 0.5482 | 0.5378 | 0.2003 | 0.6289 | 0.5378 | 0.4237 | 0.2229 | 0.4082 | 0.3854 | 0.35 | 0.1879 | 0.2714
|  | 272:00 | 0 | 0 | 0 | 0 | 0 | 0 | 0.0732 | 0.0373 | 0.0508 | 0.0733 | 0.0156 | 0.05 | 0.5238 | 0.478 | 0.1742 | 0.5699 | 0.478 | 0.3875 | 0.2453 | 0.3948 | 0.4315 | 0.4218 | 0.253 | 0.3121
|  | 273:00 | 0 | 0 | 0 | 0 | 0 | 0 | 0.3067 | 0.2851 | 0.2013 | 0.2352 | 0.2772 | 0.2611 | 0.4865 | 0.4222 | 0.1521 | 0.4886 | 0.4222 | 0.3453 | 0.3205 | 0.3883 | 0.5024 | 0.4605 | 0.3652 | 0.3853
|  | 274:00 | 0.0183 | 0.015 | 0 | 0 | 0 | 0.0067 | 0.3752 | 0.4332 | 0.1891 | 0.4127 | 0.6281 | 0.4077 | 0.4259 | 0.4918 | 0.1434 | 0.5635 | 0.4918 | 0.3479 | 0.3352 | 0.3814 | 0.3535 | 0.4013 | 0.3709 | 0.3686
|  | 275:00 | 0.0539 | 0.1665 | 0 | 0.0411 | 0.0835 | 0.069 | 0.4549 | 0.4581 | 0.3586 | 0.4777 | 0.5792 | 0.4657 | 0.4088 | 0.3514 | 0.1164 | 0.3851 | 0.3514 | 0.2802 | 0.384 | 0.3681 | 0.3077 | 0.4006 | 0.2964 | 0.3284
|  | 276:00 | 0.1171 | 0.2758 | 0 | 0.0947 | 0.2596 | 0.1494 | 0.4894 | 0.4967 | 0.4155 | 0.5139 | 0.6039 | 0.5039 | 0.3173 | 0.2512 | 0.0945 | 0.3002 | 0.2512 | 0.2168 | 0.3564 | 0.3482 | 0.3386 | 0.4946 | 0.3062 | 0.3334
|  | 277:00 | 0.1375 | 0.2614 | 0 | 0.1348 | 0.1239 | 0.1315 | 0.5035 | 0.5023 | 0.4164 | 0.4934 | 0.5964 | 0.5024 | 0.2204 | 0.2275 | 0.0653 | 0.2507 | 0.2275 | 0.1652 | 0.3314 | 0.3913 | 0.2679 | 0.3809 | 0.3634 | 0.356
|  | 278:00 | 0.1807 | 0.2808 | 0 | 0.1698 | 0.2947 | 0.1852 | 0.5438 | 0.4446 | 0.3934 | 0.4909 | 0.6306 | 0.5007 | 0.223 | 0.2988 | 0.0762 | 0.3063 | 0.2988 | 0.1898 | 0.4199 | 0.465 | 0.2974 | 0.318 | 0.4751 | 0.4393
|  | 279:00 | 0.2418 | 0.35 | 0.0196 | 0.1582 | 0.3508 | 0.2241 | 0.4848 | 0.5152 | 0.3527 | 0.4882 | 0.6868 | 0.5055 | 0.2479 | 0.3545 | 0.0783 | 0.3257 | 0.3545 | 0.2081 | 0.4124 | 0.5514 | 0.4275 | 0.3796 | 0.4937 | 0.4849
|  | 280:00 | 0.2 | 0.2984 | 0.0291 | 0.1806 | 0.283 | 0.1982 | 0.4386 | 0.4814 | 0.2267 | 0.4703 | 0.6508 | 0.4536 | 0.2655 | 0.3086 | 0.0799 | 0.3063 | 0.3086 | 0.2044 | 0.3687 | 0.6273 | 0.5371 | 0.4008 | 0.5856 | 0.5567
|  | 281:00 | 0.0079 | 0.0463 | 0 | 0 | 0 | 0.0109 | 0.2675 | 0.2315 | 0.1308 | 0.2817 | 0.4387 | 0.27 | 0.2866 | 0.2763 | 0.0858 | 0.3177 | 0.2763 | 0.2112 | 0.4285 | 0.6385 | 0.5691 | 0.4475 | 0.6157 | 0.5869
|  | 282:00 | 0 | 0 | 0 | 0 | 0 | 0 | 0.0131 | 0.0326 | 0.0018 | 0.0284 | 0.0773 | 0.0306 | 0.283 | 0.257 | 0.083 | 0.2928 | 0.257 | 0.2018 | 0.4886 | 0.683 | 0.5039 | 0.4649 | 0.6279 | 0.6032
|  | 283:00 | 0 | 0 | 0 | 0 | 0 | 0 | 0 | 0 | 0 | 0 | 0 | 0 | 0.2988 | 0.2298 | 0.0701 | 0.2516 | 0.2298 | 0.1896 | 0.6062 | 0.7746 | 0.4768 | 0.5106 | 0.7322 | 0.6885
|  | 284:00 | 0 | 0 | 0 | 0 | 0 | 0 | 0 | 0 | 0 | 0 | 0 | 0 | 0.3224 | 0.3149 | 0.0953 | 0.3431 | 0.3149 | 0.2347 | 0.5682 | 0.731 | 0.4241 | 0.5133 | 0.6216 | 0.6129
|  | 285:00 | 0 | 0 | 0 | 0 | 0 | 0 | 0 | 0 | 0 | 0 | 0 | 0 | 0.3692 | 0.4831 | 0.1236 | 0.4815 | 0.4831 | 0.3067 | 0.5342 | 0.6523 | 0.3737 | 0.5612 | 0.4975 | 0.5253
|  | 286:00 | 0 | 0 | 0 | 0 | 0 | 0 | 0 | 0 | 0 | 0 | 0 | 0 | 0.4286 | 0.4939 | 0.1116 | 0.4656 | 0.4939 | 0.3167 | 0.6524 | 0.6443 | 0.3108 | 0.474 | 0.5407 | 0.5475
|  | 287:00 | 0 | 0 | 0 | 0 | 0 | 0 | 0 | 0 | 0 | 0 | 0 | 0 | 0.4504 | 0.463 | 0.1035 | 0.3904 | 0.463 | 0.301 | 0.5929 | 0.7208 | 0.2377 | 0.4024 | 0.4685 | 0.5102
|  | 288:00 | 0 | 0 | 0 | 0 | 0 | 0 | 0 | 0 | 0 | 0 | 0 | 0 | 0.4102 | 0.4017 | 0.1166 | 0.3392 | 0.4017 | 0.2775 | 0.4699 | 0.654 | 0.1394 | 0.2952 | 0.3673 | 0.4144

## CapFactor_hour_5daysyear
|  |  | SolarCSP | [5 empty] | Solar PVSAT | [5 empty] | wind | [5 empty] | new wind
Month | Season | Hour | Northeast | West | Coastal | South | Panhandle | ERCOT total | Northeast | West | Coastal | South | Panhandle | ERCOT total | Northeast | West | Coastal | South | Panhandle | ERCOT total | Northeast | West | Coastal | South | Panhandle | ERCOT total
Jan | Winter | 1:00 | 0 | 0 | 0 | 0 | 0 | 0 | 0 | 0 | 0 | 0 | 0 | 0 | 0.3568 | 0.5495 | 0.1516 | 0.468 | 0.5495 | 0.3196 | 0.2986 | 0.444 | 0.5613 | 0.4138 | 0.3381 | 0.3864 | ERCOT total
|  | 2:00 | 0 | 0 | 0 | 0 | 0 | 0 | 0 | 0 | 0 | 0 | 0 | 0 | 0.3479 | 0.4695 | 0.1469 | 0.3893 | 0.4695 | 0.29 | 0.327 | 0.4754 | 0.4899 | 0.3877 | 0.4128 | 0.4249 |  | SOLAR CSP | [5 empty] | SOLAR PVSAT | [5 empty] | wind | [5 empty] | wind-new
|  | 3:00 | 0 | 0 | 0 | 0 | 0 | 0 | 0 | 0 | 0 | 0 | 0 | 0 | 0.2804 | 0.3726 | 0.1093 | 0.3164 | 0.3726 | 0.23 | 0.37 | 0.4737 | 0.4768 | 0.3958 | 0.4304 | 0.4371 |  | Spring | Summer | Fall |  |  |  | Spring | Summer | Fall |  |  |  | Spring | Summer | Fall |  |  |  | Spring | Summer | Fall
|  | 4:00 | 0 | 0 | 0 | 0 | 0 | 0 | 0 | 0 | 0 | 0 | 0 | 0 | 0.2342 | 0.3478 | 0.0975 | 0.3163 | 0.3478 | 0.2092 | 0.3676 | 0.4877 | 0.4445 | 0.3451 | 0.4158 | 0.4267 | 1:00 | 0 | 0 | 0 |  |  | 1:00 | 0 | 0 | 0 |  |  | 1:00 | 0.456 | 0.3183 | 0.4011 |  |  | 1:00 | 0.6593 | 0.5212 | 0.4044
|  | 5:00 | 0 | 0 | 0 | 0 | 0 | 0 | 0 | 0 | 0 | 0 | 0 | 0 | 0.2181 | 0.4143 | 0.1077 | 0.3794 | 0.4143 | 0.2292 | 0.4697 | 0.5277 | 0.4166 | 0.319 | 0.4361 | 0.4531 | 2:00 | 0 | 0 | 0 |  |  | 2:00 | 0 | 0 | 0 |  |  | 2:00 | 0.4475 | 0.2584 | 0.3881 |  |  | 2:00 | 0.6402 | 0.464 | 0.3664
|  | 6:00 | 0 | 0 | 0 | 0 | 0 | 0 | 0 | 0 | 0 | 0 | 0 | 0 | 0.2129 | 0.3977 | 0.0985 | 0.3798 | 0.3977 | 0.2221 | 0.5254 | 0.4825 | 0.4084 | 0.2792 | 0.4479 | 0.4525 | 3:00 | 0 | 0 | 0 |  |  | 3:00 | 0 | 0 | 0 |  |  | 3:00 | 0.4666 | 0.2446 | 0.3531 |  |  | 3:00 | 0.6353 | 0.4585 | 0.3587
|  | 7:00 | 0 | 0 | 0 | 0 | 0 | 0 | 0 | 0 | 0 | 0 | 0 | 0 | 0.2412 | 0.4065 | 0.0928 | 0.4028 | 0.4065 | 0.2335 | 0.547 | 0.4158 | 0.3878 | 0.2571 | 0.3644 | 0.3946 | 4:00 | 0 | 0 | 0 |  |  | 4:00 | 0 | 0 | 0 |  |  | 4:00 | 0.4386 | 0.2694 | 0.3502 |  |  | 4:00 | 0.6181 | 0.4249 | 0.3711
|  | 8:00 | 0 | 0 | 0 | 0 | 0 | 0 | 0.0045 | 0.0219 | 0.0251 | 0.0131 | 0 | 0.0129 | 0.2647 | 0.4105 | 0.0979 | 0.4313 | 0.4105 | 0.2483 | 0.5022 | 0.409 | 0.435 | 0.2519 | 0.3418 | 0.3818 | 5:00 | 0 | 0 | 0 |  |  | 5:00 | 0 | 0 | 0 |  |  | 5:00 | 0.3995 | 0.2559 | 0.3263 |  |  | 5:00 | 0.6218 | 0.4142 | 0.374
|  | 9:00 | 0 | 0 | 0 | 0 | 0 | 0 | 0.2699 | 0.3216 | 0.241 | 0.196 | 0.2884 | 0.2634 | 0.3084 | 0.4286 | 0.1059 | 0.46 | 0.4286 | 0.2717 | 0.4811 | 0.4342 | 0.4567 | 0.2836 | 0.3414 | 0.3888 | 6:00 | 0 | 0 | 0 |  |  | 6:00 | 0.0007 | 0.0066 | 0 |  |  | 6:00 | 0.3679 | 0.2693 | 0.2879 |  |  | 6:00 | 0.6604 | 0.3747 | 0.3691
|  | 10:00 | 0 | 0.0509 | 0 | 0 | 0 | 0.0102 | 0.5401 | 0.5986 | 0.4245 | 0.4177 | 0.6374 | 0.5236 | 0.2509 | 0.3759 | 0.0788 | 0.3964 | 0.3759 | 0.2258 | 0.4426 | 0.4063 | 0.2755 | 0.1751 | 0.4119 | 0.388 | 7:00 | 0 | 0 | 0 |  |  | 7:00 | 0.0958 | 0.1847 | 0.0053 |  |  | 7:00 | 0.3345 | 0.2529 | 0.2757 |  |  | 7:00 | 0.6425 | 0.3314 | 0.3716
|  | 11:00 | 0.1321 | 0.2156 | 0.044 | 0.0372 | 0.2493 | 0.1356 | 0.6567 | 0.6735 | 0.472 | 0.5395 | 0.7435 | 0.617 | 0.2417 | 0.4009 | 0.0773 | 0.3721 | 0.4009 | 0.2207 | 0.3362 | 0.3106 | 0.1529 | 0.0933 | 0.2399 | 0.2503 | 8:00 | 0 | 0.0126 | 0 |  |  | 8:00 | 0.3954 | 0.5577 | 0.2447 |  |  | 8:00 | 0.2531 | 0.1969 | 0.2739 |  |  | 8:00 | 0.5487 | 0.263 | 0.3395
|  | 12:00 | 0.3054 | 0.4031 | 0.1489 | 0.0974 | 0.5056 | 0.2921 | 0.6656 | 0.6866 | 0.4938 | 0.4987 | 0.7199 | 0.6129 | 0.3135 | 0.5426 | 0.0906 | 0.4699 | 0.5426 | 0.2825 | 0.2676 | 0.2322 | 0.1413 | 0.0823 | 0.2119 | 0.2089 | 9:00 | 0.1115 | 0.3277 | 0.1213 |  |  | 9:00 | 0.5971 | 0.7871 | 0.5463 |  |  | 9:00 | 0.1942 | 0.1483 | 0.2734 |  |  | 9:00 | 0.4574 | 0.2138 | 0.3193
|  | 13:00 | 0.3225 | 0.4281 | 0.1528 | 0.1441 | 0.4484 | 0.2992 | 0.6469 | 0.6762 | 0.4806 | 0.5492 | 0.6737 | 0.6053 | 0.3236 | 0.4488 | 0.0923 | 0.4197 | 0.4488 | 0.2649 | 0.2502 | 0.2231 | 0.086 | 0.0813 | 0.2155 | 0.2004 | 10:00 | 0.4102 | 0.7272 | 0.4494 |  |  | 10:00 | 0.7258 | 0.8678 | 0.6572 |  |  | 10:00 | 0.1881 | 0.1279 | 0.208 |  |  | 10:00 | 0.3256 | 0.1674 | 0.2213
|  | 14:00 | 0.3302 | 0.4308 | 0.1496 | 0.1222 | 0.4493 | 0.2964 | 0.6532 | 0.6725 | 0.4883 | 0.504 | 0.6743 | 0.5985 | 0.2821 | 0.3345 | 0.0801 | 0.3104 | 0.3345 | 0.213 | 0.3055 | 0.2085 | 0.0752 | 0.0809 | 0.1967 | 0.1926 | 11:00 | 0.4276 | 0.8504 | 0.5743 |  |  | 11:00 | 0.7521 | 0.8733 | 0.6891 |  |  | 11:00 | 0.1917 | 0.1143 | 0.1874 |  |  | 11:00 | 0.3857 | 0.1674 | 0.1462
|  | 15:00 | 0.3472 | 0.4698 | 0.1874 | 0.1646 | 0.505 | 0.3348 | 0.6542 | 0.6929 | 0.5334 | 0.4874 | 0.7178 | 0.6171 | 0.2794 | 0.3135 | 0.0725 | 0.2824 | 0.3135 | 0.2012 | 0.3231 | 0.19 | 0.0991 | 0.0871 | 0.1995 | 0.1949 | 12:00 | 0.371 | 0.8741 | 0.5459 |  |  | 12:00 | 0.8102 | 0.8498 | 0.655 |  |  | 12:00 | 0.2841 | 0.0962 | 0.2272 |  |  | 12:00 | 0.529 | 0.1374 | 0.2479
|  | 16:00 | 0.3221 | 0.4663 | 0.2666 | 0.0936 | 0.5566 | 0.341 | 0.5781 | 0.6588 | 0.5262 | 0.3709 | 0.7186 | 0.5705 | 0.3382 | 0.3482 | 0.0767 | 0.2834 | 0.3482 | 0.2237 | 0.3218 | 0.2012 | 0.1452 | 0.1121 | 0.1988 | 0.2033 | 13:00 | 0.339 | 0.926 | 0.4855 |  |  | 13:00 | 0.8016 | 0.8493 | 0.6973 |  |  | 13:00 | 0.3406 | 0.1161 | 0.1929 |  |  | 13:00 | 0.5802 | 0.1692 | 0.238
|  | 17:00 | 0.055 | 0.2775 | 0.0813 | 0.0652 | 0.4715 | 0.1901 | 0.3663 | 0.4849 | 0.3331 | 0.2389 | 0.5902 | 0.4027 | 0.3664 | 0.32 | 0.1055 | 0.2864 | 0.32 | 0.2405 | 0.3099 | 0.2105 | 0.2156 | 0.1353 | 0.2296 | 0.2286 | 14:00 | 0.4448 | 0.9171 | 0.417 |  |  | 14:00 | 0.8069 | 0.8466 | 0.6645 |  |  | 14:00 | 0.2997 | 0.1834 | 0.1645 |  |  | 14:00 | 0.5397 | 0.186 | 0.2824
|  | 18:00 | 0 | 0 | 0 | 0 | 0 | 0 | 0.0521 | 0.155 | 0.0411 | 0.0641 | 0.2317 | 0.1088 | 0.356 | 0.3813 | 0.1159 | 0.3203 | 0.3813 | 0.2557 | 0.3066 | 0.2415 | 0.302 | 0.1682 | 0.2813 | 0.2725 | 15:00 | 0.3666 | 0.9005 | 0.515 |  |  | 15:00 | 0.8102 | 0.8518 | 0.6945 |  |  | 15:00 | 0.2589 | 0.1645 | 0.1581 |  |  | 15:00 | 0.4448 | 0.2004 | 0.2468
|  | 19:00 | 0 | 0 | 0 | 0 | 0 | 0 | 0 | 0.001 | 0 | 0 | 0 | 0.0002 | 0.4174 | 0.49 | 0.1369 | 0.428 | 0.49 | 0.3158 | 0.3926 | 0.3174 | 0.4002 | 0.3055 | 0.3626 | 0.3575 | 16:00 | 0.3849 | 0.8556 | 0.4608 |  |  | 16:00 | 0.7089 | 0.8531 | 0.6358 |  |  | 16:00 | 0.2578 | 0.1475 | 0.1577 |  |  | 16:00 | 0.4542 | 0.218 | 0.299
|  | 20:00 | 0 | 0 | 0 | 0 | 0 | 0 | 0 | 0 | 0 | 0 | 0 | 0 | 0.4117 | 0.4638 | 0.1393 | 0.4489 | 0.4638 | 0.3162 | 0.47 | 0.4323 | 0.4542 | 0.3349 | 0.4861 | 0.4618 | 17:00 | 0.4101 | 0.7436 | 0.3705 |  |  | 17:00 | 0.7081 | 0.7916 | 0.4353 |  |  | 17:00 | 0.2615 | 0.1508 | 0.1695 |  |  | 17:00 | 0.5143 | 0.2165 | 0.3226
|  | 21:00 | 0 | 0 | 0 | 0 | 0 | 0 | 0 | 0 | 0 | 0 | 0 | 0 | 0.4085 | 0.4365 | 0.1338 | 0.456 | 0.4365 | 0.3112 | 0.5246 | 0.5675 | 0.488 | 0.3838 | 0.6013 | 0.5624 | 18:00 | 0.0695 | 0.5343 | 0.0273 |  |  | 18:00 | 0.4816 | 0.6451 | 0.0906 |  |  | 18:00 | 0.3254 | 0.1979 | 0.1704 |  |  | 18:00 | 0.561 | 0.2466 | 0.345
|  | 22:00 | 0 | 0 | 0 | 0 | 0 | 0 | 0 | 0 | 0 | 0 | 0 | 0 | 0.4282 | 0.4514 | 0.1346 | 0.4334 | 0.4514 | 0.3144 | 0.4238 | 0.5284 | 0.35 | 0.3889 | 0.5725 | 0.5121 | 19:00 | 0 | 0.0418 | 0 |  |  | 19:00 | 0.1357 | 0.3408 | 0.0001 |  |  | 19:00 | 0.4104 | 0.2265 | 0.1889 |  |  | 19:00 | 0.6292 | 0.2769 | 0.419
|  | 23:00 | 0 | 0 | 0 | 0 | 0 | 0 | 0 | 0 | 0 | 0 | 0 | 0 | 0.4664 | 0.4958 | 0.1266 | 0.435 | 0.4958 | 0.3275 | 0.3396 | 0.4841 | 0.3129 | 0.4767 | 0.527 | 0.4694 | 20:00 | 0 | 0 | 0 |  |  | 20:00 | 0.0039 | 0.0411 | 0 |  |  | 20:00 | 0.431 | 0.2566 | 0.2666 |  |  | 20:00 | 0.7398 | 0.3917 | 0.4129
|  | 24:00 | 0 | 0 | 0 | 0 | 0 | 0 | 0 | 0 | 0 | 0 | 0 | 0 | 0.4185 | 0.4117 | 0.1115 | 0.3986 | 0.4117 | 0.2907 | 0.3879 | 0.4293 | 0.2613 | 0.4427 | 0.4378 | 0.4103 | 21:00 | 0 | 0 | 0 |  |  | 21:00 | 0 | 0 | 0 |  |  | 21:00 | 0.4282 | 0.2818 | 0.3625 |  |  | 21:00 | 0.8021 | 0.5139 | 0.4091
Feb |  | 25:00 | 0 | 0 | 0 | 0 | 0 | 0 | 0 | 0 | 0 | 0 | 0 | 0 | 0.2844 | 0.3183 | 0.0688 | 0.2738 | 0.3183 | 0.2 | 0.1647 | 0.424 | 0.1211 | 0.2983 | 0.4965 | 0.3909 | 22:00 | 0 | 0 | 0 |  |  | 22:00 | 0 | 0 | 0 |  |  | 22:00 | 0.4818 | 0.265 | 0.3886 |  |  | 22:00 | 0.7607 | 0.5082 | 0.4432
|  | 26:00 | 0 | 0 | 0 | 0 | 0 | 0 | 0 | 0 | 0 | 0 | 0 | 0 | 0.332 | 0.3813 | 0.0903 | 0.3219 | 0.3813 | 0.239 | 0.1949 | 0.4511 | 0.2229 | 0.3483 | 0.5077 | 0.4199 | 23:00 | 0 | 0 | 0 |  |  | 23:00 | 0 | 0 | 0 |  |  | 23:00 | 0.4783 | 0.2656 | 0.3574 |  |  | 23:00 | 0.7406 | 0.4857 | 0.4605
|  | 27:00 | 0 | 0 | 0 | 0 | 0 | 0 | 0 | 0 | 0 | 0 | 0 | 0 | 0.3772 | 0.4151 | 0.1022 | 0.3595 | 0.4151 | 0.2681 | 0.198 | 0.4549 | 0.3615 | 0.428 | 0.4385 | 0.4057 | 24:00 | 0 | 0 | 0 |  |  | 24:00 | 0 | 0 | 0 |  |  | 24:00 | 0.489 | 0.3226 | 0.3593 |  |  | 24:00 | 0.5846 | 0.4917 | 0.4745
|  | 28:00 | 0 | 0 | 0 | 0 | 0 | 0 | 0 | 0 | 0 | 0 | 0 | 0 | 0.4551 | 0.4277 | 0.1189 | 0.4112 | 0.4277 | 0.3085 | 0.2824 | 0.4716 | 0.5008 | 0.5376 | 0.3863 | 0.4136
|  | 29:00 | 0 | 0 | 0 | 0 | 0 | 0 | 0 | 0 | 0 | 0 | 0 | 0 | 0.4607 | 0.4496 | 0.1361 | 0.4468 | 0.4496 | 0.3266 | 0.2791 | 0.4928 | 0.4842 | 0.5103 | 0.4603 | 0.4521
|  | 30:00 | 0 | 0 | 0 | 0 | 0 | 0 | 0 | 0 | 0 | 0 | 0 | 0 | 0.3806 | 0.4284 | 0.1214 | 0.453 | 0.4284 | 0.2968 | 0.2551 | 0.4717 | 0.3965 | 0.3981 | 0.4786 | 0.4388 | Northeast
|  | 31:00 | 0 | 0 | 0 | 0 | 0 | 0 | 0 | 0 | 0 | 0 | 0 | 0 | 0.394 | 0.3987 | 0.1186 | 0.4517 | 0.3987 | 0.2957 | 0.3075 | 0.4713 | 0.3814 | 0.4096 | 0.51 | 0.4592 |  | SOLAR CSP | [5 empty] | SOLAR PVSAT | [5 empty] | wind | [5 empty] | new-wind
|  | 32:00 | 0 | 0 | 0 | 0 | 0 | 0 | 0.0791 | 0.064 | 0.1298 | 0.0621 | 0.0053 | 0.0681 | 0.3904 | 0.3987 | 0.0997 | 0.4025 | 0.3987 | 0.2773 | 0.2508 | 0.457 | 0.3425 | 0.447 | 0.476 | 0.4297 |  | 1 | 2 | 3 | 4 | 5 |  | 1 | 2 | 3 | 4 | 5 |  | 1 | 2 | 3 | 4 | 5 |  | 1 | 2 | 3 | 4 | 5
|  | 33:00 | 0 | 0 | 0 | 0 | 0 | 0 | 0.4657 | 0.4355 | 0.4771 | 0.3181 | 0.3369 | 0.4067 | 0.4001 | 0.4322 | 0.0942 | 0.3929 | 0.4322 | 0.2799 | 0.2143 | 0.4694 | 0.3063 | 0.5191 | 0.4703 | 0.4246 | 1:00 | 0 | 0 | 0 | 0 | 0 | 1:00 | 0 | 0 | 0 | 0 | 0 | 1:00 | 0.5161 | 0.3589 | 0.3332 | 0.2414 | 0.4311 | 1:00 | 0.7245 | 0.2626 | 0.2021 | 0.2197 | 0.604
|  | 34:00 | 0.0943 | 0.1206 | 0.0771 | 0 | 0 | 0.0584 | 0.7051 | 0.7039 | 0.6804 | 0.5522 | 0.6468 | 0.6577 | 0.4204 | 0.4703 | 0.138 | 0.4736 | 0.4703 | 0.3238 | 0.1795 | 0.5433 | 0.2414 | 0.402 | 0.4187 | 0.3987 | 2:00 | 0 | 0 | 0 | 0 | 0 | 2:00 | 0 | 0 | 0 | 0 | 0 | 2:00 | 0.5189 | 0.3259 | 0.3234 | 0.2526 | 0.4354 | 2:00 | 0.6528 | 0.2419 | 0.2494 | 0.1822 | 0.6028
|  | 35:00 | 0.2844 | 0.5028 | 0.2332 | 0.0384 | 0.2473 | 0.2612 | 0.7824 | 0.7697 | 0.698 | 0.6017 | 0.7572 | 0.7218 | 0.4548 | 0.5354 | 0.157 | 0.5414 | 0.5354 | 0.3623 | 0.1735 | 0.6101 | 0.212 | 0.3594 | 0.4739 | 0.4356 | 3:00 | 0 | 0 | 0 | 0 | 0 | 3:00 | 0 | 0 | 0 | 0 | 0 | 3:00 | 0.5242 | 0.2413 | 0.3394 | 0.2376 | 0.4 | 3:00 | 0.6344 | 0.2091 | 0.2364 | 0.1779 | 0.5564
|  | 36:00 | 0.4503 | 0.5996 | 0.2676 | 0.093 | 0.5459 | 0.3913 | 0.7764 | 0.7446 | 0.6983 | 0.671 | 0.7611 | 0.7303 | 0.528 | 0.5736 | 0.1734 | 0.5493 | 0.5736 | 0.3956 | 0.2558 | 0.6836 | 0.4384 | 0.3501 | 0.6124 | 0.5566 | 4:00 | 0 | 0 | 0 | 0 | 0 | 4:00 | 0 | 0 | 0 | 0 | 0 | 4:00 | 0.4874 | 0.2159 | 0.3059 | 0.2193 | 0.3682 | 4:00 | 0.6021 | 0.2409 | 0.1467 | 0.2098 | 0.5053
|  | 37:00 | 0.4974 | 0.6087 | 0.2485 | 0.1189 | 0.4577 | 0.3862 | 0.7441 | 0.7473 | 0.6806 | 0.6304 | 0.7424 | 0.709 | 0.4439 | 0.4078 | 0.1589 | 0.4572 | 0.4078 | 0.3281 | 0.2891 | 0.6269 | 0.3501 | 0.2159 | 0.7052 | 0.5781 | 5:00 | 0 | 0 | 0 | 0 | 0 | 5:00 | 0 | 0 | 0 | 0 | 0 | 5:00 | 0.4878 | 0.1884 | 0.3093 | 0.2238 | 0.3837 | 5:00 | 0.5479 | 0.2286 | 0.0622 | 0.3118 | 0.4715
|  | 38:00 | 0.4976 | 0.6204 | 0.0852 | 0.1236 | 0.3809 | 0.3415 | 0.7565 | 0.7493 | 0.7248 | 0.6099 | 0.7305 | 0.7142 | 0.3597 | 0.3062 | 0.1286 | 0.3466 | 0.3062 | 0.2582 | 0.2096 | 0.5038 | 0.2281 | 0.2448 | 0.6404 | 0.4961 | 6:00 | 0 | 0 | 0 | 0 | 0 | 6:00 | 0 | 0.0283 | 0 | 0 | 0.0581 | 6:00 | 0.4935 | 0.1507 | 0.3208 | 0.23 | 0.3681 | 6:00 | 0.5265 | 0.1095 | 0.0203 | 0.3372 | 0.4799
|  | 39:00 | 0.4094 | 0.6377 | 0.0976 | 0.111 | 0.3474 | 0.3206 | 0.7402 | 0.6425 | 0.5915 | 0.5894 | 0.7166 | 0.6561 | 0.4351 | 0.3687 | 0.1434 | 0.3977 | 0.3687 | 0.3029 | 0.2128 | 0.5183 | 0.4061 | 0.352 | 0.5536 | 0.4812 | 7:00 | 0 | 0 | 0 | 0 | 0 | 7:00 | 0 | 0.2214 | 0.0231 | 0 | 0.331 | 7:00 | 0.4599 | 0.1154 | 0.3063 | 0.2547 | 0.3045 | 7:00 | 0.4717 | 0.088 | 0.0183 | 0.29 | 0.4119
|  | 40:00 | 0.4467 | 0.6345 | 0.0897 | 0.1039 | 0.4589 | 0.3467 | 0.6328 | 0.6613 | 0.4989 | 0.4689 | 0.7239 | 0.5972 | 0.4177 | 0.3212 | 0.1424 | 0.3887 | 0.3212 | 0.2902 | 0.2718 | 0.5246 | 0.4751 | 0.369 | 0.442 | 0.442 | 8:00 | 0 | 0.0607 | 0 | 0 | 0.0602 | 8:00 | 0.0332 | 0.5717 | 0.3102 | 0.0081 | 0.6708 | 8:00 | 0.4913 | 0.104 | 0.2997 | 0.2733 | 0.2684 | 8:00 | 0.4991 | 0.0259 | 0.0224 | 0.3192 | 0.2738
|  | 41:00 | 0.2648 | 0.4357 | 0 | 0.0552 | 0.1652 | 0.1842 | 0.4947 | 0.4604 | 0.2752 | 0.3842 | 0.5866 | 0.4402 | 0.3908 | 0.3303 | 0.1453 | 0.4009 | 0.3303 | 0.2873 | 0.3113 | 0.5425 | 0.4396 | 0.3181 | 0.439 | 0.4427 | 9:00 | 0 | 0.4297 | 0 | 0 | 0.5612 | 9:00 | 0.3187 | 0.7398 | 0.6758 | 0.2117 | 0.8122 | 9:00 | 0.5465 | 0.1065 | 0.3141 | 0.3084 | 0.2292 | 9:00 | 0.5338 | 0.0041 | 0.032 | 0.3786 | 0.1896
|  | 42:00 | 0.003 | 0.0611 | 0 | 0 | 0.0161 | 0.016 | 0.1547 | 0.1866 | 0.0869 | 0.182 | 0.3008 | 0.1822 | 0.4544 | 0.444 | 0.1727 | 0.5011 | 0.444 | 0.3496 | 0.3525 | 0.61 | 0.5217 | 0.4204 | 0.492 | 0.5031 | 10:00 | 0.0219 | 0.6515 | 0.371 | 0.0675 | 0.8734 | 10:00 | 0.6137 | 0.8399 | 0.7659 | 0.3492 | 0.8718 | 10:00 | 0.5607 | 0.1162 | 0.2549 | 0.3483 | 0.2511 | 10:00 | 0.4967 | 0.0548 | 0.0155 | 0.2597 | 0.2355
|  | 43:00 | 0 | 0 | 0 | 0 | 0 | 0 | 0.0001 | 0.006 | 0 | 0.0011 | 0.0086 | 0.0031 | 0.4559 | 0.5069 | 0.1732 | 0.4982 | 0.5069 | 0.3571 | 0.3847 | 0.6305 | 0.496 | 0.5177 | 0.5377 | 0.5357 | 11:00 | 0.2655 | 0.6501 | 0.6508 | 0.1402 | 0.8388 | 11:00 | 0.6376 | 0.8128 | 0.7522 | 0.3977 | 0.8748 | 11:00 | 0.6032 | 0.0778 | 0.1104 | 0.4005 | 0.331 | 11:00 | 0.6964 | 0.0376 | 0.0015 | 0.1881 | 0.3992
|  | 44:00 | 0 | 0 | 0 | 0 | 0 | 0 | 0 | 0 | 0 | 0 | 0 | 0 | 0.5011 | 0.5979 | 0.1737 | 0.5674 | 0.5979 | 0.3946 | 0.4378 | 0.6775 | 0.4221 | 0.5388 | 0.4807 | 0.5162 | 12:00 | 0.4207 | 0.6795 | 0.6226 | 0.1428 | 0.7604 | 12:00 | 0.5772 | 0.8002 | 0.721 | 0.3592 | 0.8489 | 12:00 | 0.6339 | 0.0698 | 0.0844 | 0.3066 | 0.3655 | 12:00 | 0.7534 | 0.0135 | 0.0198 | 0.1245 | 0.4157
|  | 45:00 | 0 | 0 | 0 | 0 | 0 | 0 | 0 | 0 | 0 | 0 | 0 | 0 | 0.5414 | 0.6738 | 0.171 | 0.6219 | 0.6738 | 0.4247 | 0.501 | 0.713 | 0.3751 | 0.5152 | 0.4428 | 0.5059 | 13:00 | 0.3856 | 0.6759 | 0.6583 | 0.1288 | 0.8196 | 13:00 | 0.5725 | 0.7755 | 0.728 | 0.3887 | 0.8464 | 13:00 | 0.528 | 0.1571 | 0.0807 | 0.2485 | 0.3802 | 13:00 | 0.7248 | 0.0171 | 0.0083 | 0.1229 | 0.3938
|  | 46:00 | 0 | 0 | 0 | 0 | 0 | 0 | 0 | 0 | 0 | 0 | 0 | 0 | 0.541 | 0.7208 | 0.1773 | 0.6598 | 0.7208 | 0.4403 | 0.4969 | 0.7158 | 0.3265 | 0.5712 | 0.3604 | 0.4616 | 14:00 | 0.418 | 0.6623 | 0.6899 | 0.1201 | 0.7537 | 14:00 | 0.5686 | 0.8242 | 0.7433 | 0.345 | 0.8558 | 14:00 | 0.5236 | 0.2034 | 0.0653 | 0.1554 | 0.3521 | 14:00 | 0.6803 | 0.0287 | 0.012 | 0.1342 | 0.3636
|  | 47:00 | 0 | 0 | 0 | 0 | 0 | 0 | 0 | 0 | 0 | 0 | 0 | 0 | 0.4343 | 0.4994 | 0.1476 | 0.5444 | 0.4994 | 0.3491 | 0.4421 | 0.6198 | 0.1502 | 0.3745 | 0.4015 | 0.4254 | 15:00 | 0.4774 | 0.6669 | 0.7272 | 0.137 | 0.8042 | 15:00 | 0.5976 | 0.7961 | 0.7867 | 0.3894 | 0.8339 | 15:00 | 0.5517 | 0.1604 | 0.0549 | 0.1006 | 0.3586 | 15:00 | 0.605 | 0.0752 | 0.0112 | 0.0938 | 0.3004
|  | 48:00 | 0 | 0 | 0 | 0 | 0 | 0 | 0 | 0 | 0 | 0 | 0 | 0 | 0.421 | 0.4545 | 0.1312 | 0.4711 | 0.4545 | 0.3189 | 0.3769 | 0.5331 | 0.2578 | 0.3324 | 0.3917 | 0.404 | 16:00 | 0.5507 | 0.7713 | 0.7628 | 0.1227 | 0.7466 | 16:00 | 0.6222 | 0.8092 | 0.7531 | 0.2559 | 0.8272 | 16:00 | 0.5189 | 0.1285 | 0.0703 | 0.1587 | 0.3509 | 16:00 | 0.5245 | 0.1243 | 0.0316 | 0.0827 | 0.2923
Mar | Spring | 49:00 | 0 | 0 | 0 | 0 | 0 | 0 | 0 | 0 | 0 | 0 | 0 | 0 | 0.4019 | 0.438 | 0.1198 | 0.491 | 0.438 | 0.3109 | 0.5272 | 0.6632 | 0.4977 | 0.4303 | 0.3493 | 0.4609 | 17:00 | 0.3165 | 0.772 | 0.3239 | 0.1213 | 0.6032 | 17:00 | 0.5366 | 0.8159 | 0.5876 | 0.2873 | 0.7226 | 17:00 | 0.5002 | 0.1697 | 0.0799 | 0.1271 | 0.2787 | 17:00 | 0.5018 | 0.137 | 0.0419 | 0.094 | 0.2827
|  | 50:00 | 0 | 0 | 0 | 0 | 0 | 0 | 0 | 0 | 0 | 0 | 0 | 0 | 0.4382 | 0.5198 | 0.1161 | 0.4927 | 0.5198 | 0.3297 | 0.444 | 0.6632 | 0.4995 | 0.4095 | 0.4172 | 0.4848 | 18:00 | 0 | 0.4584 | 0 | 0 | 0.491 | 18:00 | 0.1136 | 0.5521 | 0.0985 | 0.1736 | 0.6113 | 18:00 | 0.5045 | 0.1557 | 0.0811 | 0.1255 | 0.2987 | 18:00 | 0.5078 | 0.194 | 0.0709 | 0.1287 | 0.369
|  | 51:00 | 0 | 0 | 0 | 0 | 0 | 0 | 0 | 0 | 0 | 0 | 0 | 0 | 0.3895 | 0.5961 | 0.1198 | 0.5182 | 0.5961 | 0.3316 | 0.4028 | 0.6472 | 0.5451 | 0.4306 | 0.3686 | 0.4583 | 19:00 | 0 | 0.0017 | 0 | 0 | 0.0264 | 19:00 | 0 | 0.2717 | 0 | 0.0018 | 0.2462 | 19:00 | 0.5145 | 0.2252 | 0.127 | 0.1573 | 0.3484 | 19:00 | 0.5762 | 0.2677 | 0.187 | 0.2299 | 0.5315
|  | 52:00 | 0 | 0 | 0 | 0 | 0 | 0 | 0 | 0 | 0 | 0 | 0 | 0 | 0.3611 | 0.5037 | 0.1295 | 0.5154 | 0.5037 | 0.3159 | 0.4422 | 0.6874 | 0.5882 | 0.4568 | 0.3397 | 0.4634 | 20:00 | 0 | 0 | 0 | 0 | 0 | 20:00 | 0 | 0.0091 | 0 | 0 | 0.0083 | 20:00 | 0.5689 | 0.229 | 0.2395 | 0.2323 | 0.3661 | 20:00 | 0.6905 | 0.3454 | 0.3624 | 0.3118 | 0.577
|  | 53:00 | 0 | 0 | 0 | 0 | 0 | 0 | 0 | 0 | 0 | 0 | 0 | 0 | 0.3139 | 0.4761 | 0.1041 | 0.4282 | 0.4761 | 0.2718 | 0.4876 | 0.6657 | 0.5756 | 0.4822 | 0.2807 | 0.4338 | 21:00 | 0 | 0 | 0 | 0 | 0 | 21:00 | 0 | 0 | 0 | 0 | 0 | 21:00 | 0.5869 | 0.2226 | 0.3636 | 0.3023 | 0.4108 | 21:00 | 0.753 | 0.4582 | 0.5522 | 0.3798 | 0.5946
|  | 54:00 | 0 | 0 | 0 | 0 | 0 | 0 | 0 | 0 | 0 | 0 | 0 | 0 | 0.2912 | 0.4427 | 0.1244 | 0.4654 | 0.4427 | 0.277 | 0.5604 | 0.6296 | 0.6904 | 0.5407 | 0.2936 | 0.456 | 22:00 | 0 | 0 | 0 | 0 | 0 | 22:00 | 0 | 0 | 0 | 0 | 0 | 22:00 | 0.625 | 0.2563 | 0.4838 | 0.2613 | 0.437 | 22:00 | 0.7551 | 0.4664 | 0.5931 | 0.3496 | 0.6373
|  | 55:00 | 0 | 0 | 0 | 0 | 0 | 0 | 0 | 0.0034 | 0 | 0 | 0 | 0.0007 | 0.3393 | 0.4562 | 0.0992 | 0.4441 | 0.4562 | 0.2778 | 0.4933 | 0.5426 | 0.7688 | 0.5616 | 0.2784 | 0.431 | 23:00 | 0 | 0 | 0 | 0 | 0 | 23:00 | 0 | 0 | 0 | 0 | 0 | 23:00 | 0.5997 | 0.2378 | 0.4104 | 0.3528 | 0.4024 | 23:00 | 0.7923 | 0.3931 | 0.4386 | 0.6228 | 0.584
|  | 56:00 | 0 | 0 | 0 | 0 | 0 | 0 | 0.1432 | 0.1876 | 0.0235 | 0.1096 | 0.0607 | 0.1049 | 0.4779 | 0.4097 | 0.0826 | 0.3735 | 0.4097 | 0.2907 | 0.4046 | 0.4776 | 0.7102 | 0.5751 | 0.2238 | 0.3728 | 24:00 | 0 | 0 | 0 | 0 | 0 | 24:00 | 0 | 0 | 0 | 0 | 0 | 24:00 | 0.5524 | 0.2588 | 0.4066 | 0.3649 | 0.3856 | 24:00 | 0.8005 | 0.3088 | 0.4134 | 0.6048 | 0.6328
|  | 57:00 | 0 | 0.0042 | 0 | 0 | 0 | 0.0008 | 0.4621 | 0.5912 | 0.0614 | 0.4015 | 0.4395 | 0.3912 | 0.4622 | 0.3678 | 0.0742 | 0.3322 | 0.3678 | 0.2698 | 0.3507 | 0.4239 | 0.654 | 0.6047 | 0.1917 | 0.3333
|  | 58:00 | 0.2182 | 0.3351 | 0 | 0.1932 | 0.1338 | 0.176 | 0.657 | 0.7865 | 0.2379 | 0.6205 | 0.6944 | 0.5993 | 0.4017 | 0.4138 | 0.1253 | 0.3686 | 0.4138 | 0.2858 | 0.4306 | 0.4069 | 0.7136 | 0.6831 | 0.1779 | 0.3419
|  | 59:00 | 0.5002 | 0.7479 | 0 | 0.4246 | 0.4501 | 0.4246 | 0.7329 | 0.8408 | 0.3587 | 0.7949 | 0.7934 | 0.7042 | 0.4928 | 0.5659 | 0.1248 | 0.505 | 0.5659 | 0.3565 | 0.3006 | 0.325 | 0.8233 | 0.6586 | 0.1987 | 0.3306 | West
|  | 60:00 | 0.5334 | 0.7507 | 0.168 | 0.583 | 0.5327 | 0.5136 | 0.7943 | 0.8434 | 0.5496 | 0.8067 | 0.8052 | 0.7599 | 0.5693 | 0.5552 | 0.1341 | 0.5181 | 0.5552 | 0.3831 | 0.2764 | 0.3536 | 0.8207 | 0.6536 | 0.2739 | 0.3715 |  | SOLAR CSP | [5 empty] | SOLAR PVSAT | [5 empty] | wind | [5 empty] | new wind
|  | 61:00 | 0.5713 | 0.7408 | 0.3381 | 0.6706 | 0.5635 | 0.5769 | 0.7825 | 0.8309 | 0.6791 | 0.8094 | 0.7907 | 0.7785 | 0.5345 | 0.4525 | 0.1129 | 0.4368 | 0.4525 | 0.3365 | 0.3347 | 0.4108 | 0.8523 | 0.7066 | 0.3518 | 0.4362 |  | 1 | 2 | 3 | 4 | 5 |  | 1 | 2 | 3 | 4 | 5 |  | 1 | 2 | 3 | 4 | 5 |  | 1 | 2 | 3 | 4 | 5
|  | 62:00 | 0.586 | 0.7448 | 0.4453 | 0.6625 | 0.4367 | 0.5751 | 0.7773 | 0.8354 | 0.8172 | 0.8132 | 0.77 | 0.8026 | 0.4966 | 0.3516 | 0.1381 | 0.3577 | 0.3516 | 0.3082 | 0.2941 | 0.3765 | 0.8671 | 0.7075 | 0.3182 | 0.4087 | 1:00 | 0 | 0 | 0 | 0 | 0 | 1:00 | 0 | 0 | 0 | 0 | 0 | 1:00 | 0.7079 | 0.4741 | 0.4858 | 0.2164 | 0.6074 | 1:00 | 0.6743 | 0.6068 | 0.5045 | 0.3585 | 0.6308
|  | 63:00 | 0.5851 | 0.7508 | 0.5712 | 0.6674 | 0.5637 | 0.6277 | 0.7794 | 0.8483 | 0.8211 | 0.7921 | 0.7747 | 0.8031 | 0.4158 | 0.3536 | 0.1122 | 0.3715 | 0.3536 | 0.278 | 0.3432 | 0.4391 | 0.9017 | 0.6984 | 0.3538 | 0.4498 | 2:00 | 0 | 0 | 0 | 0 | 0 | 2:00 | 0 | 0 | 0 | 0 | 0 | 2:00 | 0.6311 | 0.478 | 0.4906 | 0.1559 | 0.6871 | 2:00 | 0.6259 | 0.5786 | 0.5357 | 0.3868 | 0.6532
|  | 64:00 | 0.517 | 0.7321 | 0.564 | 0.6423 | 0.5417 | 0.5994 | 0.7204 | 0.8257 | 0.757 | 0.7831 | 0.7438 | 0.766 | 0.4213 | 0.374 | 0.1163 | 0.3312 | 0.374 | 0.2756 | 0.3926 | 0.5244 | 0.8909 | 0.7456 | 0.4345 | 0.5161 | 3:00 | 0 | 0 | 0 | 0 | 0 | 3:00 | 0 | 0 | 0 | 0 | 0 | 3:00 | 0.6106 | 0.3393 | 0.4622 | 0.1177 | 0.5962 | 3:00 | 0.5995 | 0.4325 | 0.5215 | 0.3607 | 0.6486
|  | 65:00 | 0.3638 | 0.5514 | 0.3375 | 0.5187 | 0.3475 | 0.4238 | 0.5658 | 0.6556 | 0.5051 | 0.6473 | 0.6269 | 0.6001 | 0.4039 | 0.3712 | 0.1208 | 0.3259 | 0.3712 | 0.2711 | 0.4217 | 0.4908 | 0.8441 | 0.7563 | 0.4502 | 0.5148 | 4:00 | 0 | 0 | 0 | 0 | 0 | 4:00 | 0 | 0 | 0 | 0 | 0 | 4:00 | 0.5905 | 0.2878 | 0.3715 | 0.0772 | 0.5261 | 4:00 | 0.5902 | 0.3836 | 0.445 | 0.2669 | 0.6249
|  | 66:00 | 0 | 0.0925 | 0 | 0.0614 | 0 | 0.0308 | 0.2652 | 0.403 | 0.1733 | 0.3705 | 0.3745 | 0.3173 | 0.3278 | 0.3617 | 0.1314 | 0.3215 | 0.3617 | 0.2519 | 0.4883 | 0.5474 | 0.8437 | 0.7828 | 0.5164 | 0.5695 | 5:00 | 0 | 0 | 0 | 0 | 0 | 5:00 | 0 | 0 | 0 | 0 | 0 | 5:00 | 0.5198 | 0.2682 | 0.3478 | 0.0842 | 0.5302 | 5:00 | 0.59 | 0.3008 | 0.3945 | 0.2306 | 0.5599
|  | 67:00 | 0 | 0 | 0 | 0 | 0 | 0 | 0.0106 | 0.0282 | 0.001 | 0.0159 | 0.0276 | 0.0166 | 0.291 | 0.3366 | 0.0968 | 0.3201 | 0.3366 | 0.2244 | 0.6 | 0.5825 | 0.8913 | 0.8752 | 0.5814 | 0.6322 | 6:00 | 0 | 0 | 0 | 0 | 0 | 6:00 | 0 | 0.0027 | 0 | 0 | 0.045 | 6:00 | 0.5211 | 0.2273 | 0.4057 | 0.0846 | 0.5016 | 6:00 | 0.5729 | 0.2256 | 0.3575 | 0.2343 | 0.5244
|  | 68:00 | 0 | 0 | 0 | 0 | 0 | 0 | 0 | 0 | 0 | 0 | 0 | 0 | 0.3242 | 0.3418 | 0.1155 | 0.3583 | 0.3418 | 0.2495 | 0.6186 | 0.6476 | 0.8139 | 0.7919 | 0.631 | 0.6614 | 7:00 | 0 | 0 | 0 | 0 | 0 | 7:00 | 0 | 0.1192 | 0.0177 | 0 | 0.3098 | 7:00 | 0.5251 | 0.1892 | 0.3775 | 0.0809 | 0.4284 | 7:00 | 0.5376 | 0.2202 | 0.3716 | 0.2214 | 0.486
|  | 69:00 | 0 | 0 | 0 | 0 | 0 | 0 | 0 | 0 | 0 | 0 | 0 | 0 | 0.3288 | 0.3568 | 0.1311 | 0.3938 | 0.3568 | 0.2659 | 0.6098 | 0.6763 | 0.6646 | 0.6763 | 0.6615 | 0.66 | 8:00 | 0 | 0 | 0 | 0 | 0 | 8:00 | 0.0684 | 0.3724 | 0.264 | 0.0074 | 0.619 | 8:00 | 0.5671 | 0.0996 | 0.3891 | 0.1664 | 0.3703 | 8:00 | 0.5822 | 0.1997 | 0.4002 | 0.2865 | 0.4129
|  | 70:00 | 0 | 0 | 0 | 0 | 0 | 0 | 0 | 0 | 0 | 0 | 0 | 0 | 0.4091 | 0.4901 | 0.1495 | 0.4823 | 0.4901 | 0.3293 | 0.4975 | 0.5981 | 0.4927 | 0.5553 | 0.6856 | 0.6167 | 9:00 | 0 | 0.1296 | 0.0654 | 0 | 0.4243 | 9:00 | 0.4111 | 0.4963 | 0.7338 | 0.1046 | 0.8455 | 9:00 | 0.6276 | 0.074 | 0.4004 | 0.3202 | 0.3137 | 9:00 | 0.6504 | 0.2185 | 0.4407 | 0.3803 | 0.3699
|  | 71:00 | 0 | 0 | 0 | 0 | 0 | 0 | 0 | 0 | 0 | 0 | 0 | 0 | 0.3655 | 0.4991 | 0.1256 | 0.4466 | 0.4991 | 0.3014 | 0.4154 | 0.5548 | 0.5015 | 0.5665 | 0.614 | 0.5632 | 10:00 | 0.0926 | 0.3349 | 0.4911 | 0 | 0.9839 | 10:00 | 0.6974 | 0.5836 | 0.8248 | 0.1459 | 0.9433 | 10:00 | 0.6323 | 0.0848 | 0.3174 | 0.3693 | 0.3416 | 10:00 | 0.651 | 0.231 | 0.3562 | 0.3711 | 0.3738
|  | 72:00 | 0 | 0 | 0 | 0 | 0 | 0 | 0 | 0 | 0 | 0 | 0 | 0 | 0.2956 | 0.4105 | 0.1023 | 0.3639 | 0.4105 | 0.2454 | 0.3986 | 0.5649 | 0.5432 | 0.5121 | 0.5194 | 0.5184 | 11:00 | 0.3896 | 0.6042 | 0.7745 | 0 | 0.9844 | 11:00 | 0.678 | 0.8196 | 0.8034 | 0.3293 | 0.94 | 11:00 | 0.7741 | 0.0416 | 0.1321 | 0.4782 | 0.4743 | 11:00 | 0.6886 | 0.1568 | 0.1875 | 0.5299 | 0.4663
Apr |  | 73:00 | 0 | 0 | 0 | 0 | 0 | 0 | 0 | 0 | 0 | 0 | 0 | 0 | 0.4901 | 0.7972 | 0.1844 | 0.7515 | 0.7972 | 0.456 | 0.7445 | 0.6554 | 0.5128 | 0.5885 | 0.6815 | 0.6593 | 12:00 | 0.496 | 0.6051 | 0.7072 | 0 | 0.9476 | 12:00 | 0.6233 | 0.7964 | 0.7458 | 0.2751 | 0.9237 | 12:00 | 0.7674 | 0.0251 | 0.1285 | 0.3051 | 0.456 | 12:00 | 0.6696 | 0.1329 | 0.1809 | 0.4886 | 0.4422
|  | 74:00 | 0 | 0 | 0 | 0 | 0 | 0 | 0 | 0 | 0 | 0 | 0 | 0 | 0.5022 | 0.7537 | 0.1772 | 0.7319 | 0.7537 | 0.4475 | 0.7947 | 0.7184 | 0.4061 | 0.5213 | 0.6342 | 0.6402 | 13:00 | 0.4415 | 0.6568 | 0.7125 | 0.0034 | 0.9321 | 13:00 | 0.6388 | 0.8065 | 0.7393 | 0.257 | 0.9188 | 13:00 | 0.6805 | 0.2403 | 0.1182 | 0.2073 | 0.3987 | 13:00 | 0.5555 | 0.2155 | 0.1833 | 0.3991 | 0.3854
|  | 75:00 | 0 | 0 | 0 | 0 | 0 | 0 | 0 | 0 | 0 | 0 | 0 | 0 | 0.5128 | 0.782 | 0.1902 | 0.7698 | 0.782 | 0.4666 | 0.7792 | 0.7346 | 0.3838 | 0.3994 | 0.6364 | 0.6353 | 14:00 | 0.4611 | 0.8619 | 0.7404 | 0 | 0.9762 | 14:00 | 0.6513 | 0.8679 | 0.772 | 0.3395 | 0.9171 | 14:00 | 0.5853 | 0.1338 | 0.0889 | 0.1002 | 0.3625 | 14:00 | 0.4789 | 0.1411 | 0.1315 | 0.3042 | 0.3176
|  | 76:00 | 0 | 0 | 0 | 0 | 0 | 0 | 0 | 0 | 0 | 0 | 0 | 0 | 0.4968 | 0.7423 | 0.1728 | 0.7104 | 0.7423 | 0.4386 | 0.7488 | 0.7747 | 0.3124 | 0.3205 | 0.6141 | 0.6181 | 15:00 | 0.4602 | 0.8937 | 0.7638 | 0 | 0.9462 | 15:00 | 0.6619 | 0.8772 | 0.7878 | 0.2888 | 0.9174 | 15:00 | 0.4918 | 0.1002 | 0.0728 | 0.051 | 0.3116 | 15:00 | 0.4113 | 0.0941 | 0.1042 | 0.173 | 0.2729
|  | 77:00 | 0 | 0 | 0 | 0 | 0 | 0 | 0 | 0 | 0 | 0 | 0 | 0 | 0.4716 | 0.6588 | 0.1618 | 0.6216 | 0.6588 | 0.3995 | 0.7481 | 0.7488 | 0.3487 | 0.326 | 0.6246 | 0.6218 | 16:00 | 0.5228 | 0.5664 | 0.7968 | 0 | 0.9608 | 16:00 | 0.6347 | 0.7564 | 0.7787 | 0.122 | 0.9009 | 16:00 | 0.4502 | 0.0779 | 0.1181 | 0.0795 | 0.282 | 16:00 | 0.3237 | 0.068 | 0.1199 | 0.1482 | 0.273
|  | 78:00 | 0 | 0 | 0 | 0 | 0 | 0 | 0.0014 | 0.002 | 0 | 0 | 0 | 0.0007 | 0.4353 | 0.5785 | 0.1455 | 0.5944 | 0.5785 | 0.3679 | 0.8028 | 0.6806 | 0.3613 | 0.3671 | 0.7133 | 0.6604 | 17:00 | 0.3371 | 0.486 | 0.5714 | 0 | 0.8281 | 17:00 | 0.524 | 0.581 | 0.6532 | 0.1236 | 0.7809 | 17:00 | 0.4308 | 0.0664 | 0.129 | 0.1039 | 0.2073 | 17:00 | 0.3347 | 0.092 | 0.132 | 0.1322 | 0.2328
|  | 79:00 | 0 | 0 | 0 | 0 | 0 | 0 | 0.1016 | 0.1197 | 0.0292 | 0.0329 | 0.1955 | 0.0958 | 0.428 | 0.4881 | 0.1287 | 0.525 | 0.4881 | 0.3345 | 0.7596 | 0.5497 | 0.3676 | 0.3396 | 0.7471 | 0.6425 | 18:00 | 0 | 0.3792 | 0 | 0 | 0.8093 | 18:00 | 0.1646 | 0.4825 | 0.2591 | 0.1454 | 0.7284 | 18:00 | 0.4523 | 0.0966 | 0.1385 | 0.1495 | 0.2266 | 18:00 | 0.3884 | 0.2512 | 0.1296 | 0.1464 | 0.2617
|  | 80:00 | 0 | 0 | 0 | 0 | 0 | 0 | 0.4377 | 0.3413 | 0.2824 | 0.2432 | 0.6724 | 0.3954 | 0.3158 | 0.3645 | 0.1038 | 0.3985 | 0.3645 | 0.2531 | 0.6612 | 0.4204 | 0.5347 | 0.4047 | 0.5969 | 0.5487 | 19:00 | 0 | 0.0624 | 0 | 0 | 0.4521 | 19:00 | 0.0012 | 0.1546 | 0.0023 | 0.0125 | 0.3873 | 19:00 | 0.5123 | 0.2207 | 0.2412 | 0.2014 | 0.3378 | 19:00 | 0.4198 | 0.3281 | 0.2187 | 0.2359 | 0.3581
|  | 81:00 | 0.1055 | 0.1789 | 0.0455 | 0 | 0.2016 | 0.1063 | 0.5326 | 0.5164 | 0.5664 | 0.4386 | 0.9314 | 0.5971 | 0.2343 | 0.2759 | 0.0885 | 0.3018 | 0.2759 | 0.1942 | 0.5498 | 0.3037 | 0.6601 | 0.4692 | 0.4586 | 0.4574 | 20:00 | 0 | 0 | 0 | 0 | 0 | 20:00 | 0 | 0.0022 | 0 | 0 | 0.0365 | 20:00 | 0.5883 | 0.2393 | 0.4144 | 0.273 | 0.4379 | 20:00 | 0.4755 | 0.3266 | 0.379 | 0.3787 | 0.4294
|  | 82:00 | 0.2351 | 0.5234 | 0.0378 | 0.0037 | 0.4131 | 0.2426 | 0.6937 | 0.7146 | 0.5973 | 0.6443 | 0.979 | 0.7258 | 0.2387 | 0.2749 | 0.0799 | 0.2823 | 0.2749 | 0.1881 | 0.3326 | 0.2141 | 0.6133 | 0.4368 | 0.2989 | 0.3256 | 21:00 | 0 | 0 | 0 | 0 | 0 | 21:00 | 0 | 0 | 0 | 0 | 0 | 21:00 | 0.6043 | 0.2929 | 0.6051 | 0.3298 | 0.511 | 21:00 | 0.5161 | 0.3246 | 0.5573 | 0.5083 | 0.4961
|  | 83:00 | 0.3224 | 0.6106 | 0.1893 | 0 | 0.5187 | 0.3282 | 0.6577 | 0.7741 | 0.639 | 0.7218 | 0.9679 | 0.7521 | 0.2258 | 0.3041 | 0.0839 | 0.2932 | 0.3041 | 0.1917 | 0.4044 | 0.1922 | 0.5747 | 0.4512 | 0.4198 | 0.3857 | 22:00 | 0 | 0 | 0 | 0 | 0 | 22:00 | 0 | 0 | 0 | 0 | 0 | 22:00 | 0.6573 | 0.4468 | 0.6889 | 0.2489 | 0.5457 | 22:00 | 0.5755 | 0.3549 | 0.6541 | 0.5111 | 0.5487
|  | 84:00 | 0.3717 | 0.651 | 0.513 | 0.0397 | 0.4423 | 0.4036 | 0.7851 | 0.7777 | 0.748 | 0.8009 | 0.9394 | 0.8102 | 0.3282 | 0.423 | 0.1279 | 0.4533 | 0.423 | 0.2841 | 0.6083 | 0.1957 | 0.6472 | 0.4106 | 0.6446 | 0.529 | 23:00 | 0 | 0 | 0 | 0 | 0 | 23:00 | 0 | 0 | 0 | 0 | 0 | 23:00 | 0.6528 | 0.4591 | 0.5854 | 0.3169 | 0.5268 | 23:00 | 0.6282 | 0.3316 | 0.5919 | 0.554 | 0.5603
|  | 85:00 | 0.4552 | 0.7989 | 0.5299 | 0.1222 | 0.5245 | 0.4861 | 0.8012 | 0.7708 | 0.7071 | 0.8366 | 0.8925 | 0.8016 | 0.4264 | 0.5567 | 0.1422 | 0.4894 | 0.5567 | 0.3406 | 0.5031 | 0.2567 | 0.535 | 0.3656 | 0.7722 | 0.5802 | 24:00 | 0 | 0 | 0 | 0 | 0 | 24:00 | 0 | 0 | 0 | 0 | 0 | 24:00 | 0.6983 | 0.4261 | 0.6004 | 0.3 | 0.6188 | 24:00 | 0.6656 | 0.3562 | 0.5747 | 0.5145 | 0.6398
|  | 86:00 | 0.5988 | 0.8842 | 0.5587 | 0.0973 | 0.4527 | 0.5183 | 0.834 | 0.8301 | 0.7051 | 0.8478 | 0.8175 | 0.8069 | 0.45 | 0.3819 | 0.1308 | 0.3779 | 0.3819 | 0.2997 | 0.5732 | 0.3566 | 0.4762 | 0.2784 | 0.652 | 0.5397
|  | 87:00 | 0.6746 | 0.8483 | 0.5792 | 0.2029 | 0.4102 | 0.543 | 0.8855 | 0.7944 | 0.7514 | 0.887 | 0.7328 | 0.8102 | 0.3854 | 0.3208 | 0.1127 | 0.3368 | 0.3208 | 0.2589 | 0.5983 | 0.3502 | 0.4996 | 0.2782 | 0.455 | 0.4448
|  | 88:00 | 0.494 | 0.8716 | 0.5207 | 0.272 | 0.4208 | 0.5158 | 0.8597 | 0.7453 | 0.7507 | 0.7929 | 0.3958 | 0.7089 | 0.3797 | 0.3404 | 0.115 | 0.3234 | 0.3404 | 0.2578 | 0.6161 | 0.3483 | 0.6139 | 0.3184 | 0.441 | 0.4542 | Coastal
|  | 89:00 | 0.6101 | 0.7637 | 0.533 | 0.3717 | 0.0789 | 0.4714 | 0.8062 | 0.6603 | 0.5717 | 0.718 | 0.7843 | 0.7081 | 0.3672 | 0.3367 | 0.1233 | 0.3453 | 0.3367 | 0.2615 | 0.6242 | 0.3939 | 0.6877 | 0.3447 | 0.5192 | 0.5143 |  | SOLAR CSP | [5 empty] | SOLAR PVSAT | [5 empty] | wind | [5 empty] | new wind
|  | 90:00 | 0.3008 | 0.468 | 0.0594 | 0.1676 | 0.1294 | 0.225 | 0.5527 | 0.5618 | 0.3614 | 0.47 | 0.4622 | 0.4816 | 0.4289 | 0.4801 | 0.1357 | 0.4684 | 0.4801 | 0.3254 | 0.7545 | 0.3932 | 0.816 | 0.4943 | 0.5406 | 0.561 |  | 1 | 2 | 3 | 4 | 5 |  | 1 | 2 | 3 | 4 | 5 |  | 1 | 2 | 3 | 4 | 5 |  | 1 | 2 | 3 | 4 | 5
|  | 91:00 | 0 | 0 | 0 | 0 | 0 | 0 | 0.1571 | 0.129 | 0.0328 | 0.0653 | 0.2942 | 0.1357 | 0.514 | 0.6373 | 0.1715 | 0.6093 | 0.6373 | 0.4104 | 0.8526 | 0.4571 | 0.8206 | 0.6335 | 0.6123 | 0.6292 | 1:00 | 0 | 0 | 0 | 0 | 0 | 1:00 | 0 | 0 | 0 | 0 | 0 | 1:00 | 0.4723 | 0.2853 | 0.228 | 0.2501 | 0.3676 | 1:00 | 0.2825 | 0.1156 | 0.0258 | 0.1419 | 0.1831
|  | 92:00 | 0 | 0 | 0 | 0 | 0 | 0 | 0.0014 | 0.0018 | 0 | 0 | 0.0161 | 0.0039 | 0.5283 | 0.6904 | 0.1809 | 0.6422 | 0.6904 | 0.431 | 0.8526 | 0.6257 | 0.7209 | 0.6598 | 0.777 | 0.7398 | 2:00 | 0 | 0 | 0 | 0 | 0 | 2:00 | 0 | 0 | 0 | 0 | 0 | 2:00 | 0.468 | 0.2648 | 0.2611 | 0.2407 | 0.4046 | 2:00 | 0.3324 | 0.0774 | 0.0142 | 0.2198 | 0.1616
|  | 93:00 | 0 | 0 | 0 | 0 | 0 | 0 | 0 | 0 | 0 | 0 | 0 | 0 | 0.5194 | 0.708 | 0.1753 | 0.6413 | 0.708 | 0.4282 | 0.8454 | 0.7489 | 0.5912 | 0.6425 | 0.8784 | 0.8021 | 3:00 | 0 | 0 | 0 | 0 | 0 | 3:00 | 0 | 0 | 0 | 0 | 0 | 3:00 | 0.4803 | 0.22 | 0.2548 | 0.2713 | 0.3397 | 3:00 | 0.3972 | 0.0613 | 0.0204 | 0.3183 | 0.1157
|  | 94:00 | 0 | 0 | 0 | 0 | 0 | 0 | 0 | 0 | 0 | 0 | 0 | 0 | 0.5829 | 0.7866 | 0.1886 | 0.7471 | 0.7866 | 0.4818 | 0.836 | 0.8297 | 0.3649 | 0.541 | 0.8222 | 0.7607 | 4:00 | 0 | 0 | 0 | 0 | 0 | 4:00 | 0 | 0 | 0 | 0 | 0 | 4:00 | 0.4876 | 0.2164 | 0.2292 | 0.239 | 0.3133 | 4:00 | 0.3874 | 0.0668 | 0.0129 | 0.3423 | 0.068
|  | 95:00 | 0 | 0 | 0 | 0 | 0 | 0 | 0 | 0 | 0 | 0 | 0 | 0 | 0.5667 | 0.7988 | 0.1879 | 0.7466 | 0.7988 | 0.4783 | 0.7803 | 0.8306 | 0.4893 | 0.564 | 0.7639 | 0.7406 | 5:00 | 0 | 0 | 0 | 0 | 0 | 5:00 | 0 | 0 | 0 | 0 | 0 | 5:00 | 0.5286 | 0.2125 | 0.2129 | 0.2318 | 0.3598 | 5:00 | 0.4436 | 0.0659 | 0.0251 | 0.3632 | 0.0674
|  | 96:00 | 0 | 0 | 0 | 0 | 0 | 0 | 0 | 0 | 0 | 0 | 0 | 0 | 0.5669 | 0.7994 | 0.2034 | 0.7685 | 0.7994 | 0.489 | 0.7109 | 0.6966 | 0.4996 | 0.4101 | 0.5406 | 0.5846 | 6:00 | 0 | 0 | 0 | 0 | 0 | 6:00 | 0 | 0.0162 | 0 | 0 | 0.0439 | 6:00 | 0.5687 | 0.149 | 0.2494 | 0.2467 | 0.3284 | 6:00 | 0.4978 | 0.0462 | 0.0384 | 0.3863 | 0.0634
May |  | 97:00 | 0 | 0 | 0 | 0 | 0 | 0 | 0 | 0 | 0 | 0 | 0 | 0 | 0.6385 | 0.8176 | 0.2171 | 0.7686 | 0.8176 | 0.5168 | 0.7875 | 0.8276 | 0.453 | 0.5583 | 0.8481 | 0.7786 | 7:00 | 0 | 0 | 0 | 0 | 0 | 7:00 | 0 | 0.191 | 0.0502 | 0 | 0.3084 | 7:00 | 0.5358 | 0.0905 | 0.2087 | 0.2585 | 0.2729 | 7:00 | 0.5089 | 0.0212 | 0.0701 | 0.3877 | 0.0355
|  | 98:00 | 0 | 0 | 0 | 0 | 0 | 0 | 0 | 0 | 0 | 0 | 0 | 0 | 0.605 | 0.7233 | 0.1998 | 0.7481 | 0.7233 | 0.4852 | 0.7082 | 0.796 | 0.3941 | 0.4907 | 0.7784 | 0.7177 | 8:00 | 0 | 0.0197 | 0 | 0 | 0.0238 | 8:00 | 0.0937 | 0.3436 | 0.4231 | 0.0207 | 0.5944 | 8:00 | 0.5341 | 0.0523 | 0.213 | 0.2848 | 0.2327 | 8:00 | 0.5464 | 0.0095 | 0.0582 | 0.3744 | 0.0187
|  | 99:00 | 0 | 0 | 0 | 0 | 0 | 0 | 0 | 0 | 0 | 0 | 0 | 0 | 0.5742 | 0.6414 | 0.1944 | 0.7204 | 0.6414 | 0.4591 | 0.5901 | 0.7297 | 0.373 | 0.4308 | 0.7219 | 0.656 | 9:00 | 0 | 0.2199 | 0.0101 | 0 | 0.4181 | 9:00 | 0.4971 | 0.6341 | 0.6981 | 0.2756 | 0.7908 | 9:00 | 0.5474 | 0.0202 | 0.2192 | 0.3352 | 0.2009 | 9:00 | 0.5703 | 0.006 | 0.0494 | 0.3658 | 0.0092
|  | 100:00 | 0 | 0 | 0 | 0 | 0 | 0 | 0 | 0 | 0 | 0 | 0 | 0 | 0.5868 | 0.6374 | 0.2007 | 0.7254 | 0.6374 | 0.4657 | 0.5979 | 0.7098 | 0.4314 | 0.4241 | 0.6872 | 0.6413 | 10:00 | 0.1666 | 0.1742 | 0.4622 | 0 | 0.7903 | 10:00 | 0.7203 | 0.577 | 0.779 | 0.2926 | 0.868 | 10:00 | 0.6103 | 0.068 | 0.1635 | 0.3734 | 0.2023 | 10:00 | 0.4879 | 0.0294 | 0.0306 | 0.2881 | 0.0471
|  | 101:00 | 0 | 0 | 0 | 0 | 0 | 0 | 0 | 0 | 0 | 0 | 0 | 0 | 0.5549 | 0.6141 | 0.1814 | 0.6861 | 0.6141 | 0.4384 | 0.5583 | 0.6456 | 0.4318 | 0.3715 | 0.6188 | 0.5857 | 11:00 | 0.6083 | 0.4611 | 0.5324 | 0.0631 | 0.6589 | 11:00 | 0.7356 | 0.8124 | 0.7156 | 0.4152 | 0.7895 | 11:00 | 0.7505 | 0.0283 | 0.0728 | 0.438 | 0.248 | 11:00 | 0.5532 | 0.0188 | 0.0348 | 0.3113 | 0.1115
|  | 102:00 | 0 | 0 | 0 | 0 | 0 | 0 | 0.0081 | 0.0015 | 0.0073 | 0 | 0.0172 | 0.0068 | 0.4858 | 0.5524 | 0.1542 | 0.6133 | 0.5524 | 0.3863 | 0.5208 | 0.5472 | 0.4695 | 0.411 | 0.5761 | 0.5438 | 12:00 | 0.5321 | 0.5281 | 0.6226 | 0.1913 | 0.7528 | 12:00 | 0.6982 | 0.782 | 0.7419 | 0.535 | 0.8807 | 12:00 | 0.8085 | 0.0143 | 0.0631 | 0.3096 | 0.2703 | 12:00 | 0.6985 | 0.0424 | 0.0134 | 0.2952 | 0.1957
|  | 103:00 | 0 | 0 | 0 | 0 | 0 | 0 | 0.1185 | 0.0443 | 0.1541 | 0.0535 | 0.2905 | 0.1322 | 0.421 | 0.4789 | 0.1369 | 0.5155 | 0.4789 | 0.3329 | 0.4866 | 0.4776 | 0.4648 | 0.3821 | 0.5372 | 0.5029 | 13:00 | 0.35 | 0.6192 | 0.516 | 0.2536 | 0.7216 | 13:00 | 0.5573 | 0.7827 | 0.7066 | 0.5461 | 0.7783 | 13:00 | 0.8399 | 0.0129 | 0.0662 | 0.2716 | 0.3669 | 13:00 | 0.7167 | 0.1727 | 0.0074 | 0.2957 | 0.4203
|  | 104:00 | 0.0919 | 0.0795 | 0.1017 | 0 | 0.0584 | 0.0663 | 0.3286 | 0.2155 | 0.3035 | 0.2646 | 0.5784 | 0.3381 | 0.3488 | 0.3612 | 0.1027 | 0.3764 | 0.3612 | 0.2572 | 0.342 | 0.4007 | 0.4112 | 0.346 | 0.4057 | 0.3953 | 14:00 | 0.3955 | 0.5327 | 0.5936 | 0.1095 | 0.7042 | 14:00 | 0.6243 | 0.7786 | 0.7248 | 0.4694 | 0.8114 | 14:00 | 0.784 | 0.0956 | 0.0372 | 0.1921 | 0.4759 | 14:00 | 0.814 | 0.3607 | 0.0123 | 0.2357 | 0.571
|  | 105:00 | 0.6225 | 0.3471 | 0.5634 | 0.1817 | 0.4926 | 0.4415 | 0.5488 | 0.3698 | 0.453 | 0.4588 | 0.7337 | 0.5128 | 0.2977 | 0.2554 | 0.0828 | 0.2714 | 0.2554 | 0.2014 | 0.2373 | 0.3465 | 0.3566 | 0.2885 | 0.3083 | 0.3136 | 15:00 | 0.4064 | 0.6038 | 0.6316 | 0.0057 | 0.6938 | 15:00 | 0.6725 | 0.8004 | 0.7209 | 0.31 | 0.8686 | 15:00 | 0.7271 | 0.1032 | 0.0371 | 0.1476 | 0.5604 | 15:00 | 0.851 | 0.3139 | 0.0117 | 0.1896 | 0.7079
|  | 106:00 | 0.7778 | 0.5444 | 0.6954 | 0.4354 | 0.7095 | 0.6325 | 0.7757 | 0.5652 | 0.7578 | 0.6824 | 0.7218 | 0.7006 | 0.4451 | 0.3606 | 0.1221 | 0.3805 | 0.3606 | 0.2929 | 0.2673 | 0.4859 | 0.3633 | 0.42 | 0.3029 | 0.3523 | 16:00 | 0.6138 | 0.5079 | 0.6888 | 0 | 0.8206 | 16:00 | 0.701 | 0.6612 | 0.7326 | 0.2311 | 0.8816 | 16:00 | 0.7216 | 0.0821 | 0.0535 | 0.1878 | 0.5244 | 16:00 | 0.8477 | 0.2349 | 0.0141 | 0.3129 | 0.7176
|  | 107:00 | 0.728 | 0.519 | 0.6909 | 0.4643 | 0.6302 | 0.6065 | 0.8004 | 0.6347 | 0.8771 | 0.7571 | 0.8328 | 0.7804 | 0.4247 | 0.3343 | 0.117 | 0.3607 | 0.3343 | 0.278 | 0.255 | 0.4026 | 0.4666 | 0.4609 | 0.2956 | 0.3421 | 17:00 | 0.2635 | 0.4019 | 0.2359 | 0.0202 | 0.592 | 17:00 | 0.5495 | 0.6512 | 0.5334 | 0.1821 | 0.7185 | 17:00 | 0.6505 | 0.1629 | 0.0498 | 0.1939 | 0.4314 | 17:00 | 0.8271 | 0.3269 | 0.0175 | 0.2816 | 0.6259
|  | 108:00 | 0.6962 | 0.4977 | 0.6933 | 0.4473 | 0.5506 | 0.577 | 0.7882 | 0.738 | 0.9156 | 0.7989 | 0.7494 | 0.798 | 0.4347 | 0.3193 | 0.1033 | 0.3516 | 0.3193 | 0.2717 | 0.2345 | 0.3691 | 0.5243 | 0.4997 | 0.2445 | 0.3148 | 18:00 | 0 | 0.3694 | 0 | 0 | 0.3244 | 18:00 | 0.0647 | 0.4731 | 0.0378 | 0.0943 | 0.5391 | 18:00 | 0.6403 | 0.1914 | 0.045 | 0.1903 | 0.3656 | 18:00 | 0.8599 | 0.384 | 0.0188 | 0.2409 | 0.5517
|  | 109:00 | 0.655 | 0.4678 | 0.6576 | 0.4104 | 0.5067 | 0.5395 | 0.7497 | 0.7401 | 0.8859 | 0.8088 | 0.7343 | 0.7838 | 0.4714 | 0.3555 | 0.1148 | 0.3771 | 0.3555 | 0.2961 | 0.28 | 0.3877 | 0.6418 | 0.5985 | 0.2469 | 0.3432 | 19:00 | 0 | 0 | 0 | 0 | 0 | 19:00 | 0 | 0.2354 | 0 | 0 | 0.1848 | 19:00 | 0.6773 | 0.1433 | 0.0999 | 0.2358 | 0.3813 | 19:00 | 0.8341 | 0.2395 | 0.029 | 0.2538 | 0.4071
|  | 110:00 | 0.6247 | 0.4529 | 0.6494 | 0.3847 | 0.4925 | 0.5209 | 0.6807 | 0.7043 | 0.9105 | 0.7819 | 0.8137 | 0.7782 | 0.4712 | 0.3957 | 0.1369 | 0.3723 | 0.3957 | 0.3087 | 0.3 | 0.414 | 0.5972 | 0.5364 | 0.324 | 0.3823 | 20:00 | 0 | 0 | 0 | 0 | 0 | 20:00 | 0 | 0.0101 | 0 | 0 | 0.0067 | 20:00 | 0.719 | 0.2073 | 0.2068 | 0.2913 | 0.3858 | 20:00 | 0.7071 | 0.1775 | 0.0647 | 0.1731 | 0.3677
|  | 111:00 | 0.6013 | 0.4449 | 0.6134 | 0.3181 | 0.3922 | 0.474 | 0.7128 | 0.6533 | 0.8799 | 0.7825 | 0.714 | 0.7485 | 0.4301 | 0.3389 | 0.1365 | 0.3526 | 0.3389 | 0.2863 | 0.3948 | 0.4232 | 0.657 | 0.5894 | 0.369 | 0.4269 | 21:00 | 0 | 0 | 0 | 0 | 0 | 21:00 | 0 | 0 | 0 | 0 | 0 | 21:00 | 0.6708 | 0.2668 | 0.3645 | 0.3153 | 0.3948 | 21:00 | 0.5321 | 0.1331 | 0.1079 | 0.1165 | 0.3492
|  | 112:00 | 0.5877 | 0.4536 | 0.5718 | 0.2972 | 0.4614 | 0.4743 | 0.7153 | 0.6373 | 0.8475 | 0.78 | 0.7466 | 0.7453 | 0.4299 | 0.3076 | 0.1344 | 0.3128 | 0.3076 | 0.2737 | 0.4042 | 0.4498 | 0.7209 | 0.6839 | 0.3892 | 0.4556 | 22:00 | 0 | 0 | 0 | 0 | 0 | 22:00 | 0 | 0 | 0 | 0 | 0 | 22:00 | 0.6752 | 0.2962 | 0.4185 | 0.2412 | 0.3522 | 22:00 | 0.4891 | 0.0968 | 0.1446 | 0.13 | 0.2254
|  | 113:00 | 0.574 | 0.4498 | 0.5354 | 0.2972 | 0.4843 | 0.4681 | 0.6394 | 0.5709 | 0.6718 | 0.5907 | 0.7058 | 0.6357 | 0.3777 | 0.2678 | 0.1149 | 0.2666 | 0.2678 | 0.2373 | 0.3674 | 0.3921 | 0.6623 | 0.6544 | 0.3263 | 0.3988 | 23:00 | 0 | 0 | 0 | 0 | 0 | 23:00 | 0 | 0 | 0 | 0 | 0 | 23:00 | 0.6469 | 0.2117 | 0.3102 | 0.3103 | 0.3218 | 23:00 | 0.4486 | 0.0685 | 0.1337 | 0.2052 | 0.1695
|  | 114:00 | 0.518 | 0.2785 | 0.454 | 0.2598 | 0.5109 | 0.4042 | 0.4404 | 0.3816 | 0.3732 | 0.3664 | 0.4972 | 0.4118 | 0.3436 | 0.199 | 0.098 | 0.2175 | 0.199 | 0.203 | 0.392 | 0.3492 | 0.6021 | 0.7255 | 0.3724 | 0.4113 | 24:00 | 0 | 0 | 0 | 0 | 0 | 24:00 | 0 | 0 | 0 | 0 | 0 | 24:00 | 0.6018 | 0.1921 | 0.3218 | 0.2945 | 0.3707 | 24:00 | 0.3781 | 0.023 | 0.1273 | 0.2121 | 0.1254
|  | 115:00 | 0 | 0.0461 | 0 | 0 | 0.0764 | 0.0245 | 0.1268 | 0.0722 | 0.0668 | 0.0925 | 0.1455 | 0.1008 | 0.3845 | 0.201 | 0.0953 | 0.2721 | 0.201 | 0.2246 | 0.4627 | 0.401 | 0.6607 | 0.7666 | 0.4616 | 0.4843
|  | 116:00 | 0 | 0 | 0 | 0 | 0 | 0 | 0.0025 | 0.0033 | 0 | 0.0005 | 0.0023 | 0.0017 | 0.4372 | 0.3637 | 0.1326 | 0.4154 | 0.3637 | 0.3022 | 0.6011 | 0.5377 | 0.503 | 0.6303 | 0.5447 | 0.5485
|  | 117:00 | 0 | 0 | 0 | 0 | 0 | 0 | 0 | 0 | 0 | 0 | 0 | 0 | 0.5068 | 0.6257 | 0.1806 | 0.607 | 0.6257 | 0.4102 | 0.729 | 0.68 | 0.3946 | 0.5171 | 0.6101 | 0.6106 | South
|  | 118:00 | 0 | 0 | 0 | 0 | 0 | 0 | 0 | 0 | 0 | 0 | 0 | 0 | 0.5004 | 0.5604 | 0.1739 | 0.5791 | 0.5604 | 0.3924 | 0.8081 | 0.772 | 0.3525 | 0.5302 | 0.6921 | 0.6772 |  | SOLAR CSP | [5 empty] | SOLAR PVSAT | [5 empty] | wind | [5 empty] | new wind
|  | 119:00 | 0 | 0 | 0 | 0 | 0 | 0 | 0 | 0 | 0 | 0 | 0 | 0 | 0.4883 | 0.5769 | 0.1684 | 0.617 | 0.5769 | 0.3963 | 0.7527 | 0.7147 | 0.2773 | 0.4993 | 0.7785 | 0.6914 |  | 1 | 2 | 3 | 4 | 5 |  | 1 | 2 | 3 | 4 | 5 |  | 1 | 2 | 3 | 4 | 5 |  | 1 | 2 | 3 | 4 | 5
|  | 120:00 | 0 | 0 | 0 | 0 | 0 | 0 | 0 | 0 | 0 | 0 | 0 | 0 | 0.5015 | 0.6476 | 0.1689 | 0.6387 | 0.6476 | 0.4129 | 0.7016 | 0.683 | 0.2792 | 0.4343 | 0.8431 | 0.7083 | 1:00 | 0 | 0 | 0 | 0 | 0 | 1:00 | 0 | 0 | 0 | 0 | 0 | 1:00 | 0.7065 | 0.4634 | 0.4283 | 0.3115 | 0.6042 | 1:00 | 0.3035 | 0.2446 | 0.2889 | 0.1384 | 0.4127
Jun | Summer | 121:00 | 0 | 0 | 0 | 0 | 0 | 0 | 0 | 0 | 0 | 0 | 0 | 0 | 0.4009 | 0.5533 | 0.1448 | 0.512 | 0.5533 | 0.3385 | 0.5623 | 0.6079 | 0.2468 | 0.4259 | 0.7044 | 0.6019 | 2:00 | 0 | 0 | 0 | 0 | 0 | 2:00 | 0 | 0 | 0 | 0 | 0 | 2:00 | 0.712 | 0.4049 | 0.4405 | 0.2626 | 0.6548 | 2:00 | 0.3567 | 0.2089 | 0.2074 | 0.1998 | 0.3307
|  | 122:00 | 0 | 0 | 0 | 0 | 0 | 0 | 0 | 0 | 0 | 0 | 0 | 0 | 0.4216 | 0.6265 | 0.1628 | 0.6211 | 0.6265 | 0.3819 | 0.5698 | 0.6233 | 0.1733 | 0.3276 | 0.6543 | 0.5682 | 3:00 | 0 | 0 | 0 | 0 | 0 | 3:00 | 0 | 0 | 0 | 0 | 0 | 3:00 | 0.7085 | 0.3222 | 0.4275 | 0.2049 | 0.5864 | 3:00 | 0.3822 | 0.1662 | 0.2266 | 0.2546 | 0.2467
|  | 123:00 | 0 | 0 | 0 | 0 | 0 | 0 | 0 | 0 | 0 | 0 | 0 | 0 | 0.4632 | 0.641 | 0.1753 | 0.6666 | 0.641 | 0.4094 | 0.5021 | 0.5716 | 0.1377 | 0.242 | 0.5513 | 0.4893 | 4:00 | 0 | 0 | 0 | 0 | 0 | 4:00 | 0 | 0 | 0 | 0 | 0 | 4:00 | 0.6929 | 0.3098 | 0.4051 | 0.1658 | 0.5325 | 4:00 | 0.3299 | 0.1371 | 0.2458 | 0.2322 | 0.1587
|  | 124:00 | 0 | 0 | 0 | 0 | 0 | 0 | 0 | 0 | 0 | 0 | 0 | 0 | 0.4017 | 0.5004 | 0.1309 | 0.5099 | 0.5004 | 0.3265 | 0.5137 | 0.621 | 0.1311 | 0.2202 | 0.5233 | 0.486 | 5:00 | 0 | 0 | 0 | 0 | 0 | 5:00 | 0 | 0 | 0 | 0 | 0 | 5:00 | 0.6615 | 0.2782 | 0.4244 | 0.1642 | 0.576 | 5:00 | 0.3896 | 0.1051 | 0.258 | 0.2437 | 0.1227
|  | 125:00 | 0 | 0 | 0 | 0 | 0 | 0 | 0 | 0 | 0 | 0 | 0 | 0 | 0.3339 | 0.4336 | 0.116 | 0.4403 | 0.4336 | 0.2796 | 0.4457 | 0.5956 | 0.1287 | 0.168 | 0.5419 | 0.4793 | 6:00 | 0 | 0 | 0 | 0 | 0 | 6:00 | 0 | 0.0051 | 0 | 0 | 0.0093 | 6:00 | 0.6592 | 0.2329 | 0.4673 | 0.1831 | 0.5454 | 6:00 | 0.4084 | 0.0801 | 0.301 | 0.2808 | 0.1044
|  | 126:00 | 0 | 0 | 0 | 0 | 0 | 0 | 0.0081 | 0.0318 | 0.0054 | 0.0007 | 0.0161 | 0.0124 | 0.2863 | 0.365 | 0.0941 | 0.3862 | 0.365 | 0.2385 | 0.3488 | 0.5194 | 0.1282 | 0.1287 | 0.5481 | 0.4525 | 7:00 | 0 | 0 | 0 | 0 | 0 | 7:00 | 0 | 0.1585 | 0.0208 | 0 | 0.2011 | 7:00 | 0.6467 | 0.1897 | 0.3988 | 0.1714 | 0.4558 | 7:00 | 0.3921 | 0.0862 | 0.2734 | 0.283 | 0.0652
|  | 127:00 | 0 | 0 | 0 | 0 | 0 | 0 | 0.205 | 0.2529 | 0.2581 | 0.1851 | 0.2561 | 0.2314 | 0.2561 | 0.3168 | 0.0904 | 0.3632 | 0.3168 | 0.2182 | 0.3374 | 0.488 | 0.1301 | 0.1129 | 0.5233 | 0.4311 | 8:00 | 0 | 0 | 0 | 0 | 0.0005 | 8:00 | 0.0468 | 0.5524 | 0.3374 | 0.0098 | 0.6143 | 8:00 | 0.6588 | 0.1355 | 0.3701 | 0.2451 | 0.3974 | 8:00 | 0.4642 | 0.0462 | 0.2638 | 0.324 | 0.0475
|  | 128:00 | 0 | 0.0691 | 0.003 | 0 | 0.0551 | 0.0254 | 0.4665 | 0.5399 | 0.555 | 0.4628 | 0.57 | 0.5188 | 0.2274 | 0.2623 | 0.0741 | 0.2934 | 0.2623 | 0.1833 | 0.2499 | 0.4379 | 0.0738 | 0.077 | 0.3779 | 0.3288 | 9:00 | 0 | 0.3138 | 0 | 0 | 0.4274 | 9:00 | 0.356 | 0.7638 | 0.6955 | 0.0959 | 0.7863 | 9:00 | 0.6762 | 0.1087 | 0.3527 | 0.366 | 0.3548 | 9:00 | 0.5461 | 0.0221 | 0.2491 | 0.3681 | 0.0349
|  | 129:00 | 0.1391 | 0.3718 | 0.1905 | 0.1221 | 0.3625 | 0.2372 | 0.6663 | 0.6884 | 0.6583 | 0.6703 | 0.667 | 0.67 | 0.2136 | 0.2235 | 0.0621 | 0.242 | 0.2235 | 0.1598 | 0.1945 | 0.3864 | 0.0655 | 0.0679 | 0.2588 | 0.2498 | 10:00 | 0.073 | 0.6161 | 0.3834 | 0 | 0.808 | 10:00 | 0.549 | 0.7542 | 0.8109 | 0.1408 | 0.8541 | 10:00 | 0.7507 | 0.116 | 0.3077 | 0.4383 | 0.3427 | 10:00 | 0.5301 | 0.0229 | 0.2657 | 0.3323 | 0.0655
|  | 130:00 | 0.5212 | 0.7383 | 0.4679 | 0.3956 | 0.6951 | 0.5636 | 0.8139 | 0.8353 | 0.8065 | 0.78 | 0.9188 | 0.8309 | 0.26 | 0.3009 | 0.0704 | 0.2812 | 0.3009 | 0.1931 | 0.185 | 0.4238 | 0.067 | 0.0691 | 0.2407 | 0.2483 | 11:00 | 0.3707 | 0.5995 | 0.7975 | 0 | 0.7117 | 11:00 | 0.5791 | 0.7839 | 0.7782 | 0.1426 | 0.7899 | 11:00 | 0.7746 | 0.0821 | 0.1197 | 0.4905 | 0.3986 | 11:00 | 0.6108 | 0.0075 | 0.0874 | 0.2311 | 0.0987
|  | 131:00 | 0.5952 | 0.7789 | 0.5189 | 0.5646 | 0.8617 | 0.6639 | 0.8045 | 0.9544 | 0.792 | 0.7936 | 0.8859 | 0.8461 | 0.3036 | 0.3208 | 0.0782 | 0.2879 | 0.3208 | 0.2122 | 0.2031 | 0.4331 | 0.0911 | 0.0931 | 0.304 | 0.288 | 12:00 | 0.3906 | 0.6983 | 0.7646 | 0 | 0.5519 | 12:00 | 0.5834 | 0.8106 | 0.7561 | 0.2557 | 0.7349 | 12:00 | 0.8044 | 0.0624 | 0.127 | 0.2967 | 0.4005 | 12:00 | 0.6959 | 0.0056 | 0.1108 | 0.1923 | 0.104
|  | 132:00 | 0.6921 | 0.8701 | 0.5665 | 0.7629 | 0.9696 | 0.7722 | 0.8546 | 0.9537 | 0.8117 | 0.9028 | 0.9199 | 0.8885 | 0.3167 | 0.2943 | 0.0913 | 0.2959 | 0.2943 | 0.2196 | 0.245 | 0.403 | 0.1375 | 0.1401 | 0.3553 | 0.3191 | 13:00 | 0.3932 | 0.7073 | 0.7331 | 0 | 0.6765 | 13:00 | 0.5517 | 0.8009 | 0.737 | 0.2566 | 0.8383 | 13:00 | 0.7017 | 0.0466 | 0.1127 | 0.2131 | 0.3457 | 13:00 | 0.7274 | 0.0085 | 0.1332 | 0.2487 | 0.1496
|  | 133:00 | 0.6784 | 0.9507 | 0.6321 | 0.7152 | 0.9502 | 0.7853 | 0.8521 | 0.9409 | 0.8465 | 0.8606 | 0.8622 | 0.8725 | 0.3457 | 0.4139 | 0.0981 | 0.3605 | 0.4139 | 0.2576 | 0.2167 | 0.3285 | 0.2788 | 0.1742 | 0.3812 | 0.3298 | 14:00 | 0.4176 | 0.7363 | 0.7678 | 0 | 0.7381 | 14:00 | 0.5351 | 0.8205 | 0.7605 | 0.3117 | 0.8239 | 14:00 | 0.5983 | 0.0946 | 0.0813 | 0.132 | 0.323 | 14:00 | 0.7801 | 0.0457 | 0.0919 | 0.1712 | 0.326
|  | 134:00 | 0.6991 | 0.9595 | 0.5803 | 0.7729 | 0.9405 | 0.7905 | 0.8833 | 0.9368 | 0.8048 | 0.8862 | 0.8998 | 0.8822 | 0.3228 | 0.358 | 0.1086 | 0.3147 | 0.358 | 0.2396 | 0.2227 | 0.2934 | 0.4472 | 0.2647 | 0.5054 | 0.4082 | 15:00 | 0.4553 | 0.6881 | 0.7912 | 0.0249 | 0.6796 | 15:00 | 0.5602 | 0.7582 | 0.7952 | 0.3314 | 0.8273 | 15:00 | 0.575 | 0.0428 | 0.0715 | 0.072 | 0.2647 | 15:00 | 0.8313 | 0.0828 | 0.0878 | 0.1211 | 0.4131
|  | 135:00 | 0.7082 | 0.9326 | 0.5078 | 0.7345 | 0.871 | 0.7508 | 0.8668 | 0.9337 | 0.7714 | 0.8764 | 0.86 | 0.8617 | 0.3098 | 0.2882 | 0.1003 | 0.2831 | 0.2882 | 0.218 | 0.1719 | 0.2343 | 0.5535 | 0.3299 | 0.4924 | 0.3976 | 16:00 | 0.4839 | 0.6578 | 0.7981 | 0.0483 | 0.6512 | 16:00 | 0.5617 | 0.853 | 0.785 | 0.289 | 0.8107 | 16:00 | 0.4794 | 0.0534 | 0.0961 | 0.0916 | 0.2413 | 16:00 | 0.7485 | 0.2456 | 0.0852 | 0.2013 | 0.4742
|  | 136:00 | 0.6713 | 0.8787 | 0.4952 | 0.6527 | 0.974 | 0.7343 | 0.8355 | 0.8938 | 0.7385 | 0.8239 | 0.9144 | 0.8412 | 0.3543 | 0.3513 | 0.1158 | 0.3417 | 0.3513 | 0.2559 | 0.1597 | 0.1893 | 0.6087 | 0.3408 | 0.467 | 0.3802 | 17:00 | 0.3878 | 0.5584 | 0.5602 | 0 | 0.7126 | 17:00 | 0.4892 | 0.6943 | 0.643 | 0.1897 | 0.797 | 17:00 | 0.4457 | 0.0667 | 0.1014 | 0.1158 | 0.2271 | 17:00 | 0.7157 | 0.2432 | 0.071 | 0.2056 | 0.5752
|  | 137:00 | 0.5695 | 0.8573 | 0.4065 | 0.5906 | 0.9575 | 0.6763 | 0.7337 | 0.8421 | 0.6282 | 0.7598 | 0.8824 | 0.7692 | 0.3784 | 0.3478 | 0.1187 | 0.3474 | 0.3478 | 0.2646 | 0.1986 | 0.1942 | 0.5772 | 0.3918 | 0.4984 | 0.4001 | 18:00 | 0 | 0.4294 | 0 | 0 | 0.5171 | 18:00 | 0.1525 | 0.5746 | 0.1721 | 0.1053 | 0.6361 | 18:00 | 0.4135 | 0.1247 | 0.0977 | 0.1347 | 0.2443 | 18:00 | 0.7002 | 0.2499 | 0.0649 | 0.2074 | 0.5943
|  | 138:00 | 0.3871 | 0.6907 | 0.2345 | 0.4219 | 0.6719 | 0.4812 | 0.5545 | 0.6739 | 0.4239 | 0.5509 | 0.6159 | 0.5638 | 0.3325 | 0.3626 | 0.1106 | 0.3115 | 0.3626 | 0.243 | 0.1823 | 0.1922 | 0.5771 | 0.4522 | 0.4815 | 0.392 | 19:00 | 0 | 0 | 0 | 0 | 0 | 19:00 | 0 | 0.2576 | 0 | 0.001 | 0.3187 | 19:00 | 0.467 | 0.2207 | 0.1496 | 0.197 | 0.3385 | 19:00 | 0.7302 | 0.3103 | 0.0679 | 0.2142 | 0.5617
|  | 139:00 | 0.0306 | 0.1081 | 0 | 0 | 0.4574 | 0.1192 | 0.2701 | 0.3803 | 0.1457 | 0.2483 | 0.4102 | 0.2909 | 0.3411 | 0.3631 | 0.1131 | 0.33 | 0.3631 | 0.2502 | 0.2024 | 0.226 | 0.4514 | 0.4974 | 0.4892 | 0.3934 | 20:00 | 0 | 0 | 0 | 0 | 0 | 20:00 | 0 | 0.015 | 0 | 0 | 0.0176 | 20:00 | 0.6463 | 0.269 | 0.2966 | 0.2829 | 0.4145 | 20:00 | 0.743 | 0.3072 | 0.1625 | 0.2043 | 0.5392
|  | 140:00 | 0 | 0 | 0 | 0 | 0 | 0 | 0.0138 | 0.0364 | 0 | 0.0039 | 0.0997 | 0.0308 | 0.3794 | 0.4143 | 0.1218 | 0.3959 | 0.4143 | 0.2836 | 0.3708 | 0.3598 | 0.4186 | 0.531 | 0.627 | 0.5096 | 21:00 | 0 | 0 | 0 | 0 | 0 | 21:00 | 0 | 0 | 0 | 0 | 0 | 21:00 | 0.7801 | 0.3534 | 0.5111 | 0.3652 | 0.4725 | 21:00 | 0.6951 | 0.2924 | 0.2914 | 0.2071 | 0.5236
|  | 141:00 | 0 | 0 | 0 | 0 | 0 | 0 | 0 | 0 | 0 | 0 | 0 | 0 | 0.4157 | 0.4738 | 0.1305 | 0.4771 | 0.4738 | 0.3206 | 0.5927 | 0.5102 | 0.3859 | 0.6077 | 0.7515 | 0.6308 | 22:00 | 0 | 0 | 0 | 0 | 0 | 22:00 | 0 | 0 | 0 | 0 | 0 | 22:00 | 0.7892 | 0.3822 | 0.5976 | 0.3303 | 0.5062 | 22:00 | 0.6715 | 0.2789 | 0.3779 | 0.3039 | 0.5567
|  | 142:00 | 0 | 0 | 0 | 0 | 0 | 0 | 0 | 0 | 0 | 0 | 0 | 0 | 0.4312 | 0.5824 | 0.1362 | 0.548 | 0.5824 | 0.3542 | 0.6591 | 0.5195 | 0.3469 | 0.5982 | 0.7292 | 0.6244 | 23:00 | 0 | 0 | 0 | 0 | 0 | 23:00 | 0 | 0 | 0 | 0 | 0 | 23:00 | 0.7687 | 0.3712 | 0.5059 | 0.4308 | 0.4833 | 23:00 | 0.5447 | 0.2717 | 0.3601 | 0.3709 | 0.5047
|  | 143:00 | 0 | 0 | 0 | 0 | 0 | 0 | 0 | 0 | 0 | 0 | 0 | 0 | 0.4375 | 0.6135 | 0.1428 | 0.5374 | 0.6135 | 0.3602 | 0.7468 | 0.6261 | 0.2849 | 0.5539 | 0.7575 | 0.6635 | 24:00 | 0 | 0 | 0 | 0 | 0 | 24:00 | 0 | 0 | 0 | 0 | 0 | 24:00 | 0.7842 | 0.3592 | 0.5476 | 0.4064 | 0.5428 | 24:00 | 0.4707 | 0.2376 | 0.4209 | 0.3999 | 0.3642
|  | 144:00 | 0 | 0 | 0 | 0 | 0 | 0 | 0 | 0 | 0 | 0 | 0 | 0 | 0.4962 | 0.7185 | 0.1676 | 0.629 | 0.7185 | 0.4173 | 0.7453 | 0.7021 | 0.2484 | 0.4782 | 0.7838 | 0.6862
Jul |  | 145:00 | 0 | 0 | 0 | 0 | 0 | 0 | 0 | 0 | 0 | 0 | 0 | 0 | 0.3864 | 0.5017 | 0.1334 | 0.4849 | 0.5017 | 0.3183 | 0.5625 | 0.5888 | 0.3206 | 0.4366 | 0.5347 | 0.5212
|  | 146:00 | 0 | 0 | 0 | 0 | 0 | 0 | 0 | 0 | 0 | 0 | 0 | 0 | 0.3146 | 0.4357 | 0.1032 | 0.3852 | 0.4357 | 0.2584 | 0.4352 | 0.5795 | 0.2356 | 0.2946 | 0.4855 | 0.464 | Panhandle
|  | 147:00 | 0 | 0 | 0 | 0 | 0 | 0 | 0 | 0 | 0 | 0 | 0 | 0 | 0.2951 | 0.4027 | 0.0996 | 0.371 | 0.4027 | 0.2446 | 0.4515 | 0.556 | 0.168 | 0.2664 | 0.4993 | 0.4585 |  | SOLAR CSP | [5 empty] | SOLAR PVSAT | [5 empty] | wind | [5 empty] | new wind
|  | 148:00 | 0 | 0 | 0 | 0 | 0 | 0 | 0 | 0 | 0 | 0 | 0 | 0 | 0.3288 | 0.4327 | 0.1064 | 0.4161 | 0.4327 | 0.2694 | 0.3977 | 0.507 | 0.1685 | 0.26 | 0.467 | 0.4249 |  | 1 | 2 | 3 | 4 | 5 |  | 1 | 2 | 3 | 4 | 5 |  | 1 | 2 | 3 | 4 | 5 |  | 1 | 2 | 3 | 4 | 5
|  | 149:00 | 0 | 0 | 0 | 0 | 0 | 0 | 0 | 0 | 0 | 0 | 0 | 0 | 0.3091 | 0.4037 | 0.1012 | 0.4037 | 0.4037 | 0.2559 | 0.3448 | 0.4612 | 0.1351 | 0.2717 | 0.4848 | 0.4142 | 1:00 | 0 | 0 | 0 | 0 | 0 | 1:00 | 0 | 0 | 0 | 0 | 0 | 1:00 | 0.7079 | 0.4741 | 0.4858 | 0.2164 | 0.6074 | 1:00 | 0.6165 | 0.5137 | 0.5126 | 0.4486 | 0.7101
|  | 150:00 | 0 | 0 | 0 | 0 | 0 | 0 | 0.0122 | 0.0076 | 0.0082 | 0.0003 | 0.0049 | 0.0066 | 0.3345 | 0.3966 | 0.1058 | 0.4301 | 0.3966 | 0.2693 | 0.3065 | 0.4072 | 0.1284 | 0.2631 | 0.4413 | 0.3747 | 2:00 | 0 | 0 | 0 | 0 | 0 | 2:00 | 0 | 0 | 0 | 0 | 0 | 2:00 | 0.6311 | 0.478 | 0.4906 | 0.1559 | 0.6871 | 2:00 | 0.5382 | 0.5618 | 0.5037 | 0.3424 | 0.6626
|  | 151:00 | 0 | 0 | 0 | 0 | 0 | 0 | 0.2479 | 0.2222 | 0.1774 | 0.0912 | 0.1848 | 0.1847 | 0.3093 | 0.3317 | 0.1039 | 0.4258 | 0.3317 | 0.2529 | 0.3033 | 0.3466 | 0.1293 | 0.265 | 0.3828 | 0.3314 | 3:00 | 0 | 0 | 0 | 0 | 0 | 3:00 | 0 | 0 | 0 | 0 | 0 | 3:00 | 0.6106 | 0.3393 | 0.4622 | 0.1177 | 0.5962 | 3:00 | 0.4882 | 0.5054 | 0.4866 | 0.2745 | 0.6353
|  | 152:00 | 0.0704 | 0.0575 | 0 | 0 | 0 | 0.0256 | 0.5476 | 0.5893 | 0.4836 | 0.4995 | 0.6685 | 0.5577 | 0.2373 | 0.2618 | 0.0827 | 0.331 | 0.2618 | 0.1969 | 0.2244 | 0.3051 | 0.1958 | 0.2528 | 0.2691 | 0.263 | 4:00 | 0 | 0 | 0 | 0 | 0 | 4:00 | 0 | 0 | 0 | 0 | 0 | 4:00 | 0.5905 | 0.2878 | 0.3715 | 0.0772 | 0.5261 | 4:00 | 0.4497 | 0.446 | 0.4621 | 0.2406 | 0.6016
|  | 153:00 | 0.4491 | 0.308 | 0.0878 | 0.1251 | 0.3326 | 0.2605 | 0.7962 | 0.8375 | 0.6949 | 0.7369 | 0.8698 | 0.7871 | 0.1774 | 0.2118 | 0.0608 | 0.2452 | 0.2118 | 0.1483 | 0.1607 | 0.265 | 0.2859 | 0.276 | 0.1808 | 0.2138 | 5:00 | 0 | 0 | 0 | 0 | 0 | 5:00 | 0 | 0 | 0 | 0 | 0 | 5:00 | 0.5198 | 0.2682 | 0.3478 | 0.0842 | 0.5302 | 5:00 | 0.465 | 0.4119 | 0.3945 | 0.2728 | 0.5709
|  | 154:00 | 0.7784 | 0.6517 | 0.4574 | 0.418 | 0.9313 | 0.6474 | 0.8857 | 0.8901 | 0.7889 | 0.8602 | 0.9142 | 0.8678 | 0.1587 | 0.1817 | 0.0578 | 0.1933 | 0.1817 | 0.1279 | 0.1008 | 0.1949 | 0.2515 | 0.2485 | 0.1437 | 0.1674 | 6:00 | 0 | 0 | 0 | 0 | 0 | 6:00 | 0 | 0.0156 | 0 | 0 | 0.0284 | 6:00 | 0.5211 | 0.2273 | 0.4057 | 0.0846 | 0.5016 | 6:00 | 0.5123 | 0.3571 | 0.343 | 0.26 | 0.5894
|  | 155:00 | 0.8407 | 0.7584 | 0.6106 | 0.5375 | 0.8615 | 0.7217 | 0.8605 | 0.9074 | 0.7938 | 0.8673 | 0.9374 | 0.8733 | 0.1475 | 0.1571 | 0.0546 | 0.1618 | 0.1571 | 0.1143 | 0.1075 | 0.1838 | 0.2577 | 0.1965 | 0.1505 | 0.1674 | 7:00 | 0 | 0 | 0 | 0 | 0 | 7:00 | 0 | 0.2025 | 0 | 0 | 0.2879 | 7:00 | 0.5251 | 0.1892 | 0.3775 | 0.0809 | 0.4284 | 7:00 | 0.5406 | 0.321 | 0.305 | 0.2268 | 0.5789
|  | 156:00 | 0.9263 | 0.8686 | 0.6247 | 0.6802 | 0.9439 | 0.8087 | 0.8258 | 0.8888 | 0.8063 | 0.8297 | 0.8982 | 0.8498 | 0.1321 | 0.1126 | 0.0461 | 0.1367 | 0.1126 | 0.0962 | 0.0791 | 0.1675 | 0.2162 | 0.1694 | 0.1162 | 0.1374 | 8:00 | 0 | 0 | 0 | 0 | 0 | 8:00 | 0.0034 | 0.4428 | 0.1093 | 0.014 | 0.5578 | 8:00 | 0.5671 | 0.0996 | 0.3891 | 0.1664 | 0.3703 | 8:00 | 0.6079 | 0.2329 | 0.2989 | 0.197 | 0.485
|  | 157:00 | 0.882 | 0.7132 | 0.5814 | 0.7039 | 0.7828 | 0.7326 | 0.8067 | 0.8584 | 0.8338 | 0.832 | 0.9157 | 0.8493 | 0.1646 | 0.1584 | 0.044 | 0.1675 | 0.1584 | 0.1161 | 0.0974 | 0.1474 | 0.3721 | 0.2092 | 0.1455 | 0.1692 | 9:00 | 0 | 0.1555 | 0 | 0 | 0.3064 | 9:00 | 0.1654 | 0.6602 | 0.6925 | 0.1705 | 0.9126 | 9:00 | 0.6276 | 0.074 | 0.4004 | 0.3202 | 0.3137 | 9:00 | 0.6839 | 0.1771 | 0.3081 | 0.189 | 0.3958
|  | 158:00 | 0.9364 | 0.8183 | 0.5236 | 0.6613 | 0.9667 | 0.7813 | 0.859 | 0.8537 | 0.8328 | 0.8202 | 0.8672 | 0.8466 | 0.2601 | 0.2392 | 0.0838 | 0.242 | 0.2392 | 0.1834 | 0.1107 | 0.145 | 0.4936 | 0.2246 | 0.1479 | 0.186 | 10:00 | 0 | 0.4653 | 0.3734 | 0 | 0.8169 | 10:00 | 0.7149 | 0.7242 | 0.8146 | 0.2667 | 0.9789 | 10:00 | 0.6323 | 0.0848 | 0.3174 | 0.3693 | 0.3416 | 10:00 | 0.7397 | 0.1466 | 0.2311 | 0.1283 | 0.4338
|  | 159:00 | 0.9151 | 0.8432 | 0.503 | 0.6584 | 0.9513 | 0.7742 | 0.8508 | 0.8529 | 0.8604 | 0.8232 | 0.8717 | 0.8518 | 0.2696 | 0.1641 | 0.0842 | 0.1773 | 0.1641 | 0.1645 | 0.1014 | 0.138 | 0.6665 | 0.2639 | 0.139 | 0.2004 | 11:00 | 0.3243 | 0.5538 | 0.7145 | 0.0913 | 0.9848 | 11:00 | 0.7697 | 0.687 | 0.8027 | 0.4021 | 0.9777 | 11:00 | 0.7741 | 0.0416 | 0.1321 | 0.4782 | 0.4743 | 11:00 | 0.7554 | 0.0879 | 0.0977 | 0.0827 | 0.5469
|  | 160:00 | 0.8859 | 0.7527 | 0.5513 | 0.6975 | 0.9239 | 0.7623 | 0.8548 | 0.8817 | 0.8659 | 0.8617 | 0.8016 | 0.8531 | 0.2578 | 0.1235 | 0.0847 | 0.1322 | 0.1235 | 0.1475 | 0.0944 | 0.1378 | 0.6608 | 0.2463 | 0.1786 | 0.218 | 12:00 | 0.5583 | 0.5021 | 0.6505 | 0.0909 | 0.9816 | 12:00 | 0.7013 | 0.6877 | 0.7577 | 0.3709 | 0.9701 | 12:00 | 0.7674 | 0.0251 | 0.1285 | 0.3051 | 0.456 | 12:00 | 0.7005 | 0.131 | 0.1513 | 0.0433 | 0.625
|  | 161:00 | 0.7555 | 0.686 | 0.4032 | 0.5995 | 0.9086 | 0.6706 | 0.7982 | 0.7605 | 0.7258 | 0.8105 | 0.863 | 0.7916 | 0.2539 | 0.1341 | 0.0819 | 0.1535 | 0.1341 | 0.1508 | 0.0996 | 0.1379 | 0.6082 | 0.2835 | 0.1831 | 0.2165 | 13:00 | 0.4776 | 0.6577 | 0.611 | 0 | 0.9824 | 13:00 | 0.6497 | 0.7604 | 0.7181 | 0.4566 | 0.9713 | 13:00 | 0.6805 | 0.2403 | 0.1182 | 0.2073 | 0.3987 | 13:00 | 0.7116 | 0.2495 | 0.1775 | 0.0221 | 0.6683
|  | 162:00 | 0.5924 | 0.4644 | 0.1654 | 0.4702 | 0.7905 | 0.4966 | 0.6426 | 0.62 | 0.4855 | 0.6788 | 0.7987 | 0.6451 | 0.3209 | 0.1746 | 0.1043 | 0.2259 | 0.1746 | 0.1979 | 0.1541 | 0.1498 | 0.5486 | 0.3961 | 0.2289 | 0.2466 | 14:00 | 0.4672 | 0.5873 | 0.6384 | 0.0147 | 0.9864 | 14:00 | 0.6505 | 0.8078 | 0.7465 | 0.4016 | 0.9674 | 14:00 | 0.5853 | 0.1338 | 0.0889 | 0.1002 | 0.3625 | 14:00 | 0.6615 | 0.3222 | 0.1652 | 0.029 | 0.648
|  | 163:00 | 0.0871 | 0.0603 | 0 | 0 | 0.3049 | 0.0905 | 0.3218 | 0.3884 | 0.1211 | 0.3327 | 0.5401 | 0.3408 | 0.3195 | 0.2606 | 0.1192 | 0.2903 | 0.2606 | 0.2265 | 0.2005 | 0.1991 | 0.5451 | 0.4695 | 0.2509 | 0.2769 | 15:00 | 0.5559 | 0.7736 | 0.7289 | 0 | 0.9868 | 15:00 | 0.7215 | 0.9055 | 0.7896 | 0.682 | 0.9667 | 15:00 | 0.4918 | 0.1002 | 0.0728 | 0.051 | 0.3116 | 15:00 | 0.6024 | 0.3562 | 0.1683 | 0.0376 | 0.6241
|  | 164:00 | 0 | 0 | 0 | 0 | 0 | 0 | 0.0171 | 0.0409 | 0.0014 | 0.0164 | 0.1297 | 0.0411 | 0.3882 | 0.3028 | 0.1179 | 0.3217 | 0.3028 | 0.2566 | 0.2953 | 0.3185 | 0.6696 | 0.6076 | 0.364 | 0.3917 | 16:00 | 0.5868 | 0.7811 | 0.829 | 0.0225 | 0.989 | 16:00 | 0.7105 | 0.8614 | 0.8148 | 0.3185 | 0.9678 | 16:00 | 0.4502 | 0.0779 | 0.1181 | 0.0795 | 0.282 | 16:00 | 0.6017 | 0.3518 | 0.2018 | 0.0621 | 0.5568
|  | 165:00 | 0 | 0 | 0 | 0 | 0 | 0 | 0 | 0 | 0 | 0 | 0 | 0 | 0.4373 | 0.3284 | 0.123 | 0.3536 | 0.3284 | 0.2818 | 0.3921 | 0.4746 | 0.7593 | 0.6708 | 0.4893 | 0.5139 | 17:00 | 0.5127 | 0.9568 | 0.6515 | 0.0991 | 0.992 | 17:00 | 0.6607 | 0.8903 | 0.7118 | 0.3872 | 0.9431 | 17:00 | 0.4308 | 0.0664 | 0.129 | 0.1039 | 0.2073 | 17:00 | 0.5423 | 0.341 | 0.1666 | 0.1039 | 0.4823
|  | 166:00 | 0 | 0 | 0 | 0 | 0 | 0 | 0 | 0 | 0 | 0 | 0 | 0 | 0.3948 | 0.3615 | 0.1105 | 0.3346 | 0.3615 | 0.265 | 0.3839 | 0.4629 | 0.6054 | 0.6679 | 0.5203 | 0.5082 | 18:00 | 0 | 0.8588 | 0 | 0 | 1.0002 | 18:00 | 0.2355 | 0.812 | 0.3073 | 0.2025 | 0.8285 | 18:00 | 0.4523 | 0.0966 | 0.1385 | 0.1495 | 0.2266 | 18:00 | 0.5687 | 0.3943 | 0.2262 | 0.1599 | 0.5251
|  | 167:00 | 0 | 0 | 0 | 0 | 0 | 0 | 0 | 0 | 0 | 0 | 0 | 0 | 0.3487 | 0.4139 | 0.1198 | 0.3531 | 0.4139 | 0.2656 | 0.421 | 0.435 | 0.4526 | 0.4728 | 0.5318 | 0.4857 | 19:00 | 0 | 0.4931 | 0 | 0 | 0.6541 | 19:00 | 0 | 0.5477 | 0 | 0.0137 | 0.526 | 19:00 | 0.5123 | 0.2207 | 0.2412 | 0.2014 | 0.3378 | 19:00 | 0.6265 | 0.5002 | 0.3438 | 0.2469 | 0.6009
|  | 168:00 | 0 | 0 | 0 | 0 | 0 | 0 | 0 | 0 | 0 | 0 | 0 | 0 | 0.4136 | 0.5264 | 0.1285 | 0.4629 | 0.5264 | 0.3226 | 0.4852 | 0.4986 | 0.3214 | 0.4285 | 0.5344 | 0.4917 | 20:00 | 0 | 0 | 0 | 0 | 0 | 20:00 | 0 | 0.0648 | 0 | 0 | 0.1561 | 20:00 | 0.5883 | 0.2393 | 0.4144 | 0.273 | 0.4379 | 20:00 | 0.7288 | 0.4976 | 0.4948 | 0.3991 | 0.6797
Aug |  | 169:00 | 0 | 0 | 0 | 0 | 0 | 0 | 0 | 0 | 0 | 0 | 0 | 0 | 0.3524 | 0.5881 | 0.1261 | 0.4951 | 0.5881 | 0.3181 | 0.2726 | 0.4074 | 0.1638 | 0.2501 | 0.4624 | 0.3849 | 21:00 | 0 | 0 | 0 | 0 | 0 | 21:00 | 0 | 0 | 0 | 0 | 0.0023 | 21:00 | 0.6043 | 0.2929 | 0.6051 | 0.3298 | 0.511 | 21:00 | 0.7721 | 0.4908 | 0.6174 | 0.5707 | 0.7261
|  | 170:00 | 0 | 0 | 0 | 0 | 0 | 0 | 0 | 0 | 0 | 0 | 0 | 0 | 0.3313 | 0.5341 | 0.1147 | 0.4752 | 0.5341 | 0.2972 | 0.4251 | 0.4963 | 0.1287 | 0.2212 | 0.4603 | 0.4159 | 22:00 | 0 | 0 | 0 | 0 | 0 | 22:00 | 0 | 0 | 0 | 0 | 0 | 22:00 | 0.6573 | 0.4468 | 0.6889 | 0.2489 | 0.5457 | 22:00 | 0.8156 | 0.5136 | 0.6158 | 0.5953 | 0.6997
|  | 171:00 | 0 | 0 | 0 | 0 | 0 | 0 | 0 | 0 | 0 | 0 | 0 | 0 | 0.2816 | 0.4866 | 0.0993 | 0.4121 | 0.4866 | 0.2588 | 0.3547 | 0.4144 | 0.1299 | 0.2261 | 0.4333 | 0.3762 | 23:00 | 0 | 0 | 0 | 0 | 0 | 23:00 | 0 | 0 | 0 | 0 | 0 | 23:00 | 0.6528 | 0.4591 | 0.5854 | 0.3169 | 0.5268 | 23:00 | 0.8153 | 0.6108 | 0.5924 | 0.6561 | 0.7027
|  | 172:00 | 0 | 0 | 0 | 0 | 0 | 0 | 0 | 0 | 0 | 0 | 0 | 0 | 0.2455 | 0.4023 | 0.0975 | 0.3497 | 0.4023 | 0.2255 | 0.2693 | 0.3353 | 0.1153 | 0.2058 | 0.4531 | 0.3561 | 24:00 | 0 | 0 | 0 | 0 | 0 | 24:00 | 0 | 0 | 0 | 0 | 0 | 24:00 | 0.6983 | 0.4261 | 0.6004 | 0.3 | 0.6188 | 24:00 | 0.7676 | 0.7154 | 0.5739 | 0.5842 | 0.6685
|  | 173:00 | 0 | 0 | 0 | 0 | 0 | 0 | 0 | 0 | 0 | 0 | 0 | 0 | 0.2454 | 0.3798 | 0.0841 | 0.3476 | 0.3798 | 0.217 | 0.2062 | 0.2734 | 0.1027 | 0.1619 | 0.4716 | 0.3409
|  | 174:00 | 0 | 0 | 0 | 0 | 0 | 0 | 0.0002 | 0.0036 | 0 | 0 | 0 | 0.0008 | 0.2551 | 0.3517 | 0.0829 | 0.3692 | 0.3517 | 0.2203 | 0.1848 | 0.1945 | 0.0758 | 0.1626 | 0.4426 | 0.303
|  | 175:00 | 0 | 0 | 0 | 0 | 0 | 0 | 0.098 | 0.1696 | 0.0692 | 0.1193 | 0.0777 | 0.1068 | 0.2616 | 0.3673 | 0.0818 | 0.3884 | 0.3673 | 0.2274 | 0.1676 | 0.1322 | 0.0767 | 0.1583 | 0.3547 | 0.2428 | [9 empty] | 0.28145
|  | 176:00 | 0 | 0 | 0 | 0 | 0 | 0 | 0.5074 | 0.5849 | 0.5521 | 0.5109 | 0.4982 | 0.5307 | 0.1855 | 0.2283 | 0.0563 | 0.2471 | 0.2283 | 0.1511 | 0.1141 | 0.1327 | 0.0763 | 0.1268 | 0.2491 | 0.1824
|  | 177:00 | 0.188 | 0.2351 | 0.0786 | 0.1408 | 0.0801 | 0.1445 | 0.7619 | 0.7969 | 0.7658 | 0.6611 | 0.7937 | 0.7559 | 0.1338 | 0.139 | 0.0374 | 0.1533 | 0.139 | 0.0997 | 0.085 | 0.1517 | 0.0829 | 0.1313 | 0.1758 | 0.1475
|  | 178:00 | 0.5146 | 0.69 | 0.2119 | 0.4302 | 0.3911 | 0.4476 | 0.8245 | 0.869 | 0.8392 | 0.7903 | 0.8988 | 0.8443 | 0.1124 | 0.0997 | 0.0354 | 0.1145 | 0.0997 | 0.0805 | 0.0775 | 0.1634 | 0.0662 | 0.0713 | 0.1149 | 0.1141
|  | 179:00 | 0.6991 | 0.8615 | 0.4204 | 0.7499 | 0.7329 | 0.6928 | 0.8275 | 0.7843 | 0.8568 | 0.8077 | 0.8855 | 0.8324 | 0.1395 | 0.1458 | 0.0435 | 0.1366 | 0.1458 | 0.1012 | 0.0895 | 0.1678 | 0.0661 | 0.065 | 0.2076 | 0.1627
|  | 180:00 | 0.6689 | 0.8532 | 0.4324 | 0.8079 | 0.7491 | 0.7023 | 0.8044 | 0.7741 | 0.8482 | 0.8082 | 0.8714 | 0.8212 | 0.1255 | 0.1321 | 0.038 | 0.1368 | 0.1321 | 0.0935 | 0.1087 | 0.149 | 0.0711 | 0.0684 | 0.2828 | 0.1992
|  | 181:00 | 0.7566 | 0.8969 | 0.4323 | 0.8538 | 0.7471 | 0.7373 | 0.817 | 0.7729 | 0.7981 | 0.8211 | 0.8706 | 0.8159 | 0.1859 | 0.2014 | 0.055 | 0.2136 | 0.2014 | 0.1408 | 0.1254 | 0.1231 | 0.1384 | 0.0904 | 0.196 | 0.1603
|  | 182:00 | 0.6411 | 0.8917 | 0.373 | 0.6817 | 0.7413 | 0.6658 | 0.7964 | 0.766 | 0.8268 | 0.7982 | 0.881 | 0.8137 | 0.2068 | 0.2256 | 0.0636 | 0.1931 | 0.2256 | 0.1489 | 0.1522 | 0.1033 | 0.283 | 0.0987 | 0.1853 | 0.1704
|  | 183:00 | 0.6283 | 0.8346 | 0.5449 | 0.7114 | 0.759 | 0.6957 | 0.7697 | 0.8402 | 0.8516 | 0.8095 | 0.8827 | 0.8308 | 0.2703 | 0.1456 | 0.0649 | 0.1662 | 0.1456 | 0.1525 | 0.1525 | 0.125 | 0.3656 | 0.1484 | 0.1339 | 0.1612
|  | 184:00 | 0.6178 | 0.7411 | 0.4081 | 0.6179 | 0.6237 | 0.6017 | 0.7963 | 0.7162 | 0.8268 | 0.7885 | 0.9089 | 0.8073 | 0.289 | 0.159 | 0.0744 | 0.1667 | 0.159 | 0.1633 | 0.17 | 0.1563 | 0.4496 | 0.1892 | 0.1156 | 0.1724
|  | 185:00 | 0.5176 | 0.6886 | 0.253 | 0.5694 | 0.4263 | 0.491 | 0.7205 | 0.7769 | 0.7471 | 0.7193 | 0.8465 | 0.7621 | 0.2384 | 0.1347 | 0.0629 | 0.1284 | 0.1347 | 0.1339 | 0.2016 | 0.2295 | 0.447 | 0.2218 | 0.1287 | 0.2003
|  | 186:00 | 0.3544 | 0.5102 | 0 | 0.4202 | 0.3005 | 0.3171 | 0.5217 | 0.595 | 0.4312 | 0.5092 | 0.6789 | 0.5472 | 0.2222 | 0.1381 | 0.0635 | 0.1332 | 0.1381 | 0.131 | 0.2428 | 0.2364 | 0.3809 | 0.1781 | 0.153 | 0.2092
|  | 187:00 | 0.0001 | 0.0385 | 0 | 0 | 0 | 0.0077 | 0.1407 | 0.2902 | 0.0238 | 0.1123 | 0.3057 | 0.1745 | 0.2631 | 0.159 | 0.078 | 0.1771 | 0.159 | 0.1595 | 0.2914 | 0.2861 | 0.3216 | 0.2346 | 0.2443 | 0.2675
|  | 188:00 | 0 | 0 | 0 | 0 | 0 | 0 | 0.0018 | 0.012 | 0 | 0 | 0.0211 | 0.007 | 0.3131 | 0.1961 | 0.094 | 0.2078 | 0.1961 | 0.1905 | 0.3244 | 0.3379 | 0.2973 | 0.299 | 0.3764 | 0.3493
|  | 189:00 | 0 | 0 | 0 | 0 | 0 | 0 | 0 | 0 | 0 | 0 | 0 | 0 | 0.3642 | 0.2292 | 0.1145 | 0.2498 | 0.2292 | 0.2254 | 0.3657 | 0.3735 | 0.2854 | 0.4351 | 0.5386 | 0.4482
|  | 190:00 | 0 | 0 | 0 | 0 | 0 | 0 | 0 | 0 | 0 | 0 | 0 | 0 | 0.3367 | 0.3254 | 0.1153 | 0.3409 | 0.3254 | 0.2475 | 0.3868 | 0.3109 | 0.2407 | 0.4351 | 0.5027 | 0.4133
|  | 191:00 | 0 | 0 | 0 | 0 | 0 | 0 | 0 | 0 | 0 | 0 | 0 | 0 | 0.3328 | 0.4079 | 0.1192 | 0.4105 | 0.4079 | 0.2716 | 0.4545 | 0.3578 | 0.2586 | 0.4572 | 0.594 | 0.4804
|  | 192:00 | 0 | 0 | 0 | 0 | 0 | 0 | 0 | 0 | 0 | 0 | 0 | 0 | 0.4107 | 0.6388 | 0.1493 | 0.5509 | 0.6388 | 0.3609 | 0.4306 | 0.4048 | 0.2526 | 0.3795 | 0.6235 | 0.4991
Sep | Fall | 193:00 | 0 | 0 | 0 | 0 | 0 | 0 | 0 | 0 | 0 | 0 | 0 | 0 | 0.2961 | 0.3876 | 0.1044 | 0.3829 | 0.3876 | 0.2474 | 0.4858 | 0.5294 | 0.1556 | 0.2509 | 0.6954 | 0.5527
|  | 194:00 | 0 | 0 | 0 | 0 | 0 | 0 | 0 | 0 | 0 | 0 | 0 | 0 | 0.3018 | 0.4127 | 0.1018 | 0.3801 | 0.4127 | 0.2504 | 0.4927 | 0.5395 | 0.2006 | 0.2964 | 0.602 | 0.516
|  | 195:00 | 0 | 0 | 0 | 0 | 0 | 0 | 0 | 0 | 0 | 0 | 0 | 0 | 0.2672 | 0.4315 | 0.0899 | 0.3753 | 0.4315 | 0.2372 | 0.4473 | 0.537 | 0.2035 | 0.2912 | 0.4643 | 0.4413
|  | 196:00 | 0 | 0 | 0 | 0 | 0 | 0 | 0 | 0 | 0 | 0 | 0 | 0 | 0.2534 | 0.3878 | 0.0837 | 0.3643 | 0.3878 | 0.2234 | 0.3782 | 0.5159 | 0.229 | 0.2375 | 0.386 | 0.3899
|  | 197:00 | 0 | 0 | 0 | 0 | 0 | 0 | 0 | 0 | 0 | 0 | 0 | 0 | 0.2827 | 0.4042 | 0.1045 | 0.4167 | 0.4042 | 0.2524 | 0.3268 | 0.4323 | 0.2215 | 0.2203 | 0.385 | 0.3631
|  | 198:00 | 0 | 0 | 0 | 0 | 0 | 0 | 0 | 0 | 0 | 0 | 0 | 0 | 0.2738 | 0.3691 | 0.099 | 0.4036 | 0.3691 | 0.2409 | 0.3564 | 0.3663 | 0.174 | 0.2045 | 0.357 | 0.3313
|  | 199:00 | 0 | 0 | 0 | 0 | 0 | 0 | 0.0655 | 0.0859 | 0.1041 | 0.0706 | 0.0317 | 0.0715 | 0.2793 | 0.3233 | 0.0898 | 0.3973 | 0.3233 | 0.2321 | 0.3852 | 0.3424 | 0.1753 | 0.195 | 0.4516 | 0.3764
|  | 200:00 | 0 | 0 | 0 | 0 | 0 | 0 | 0.3624 | 0.4427 | 0.3795 | 0.431 | 0.3724 | 0.3976 | 0.2406 | 0.3183 | 0.0846 | 0.3713 | 0.3183 | 0.2133 | 0.2693 | 0.303 | 0.1317 | 0.1466 | 0.4246 | 0.3337
|  | 201:00 | 0.1001 | 0.1167 | 0.0943 | 0.0682 | 0.1755 | 0.1109 | 0.5996 | 0.7571 | 0.6619 | 0.6787 | 0.6685 | 0.6732 | 0.2218 | 0.3138 | 0.0827 | 0.3621 | 0.3138 | 0.2049 | 0.1819 | 0.2742 | 0.0953 | 0.1077 | 0.4145 | 0.3064
|  | 202:00 | 0.4691 | 0.4019 | 0.2821 | 0.2763 | 0.8533 | 0.4566 | 0.7161 | 0.8521 | 0.8032 | 0.7731 | 0.8642 | 0.8017 | 0.1824 | 0.2477 | 0.0605 | 0.2682 | 0.2477 | 0.1584 | 0.0982 | 0.1661 | 0.1077 | 0.1058 | 0.4182 | 0.2757
|  | 203:00 | 0.5951 | 0.6768 | 0.4291 | 0.4108 | 0.802 | 0.5828 | 0.7656 | 0.8238 | 0.7833 | 0.7928 | 0.8123 | 0.7956 | 0.1702 | 0.1992 | 0.0613 | 0.229 | 0.1992 | 0.1417 | 0.1074 | 0.1632 | 0.1881 | 0.1632 | 0.4238 | 0.2906
|  | 204:00 | 0.6946 | 0.8037 | 0.6244 | 0.4554 | 0.9403 | 0.7037 | 0.7655 | 0.783 | 0.8087 | 0.7742 | 0.8149 | 0.7893 | 0.1716 | 0.193 | 0.0581 | 0.2092 | 0.193 | 0.1362 | 0.0911 | 0.1269 | 0.2088 | 0.2169 | 0.3376 | 0.2421
|  | 205:00 | 0.6837 | 0.8166 | 0.4642 | 0.5544 | 0.8795 | 0.6797 | 0.7623 | 0.7925 | 0.7932 | 0.7786 | 0.807 | 0.7867 | 0.1765 | 0.1601 | 0.0602 | 0.1584 | 0.1601 | 0.1244 | 0.1008 | 0.1122 | 0.2232 | 0.1996 | 0.308 | 0.2259
|  | 206:00 | 0.7127 | 0.8435 | 0.6398 | 0.6807 | 0.9511 | 0.7656 | 0.7587 | 0.8081 | 0.7944 | 0.7695 | 0.8178 | 0.7897 | 0.1901 | 0.1649 | 0.0574 | 0.1421 | 0.1649 | 0.1244 | 0.1127 | 0.1343 | 0.345 | 0.2324 | 0.3469 | 0.2671
|  | 207:00 | 0.701 | 0.7725 | 0.6235 | 0.5455 | 0.8983 | 0.7082 | 0.7554 | 0.822 | 0.7445 | 0.8082 | 0.842 | 0.7944 | 0.2005 | 0.1719 | 0.0651 | 0.1569 | 0.1719 | 0.1342 | 0.1535 | 0.1511 | 0.518 | 0.3686 | 0.3736 | 0.3148
|  | 208:00 | 0.6482 | 0.789 | 0.4881 | 0.5495 | 0.9141 | 0.6778 | 0.7112 | 0.8204 | 0.768 | 0.7709 | 0.8563 | 0.7854 | 0.1768 | 0.1585 | 0.0578 | 0.1448 | 0.1585 | 0.1206 | 0.1518 | 0.1516 | 0.4919 | 0.3985 | 0.3405 | 0.2964
|  | 209:00 | 0.503 | 0.6329 | 0.2328 | 0.4423 | 0.8195 | 0.5261 | 0.6224 | 0.7289 | 0.6205 | 0.7039 | 0.773 | 0.6897 | 0.1964 | 0.1554 | 0.066 | 0.1522 | 0.1554 | 0.1305 | 0.1411 | 0.1456 | 0.3154 | 0.2569 | 0.2906 | 0.2423
|  | 210:00 | 0.1319 | 0.2753 | 0 | 0.1034 | 0.5703 | 0.2162 | 0.3469 | 0.4673 | 0.237 | 0.4105 | 0.5643 | 0.4052 | 0.214 | 0.1649 | 0.0606 | 0.1745 | 0.1649 | 0.1389 | 0.163 | 0.1689 | 0.3292 | 0.3099 | 0.2982 | 0.2578
|  | 211:00 | 0 | 0 | 0 | 0 | 0 | 0 | 0.0244 | 0.0369 | 0.0035 | 0.0267 | 0.0345 | 0.0252 | 0.2386 | 0.206 | 0.0693 | 0.2187 | 0.206 | 0.163 | 0.2002 | 0.1972 | 0.2915 | 0.336 | 0.3629 | 0.2977
|  | 212:00 | 0 | 0 | 0 | 0 | 0 | 0 | 0 | 0 | 0 | 0 | 0 | 0 | 0.2976 | 0.3231 | 0.0956 | 0.3222 | 0.3231 | 0.2246 | 0.2501 | 0.2132 | 0.2522 | 0.3596 | 0.4946 | 0.3697
|  | 213:00 | 0 | 0 | 0 | 0 | 0 | 0 | 0 | 0 | 0 | 0 | 0 | 0 | 0.3724 | 0.4647 | 0.1359 | 0.4624 | 0.4647 | 0.3065 | 0.311 | 0.2307 | 0.2107 | 0.3488 | 0.6038 | 0.4302
|  | 214:00 | 0 | 0 | 0 | 0 | 0 | 0 | 0 | 0 | 0 | 0 | 0 | 0 | 0.3809 | 0.5463 | 0.1278 | 0.4741 | 0.5463 | 0.3177 | 0.3687 | 0.2952 | 0.2439 | 0.2874 | 0.6806 | 0.4909
|  | 215:00 | 0 | 0 | 0 | 0 | 0 | 0 | 0 | 0 | 0 | 0 | 0 | 0 | 0.3639 | 0.5908 | 0.1177 | 0.4759 | 0.5908 | 0.3145 | 0.379 | 0.2367 | 0.17 | 0.2123 | 0.7121 | 0.4829
|  | 216:00 | 0 | 0 | 0 | 0 | 0 | 0 | 0 | 0 | 0 | 0 | 0 | 0 | 0.3795 | 0.6218 | 0.1214 | 0.4901 | 0.6218 | 0.3269 | 0.3438 | 0.2015 | 0.1151 | 0.1866 | 0.6219 | 0.4182
Oct |  | 217:00 | 0 | 0 | 0 | 0 | 0 | 0 | 0 | 0 | 0 | 0 | 0 | 0 | 0.4639 | 0.665 | 0.1573 | 0.6459 | 0.665 | 0.4011 | 0.2229 | 0.1516 | 0.0774 | 0.1413 | 0.6567 | 0.4044
|  | 218:00 | 0 | 0 | 0 | 0 | 0 | 0 | 0 | 0 | 0 | 0 | 0 | 0 | 0.453 | 0.6497 | 0.1544 | 0.6106 | 0.6497 | 0.3881 | 0.2342 | 0.1798 | 0.0913 | 0.1306 | 0.5635 | 0.3664
|  | 219:00 | 0 | 0 | 0 | 0 | 0 | 0 | 0 | 0 | 0 | 0 | 0 | 0 | 0.4045 | 0.577 | 0.1431 | 0.5698 | 0.577 | 0.3531 | 0.2067 | 0.2302 | 0.1018 | 0.1214 | 0.5301 | 0.3587
|  | 220:00 | 0 | 0 | 0 | 0 | 0 | 0 | 0 | 0 | 0 | 0 | 0 | 0 | 0.4075 | 0.5688 | 0.1364 | 0.5694 | 0.5688 | 0.3502 | 0.1807 | 0.3049 | 0.1257 | 0.1332 | 0.5206 | 0.3711
|  | 221:00 | 0 | 0 | 0 | 0 | 0 | 0 | 0 | 0 | 0 | 0 | 0 | 0 | 0.3823 | 0.5325 | 0.1333 | 0.5129 | 0.5325 | 0.3263 | 0.1568 | 0.3882 | 0.1754 | 0.1853 | 0.4783 | 0.374
|  | 222:00 | 0 | 0 | 0 | 0 | 0 | 0 | 0 | 0 | 0 | 0 | 0 | 0 | 0.3291 | 0.4451 | 0.1138 | 0.4866 | 0.4451 | 0.2879 | 0.166 | 0.4362 | 0.2078 | 0.173 | 0.4386 | 0.3691
|  | 223:00 | 0 | 0 | 0 | 0 | 0 | 0 | 0.0065 | 0.0039 | 0.0123 | 0.0036 | 0 | 0.0053 | 0.3277 | 0.4047 | 0.1053 | 0.4683 | 0.4047 | 0.2757 | 0.2037 | 0.4495 | 0.2485 | 0.165 | 0.4206 | 0.3716
|  | 224:00 | 0 | 0 | 0 | 0 | 0 | 0 | 0.3084 | 0.2092 | 0.2667 | 0.2951 | 0.1441 | 0.2447 | 0.334 | 0.3927 | 0.1045 | 0.4589 | 0.3927 | 0.2739 | 0.1921 | 0.3632 | 0.2578 | 0.1291 | 0.3993 | 0.3395
|  | 225:00 | 0.0081 | 0.0516 | 0.0024 | 0 | 0 | 0.0124 | 0.6166 | 0.5118 | 0.6135 | 0.5438 | 0.4456 | 0.5463 | 0.3407 | 0.4106 | 0.1008 | 0.4438 | 0.4106 | 0.2734 | 0.1881 | 0.3028 | 0.2615 | 0.1124 | 0.3876 | 0.3193
|  | 226:00 | 0.3792 | 0.3133 | 0.5358 | 0.304 | 0.339 | 0.3743 | 0.7136 | 0.71 | 0.6708 | 0.6047 | 0.587 | 0.6572 | 0.248 | 0.3143 | 0.0771 | 0.3517 | 0.3143 | 0.208 | 0.1454 | 0.2838 | 0.1179 | 0.0806 | 0.2463 | 0.2213
|  | 227:00 | 0.6515 | 0.5309 | 0.6535 | 0.5686 | 0.716 | 0.6241 | 0.6973 | 0.7112 | 0.7344 | 0.634 | 0.6685 | 0.6891 | 0.2173 | 0.316 | 0.0789 | 0.2866 | 0.316 | 0.1874 | 0.0903 | 0.2217 | 0.1158 | 0.0792 | 0.1378 | 0.1462
|  | 228:00 | 0.5925 | 0.5712 | 0.6287 | 0.5676 | 0.6005 | 0.5921 | 0.6998 | 0.6564 | 0.6764 | 0.609 | 0.6333 | 0.655 | 0.284 | 0.3485 | 0.0911 | 0.3486 | 0.3485 | 0.2272 | 0.0999 | 0.2317 | 0.1333 | 0.0933 | 0.3282 | 0.2479
|  | 229:00 | 0.5798 | 0.5973 | 0.5641 | 0.4847 | 0.5888 | 0.5629 | 0.7205 | 0.7177 | 0.7058 | 0.667 | 0.6754 | 0.6973 | 0.2483 | 0.2956 | 0.0806 | 0.2792 | 0.2956 | 0.1929 | 0.0781 | 0.196 | 0.1046 | 0.0881 | 0.3365 | 0.238
|  | 230:00 | 0.6262 | 0.6884 | 0.642 | 0.5104 | 0.6189 | 0.6172 | 0.6979 | 0.6212 | 0.709 | 0.6362 | 0.6584 | 0.6645 | 0.2289 | 0.2245 | 0.0781 | 0.2116 | 0.2245 | 0.1645 | 0.0947 | 0.2627 | 0.1051 | 0.0932 | 0.3905 | 0.2824
|  | 231:00 | 0.6835 | 0.69 | 0.6931 | 0.4885 | 0.6936 | 0.6497 | 0.7108 | 0.6712 | 0.663 | 0.7016 | 0.7259 | 0.6945 | 0.221 | 0.211 | 0.0789 | 0.1969 | 0.211 | 0.1581 | 0.0944 | 0.2202 | 0.1163 | 0.0987 | 0.3359 | 0.2468
|  | 232:00 | 0.7056 | 0.7236 | 0.647 | 0.5094 | 0.7492 | 0.667 | 0.6682 | 0.6709 | 0.6124 | 0.6 | 0.6274 | 0.6358 | 0.2329 | 0.2043 | 0.0704 | 0.1993 | 0.2043 | 0.1577 | 0.0963 | 0.1873 | 0.1489 | 0.0991 | 0.4466 | 0.299
|  | 233:00 | 0.245 | 0.4365 | 0.0637 | 0.2973 | 0.5724 | 0.323 | 0.4486 | 0.4498 | 0.3595 | 0.4393 | 0.4792 | 0.4353 | 0.262 | 0.1925 | 0.0808 | 0.2033 | 0.1925 | 0.1695 | 0.1024 | 0.2423 | 0.1957 | 0.1062 | 0.4563 | 0.3226
|  | 234:00 | 0 | 0 | 0 | 0 | 0 | 0 | 0.0445 | 0.1421 | 0.0257 | 0.0993 | 0.1415 | 0.0906 | 0.2887 | 0.1662 | 0.0824 | 0.1823 | 0.1662 | 0.1704 | 0.1221 | 0.2547 | 0.2424 | 0.1091 | 0.4799 | 0.345
|  | 235:00 | 0 | 0 | 0 | 0 | 0 | 0 | 0 | 0.0005 | 0 | 0 | 0 | 0.0001 | 0.2926 | 0.1791 | 0.1005 | 0.2256 | 0.1791 | 0.1889 | 0.2218 | 0.2945 | 0.2692 | 0.1406 | 0.5779 | 0.419
|  | 236:00 | 0 | 0 | 0 | 0 | 0 | 0 | 0 | 0 | 0 | 0 | 0 | 0 | 0.3628 | 0.3543 | 0.1198 | 0.3734 | 0.3543 | 0.2666 | 0.3167 | 0.3966 | 0.2542 | 0.1897 | 0.4977 | 0.4129
|  | 237:00 | 0 | 0 | 0 | 0 | 0 | 0 | 0 | 0 | 0 | 0 | 0 | 0 | 0.4465 | 0.5582 | 0.146 | 0.5629 | 0.5582 | 0.3625 | 0.4251 | 0.4945 | 0.2359 | 0.2572 | 0.4199 | 0.4091
|  | 238:00 | 0 | 0 | 0 | 0 | 0 | 0 | 0 | 0 | 0 | 0 | 0 | 0 | 0.4866 | 0.6218 | 0.1548 | 0.5815 | 0.6218 | 0.3886 | 0.5174 | 0.5299 | 0.2005 | 0.3374 | 0.452 | 0.4432
|  | 239:00 | 0 | 0 | 0 | 0 | 0 | 0 | 0 | 0 | 0 | 0 | 0 | 0 | 0.4237 | 0.5731 | 0.1437 | 0.5652 | 0.5731 | 0.3574 | 0.5923 | 0.4453 | 0.1824 | 0.3096 | 0.5144 | 0.4605
|  | 240:00 | 0 | 0 | 0 | 0 | 0 | 0 | 0 | 0 | 0 | 0 | 0 | 0 | 0.4242 | 0.5723 | 0.1356 | 0.5908 | 0.5723 | 0.3593 | 0.6217 | 0.407 | 0.1743 | 0.2702 | 0.5581 | 0.4745
Nov |  | 241:00 | 0 | 0 | 0 | 0 | 0 | 0 | 0 | 0 | 0 | 0 | 0 | 0 | 0.4947 | 0.7089 | 0.1725 | 0.6852 | 0.7089 | 0.4289 | 0.2099 | 0.4218 | 0.2531 | 0.2274 | 0.4871 | 0.4027
|  | 242:00 | 0 | 0 | 0 | 0 | 0 | 0 | 0 | 0 | 0 | 0 | 0 | 0 | 0.4917 | 0.71 | 0.1729 | 0.6805 | 0.71 | 0.4274 | 0.2044 | 0.3809 | 0.2651 | 0.2646 | 0.4261 | 0.3652
|  | 243:00 | 0 | 0 | 0 | 0 | 0 | 0 | 0 | 0 | 0 | 0 | 0 | 0 | 0.4937 | 0.6948 | 0.178 | 0.6705 | 0.6948 | 0.4262 | 0.2101 | 0.3573 | 0.2261 | 0.1923 | 0.3807 | 0.3301
|  | 244:00 | 0 | 0 | 0 | 0 | 0 | 0 | 0 | 0 | 0 | 0 | 0 | 0 | 0.4702 | 0.6096 | 0.1542 | 0.6169 | 0.6096 | 0.3893 | 0.2138 | 0.3605 | 0.2277 | 0.1851 | 0.3662 | 0.3238
|  | 245:00 | 0 | 0 | 0 | 0 | 0 | 0 | 0 | 0 | 0 | 0 | 0 | 0 | 0.4349 | 0.5062 | 0.1313 | 0.5373 | 0.5062 | 0.3421 | 0.204 | 0.3855 | 0.181 | 0.1791 | 0.3662 | 0.3227
|  | 246:00 | 0 | 0 | 0 | 0 | 0 | 0 | 0 | 0 | 0 | 0 | 0 | 0 | 0.4068 | 0.403 | 0.1104 | 0.4574 | 0.403 | 0.2977 | 0.1575 | 0.3512 | 0.126 | 0.1713 | 0.3753 | 0.3077
|  | 247:00 | 0 | 0 | 0 | 0 | 0 | 0 | 0 | 0.0002 | 0 | 0 | 0 | 0 | 0.3816 | 0.3341 | 0.0889 | 0.3721 | 0.3341 | 0.2569 | 0.1613 | 0.3143 | 0.0987 | 0.1691 | 0.3968 | 0.3073
|  | 248:00 | 0 | 0 | 0 | 0 | 0 | 0 | 0.0974 | 0.1372 | 0.1977 | 0.1524 | 0.0138 | 0.1197 | 0.3344 | 0.286 | 0.0905 | 0.3293 | 0.286 | 0.23 | 0.1728 | 0.3778 | 0.1077 | 0.1882 | 0.4209 | 0.3369
|  | 249:00 | 0 | 0 | 0 | 0 | 0 | 0 | 0.4337 | 0.5359 | 0.4941 | 0.5093 | 0.3179 | 0.4582 | 0.3041 | 0.2442 | 0.0968 | 0.3064 | 0.2442 | 0.2144 | 0.211 | 0.4622 | 0.1218 | 0.2235 | 0.4756 | 0.391
|  | 250:00 | 0.0342 | 0.1126 | 0.0417 | 0.0331 | 0 | 0.0443 | 0.6116 | 0.7192 | 0.6437 | 0.673 | 0.5357 | 0.6367 | 0.2539 | 0.2189 | 0.0832 | 0.2615 | 0.2189 | 0.1829 | 0.2639 | 0.3827 | 0.1194 | 0.1837 | 0.5348 | 0.4067
|  | 251:00 | 0.1942 | 0.3514 | 0.1616 | 0.135 | 0.2637 | 0.2212 | 0.6439 | 0.7412 | 0.6888 | 0.7073 | 0.6221 | 0.6807 | 0.2578 | 0.2569 | 0.0778 | 0.283 | 0.2569 | 0.1906 | 0.2749 | 0.3577 | 0.0833 | 0.1578 | 0.4096 | 0.3342
|  | 252:00 | 0.2957 | 0.4244 | 0.2654 | 0.2368 | 0.363 | 0.3171 | 0.6289 | 0.7061 | 0.6587 | 0.6962 | 0.5973 | 0.6574 | 0.4001 | 0.3943 | 0.1274 | 0.4308 | 0.3943 | 0.2963 | 0.2494 | 0.3309 | 0.1363 | 0.178 | 0.4766 | 0.3658
|  | 253:00 | 0.305 | 0.4215 | 0.2358 | 0.2498 | 0.2043 | 0.2833 | 0.6135 | 0.6827 | 0.6518 | 0.6847 | 0.5707 | 0.6407 | 0.3731 | 0.4781 | 0.1346 | 0.4359 | 0.4781 | 0.3025 | 0.2457 | 0.2205 | 0.2593 | 0.1866 | 0.519 | 0.3762
|  | 254:00 | 0.3459 | 0.434 | 0.3104 | 0.2615 | 0.2312 | 0.3166 | 0.6307 | 0.7014 | 0.6195 | 0.6956 | 0.578 | 0.645 | 0.3191 | 0.374 | 0.1284 | 0.3824 | 0.374 | 0.2618 | 0.1385 | 0.1578 | 0.3163 | 0.1885 | 0.5607 | 0.3775
|  | 255:00 | 0.3538 | 0.4457 | 0.3882 | 0.3278 | 0.3458 | 0.3723 | 0.6294 | 0.7233 | 0.6472 | 0.7003 | 0.6186 | 0.6638 | 0.3271 | 0.3577 | 0.1359 | 0.3884 | 0.3577 | 0.2663 | 0.1036 | 0.1507 | 0.3751 | 0.2056 | 0.5191 | 0.3585
|  | 256:00 | 0.2996 | 0.439 | 0.3919 | 0.3014 | 0.4033 | 0.3671 | 0.525 | 0.6493 | 0.5138 | 0.6158 | 0.5103 | 0.5628 | 0.3402 | 0.2434 | 0.1229 | 0.2803 | 0.2434 | 0.2298 | 0.1511 | 0.1599 | 0.4214 | 0.2306 | 0.5075 | 0.3666
|  | 257:00 | 0 | 0.093 | 0.0033 | 0 | 0 | 0.0193 | 0.2582 | 0.4222 | 0.253 | 0.3649 | 0.2871 | 0.3171 | 0.3122 | 0.164 | 0.0951 | 0.235 | 0.164 | 0.1923 | 0.2309 | 0.1754 | 0.3658 | 0.1808 | 0.474 | 0.3537
|  | 258:00 | 0 | 0 | 0 | 0 | 0 | 0 | 0.0023 | 0.0535 | 0.0028 | 0.016 | 0.0296 | 0.0208 | 0.2482 | 0.1369 | 0.0696 | 0.1843 | 0.1369 | 0.1508 | 0.3112 | 0.2407 | 0.3945 | 0.195 | 0.4756 | 0.3823
|  | 259:00 | 0 | 0 | 0 | 0 | 0 | 0 | 0 | 0 | 0 | 0 | 0 | 0 | 0.3149 | 0.1944 | 0.0726 | 0.2675 | 0.1944 | 0.1942 | 0.4327 | 0.2939 | 0.4195 | 0.2558 | 0.5972 | 0.4746
|  | 260:00 | 0 | 0 | 0 | 0 | 0 | 0 | 0 | 0 | 0 | 0 | 0 | 0 | 0.3725 | 0.3874 | 0.1007 | 0.4032 | 0.3874 | 0.2715 | 0.5815 | 0.4926 | 0.399 | 0.4108 | 0.6535 | 0.5691
|  | 261:00 | 0 | 0 | 0 | 0 | 0 | 0 | 0 | 0 | 0 | 0 | 0 | 0 | 0.4355 | 0.6371 | 0.1335 | 0.5753 | 0.6371 | 0.3663 | 0.6936 | 0.6749 | 0.3912 | 0.5583 | 0.6958 | 0.6499
|  | 262:00 | 0 | 0 | 0 | 0 | 0 | 0 | 0 | 0 | 0 | 0 | 0 | 0 | 0.3971 | 0.6157 | 0.1254 | 0.5286 | 0.6157 | 0.3403 | 0.6634 | 0.6539 | 0.3687 | 0.4976 | 0.6786 | 0.6278
|  | 263:00 | 0 | 0 | 0 | 0 | 0 | 0 | 0 | 0 | 0 | 0 | 0 | 0 | 0.3623 | 0.4884 | 0.1061 | 0.4668 | 0.4884 | 0.2954 | 0.5693 | 0.6372 | 0.2842 | 0.399 | 0.6432 | 0.5816
|  | 264:00 | 0 | 0 | 0 | 0 | 0 | 0 | 0 | 0 | 0 | 0 | 0 | 0 | 0.3199 | 0.4131 | 0.095 | 0.4301 | 0.4131 | 0.2628 | 0.5608 | 0.6075 | 0.2597 | 0.3517 | 0.5578 | 0.5261
Dec | Winter | 265:00 | 0 | 0 | 0 | 0 | 0 | 0 | 0 | 0 | 0 | 0 | 0 | 0 | 0.4719 | 0.5229 | 0.1399 | 0.4926 | 0.5229 | 0.3491 | 0.2364 | 0.3373 | 0.2877 | 0.3273 | 0.3352 | 0.3187
|  | 266:00 | 0 | 0 | 0 | 0 | 0 | 0 | 0 | 0 | 0 | 0 | 0 | 0 | 0.4666 | 0.5238 | 0.1452 | 0.4859 | 0.5238 | 0.3485 | 0.302 | 0.4324 | 0.2989 | 0.361 | 0.3084 | 0.3369
|  | 267:00 | 0 | 0 | 0 | 0 | 0 | 0 | 0 | 0 | 0 | 0 | 0 | 0 | 0.4985 | 0.6102 | 0.1451 | 0.5007 | 0.6102 | 0.3706 | 0.3203 | 0.4686 | 0.2803 | 0.3302 | 0.2658 | 0.3223
|  | 268:00 | 0 | 0 | 0 | 0 | 0 | 0 | 0 | 0 | 0 | 0 | 0 | 0 | 0.5914 | 0.7272 | 0.188 | 0.6048 | 0.7272 | 0.4486 | 0.3039 | 0.4313 | 0.25 | 0.2878 | 0.2087 | 0.278
|  | 269:00 | 0 | 0 | 0 | 0 | 0 | 0 | 0 | 0 | 0 | 0 | 0 | 0 | 0.5618 | 0.7275 | 0.1916 | 0.6739 | 0.7275 | 0.4555 | 0.3084 | 0.4187 | 0.3223 | 0.342 | 0.2012 | 0.2826
|  | 270:00 | 0 | 0 | 0 | 0 | 0 | 0 | 0 | 0 | 0 | 0 | 0 | 0 | 0.5636 | 0.6389 | 0.1966 | 0.6871 | 0.6389 | 0.4501 | 0.2551 | 0.4641 | 0.3855 | 0.3944 | 0.196 | 0.2937
|  | 271:00 | 0 | 0 | 0 | 0 | 0 | 0 | 0 | 0 | 0 | 0 | 0 | 0 | 0.5482 | 0.5378 | 0.2003 | 0.6289 | 0.5378 | 0.4237 | 0.2229 | 0.4082 | 0.3854 | 0.35 | 0.1879 | 0.2714
|  | 272:00 | 0 | 0 | 0 | 0 | 0 | 0 | 0.0732 | 0.0373 | 0.0508 | 0.0733 | 0.0156 | 0.05 | 0.5238 | 0.478 | 0.1742 | 0.5699 | 0.478 | 0.3875 | 0.2453 | 0.3948 | 0.4315 | 0.4218 | 0.253 | 0.3121
|  | 273:00 | 0 | 0 | 0 | 0 | 0 | 0 | 0.3067 | 0.2851 | 0.2013 | 0.2352 | 0.2772 | 0.2611 | 0.4865 | 0.4222 | 0.1521 | 0.4886 | 0.4222 | 0.3453 | 0.3205 | 0.3883 | 0.5024 | 0.4605 | 0.3652 | 0.3853
|  | 274:00 | 0.0183 | 0.015 | 0 | 0 | 0 | 0.0067 | 0.3752 | 0.4332 | 0.1891 | 0.4127 | 0.6281 | 0.4077 | 0.4259 | 0.4918 | 0.1434 | 0.5635 | 0.4918 | 0.3479 | 0.3352 | 0.3814 | 0.3535 | 0.4013 | 0.3709 | 0.3686
|  | 275:00 | 0.0539 | 0.1665 | 0 | 0.0411 | 0.0835 | 0.069 | 0.4549 | 0.4581 | 0.3586 | 0.4777 | 0.5792 | 0.4657 | 0.4088 | 0.3514 | 0.1164 | 0.3851 | 0.3514 | 0.2802 | 0.384 | 0.3681 | 0.3077 | 0.4006 | 0.2964 | 0.3284
|  | 276:00 | 0.1171 | 0.2758 | 0 | 0.0947 | 0.2596 | 0.1494 | 0.4894 | 0.4967 | 0.4155 | 0.5139 | 0.6039 | 0.5039 | 0.3173 | 0.2512 | 0.0945 | 0.3002 | 0.2512 | 0.2168 | 0.3564 | 0.3482 | 0.3386 | 0.4946 | 0.3062 | 0.3334
|  | 277:00 | 0.1375 | 0.2614 | 0 | 0.1348 | 0.1239 | 0.1315 | 0.5035 | 0.5023 | 0.4164 | 0.4934 | 0.5964 | 0.5024 | 0.2204 | 0.2275 | 0.0653 | 0.2507 | 0.2275 | 0.1652 | 0.3314 | 0.3913 | 0.2679 | 0.3809 | 0.3634 | 0.356
|  | 278:00 | 0.1807 | 0.2808 | 0 | 0.1698 | 0.2947 | 0.1852 | 0.5438 | 0.4446 | 0.3934 | 0.4909 | 0.6306 | 0.5007 | 0.223 | 0.2988 | 0.0762 | 0.3063 | 0.2988 | 0.1898 | 0.4199 | 0.465 | 0.2974 | 0.318 | 0.4751 | 0.4393
|  | 279:00 | 0.2418 | 0.35 | 0.0196 | 0.1582 | 0.3508 | 0.2241 | 0.4848 | 0.5152 | 0.3527 | 0.4882 | 0.6868 | 0.5055 | 0.2479 | 0.3545 | 0.0783 | 0.3257 | 0.3545 | 0.2081 | 0.4124 | 0.5514 | 0.4275 | 0.3796 | 0.4937 | 0.4849
|  | 280:00 | 0.2 | 0.2984 | 0.0291 | 0.1806 | 0.283 | 0.1982 | 0.4386 | 0.4814 | 0.2267 | 0.4703 | 0.6508 | 0.4536 | 0.2655 | 0.3086 | 0.0799 | 0.3063 | 0.3086 | 0.2044 | 0.3687 | 0.6273 | 0.5371 | 0.4008 | 0.5856 | 0.5567
|  | 281:00 | 0.0079 | 0.0463 | 0 | 0 | 0 | 0.0109 | 0.2675 | 0.2315 | 0.1308 | 0.2817 | 0.4387 | 0.27 | 0.2866 | 0.2763 | 0.0858 | 0.3177 | 0.2763 | 0.2112 | 0.4285 | 0.6385 | 0.5691 | 0.4475 | 0.6157 | 0.5869
|  | 282:00 | 0 | 0 | 0 | 0 | 0 | 0 | 0.0131 | 0.0326 | 0.0018 | 0.0284 | 0.0773 | 0.0306 | 0.283 | 0.257 | 0.083 | 0.2928 | 0.257 | 0.2018 | 0.4886 | 0.683 | 0.5039 | 0.4649 | 0.6279 | 0.6032
|  | 283:00 | 0 | 0 | 0 | 0 | 0 | 0 | 0 | 0 | 0 | 0 | 0 | 0 | 0.2988 | 0.2298 | 0.0701 | 0.2516 | 0.2298 | 0.1896 | 0.6062 | 0.7746 | 0.4768 | 0.5106 | 0.7322 | 0.6885
|  | 284:00 | 0 | 0 | 0 | 0 | 0 | 0 | 0 | 0 | 0 | 0 | 0 | 0 | 0.3224 | 0.3149 | 0.0953 | 0.3431 | 0.3149 | 0.2347 | 0.5682 | 0.731 | 0.4241 | 0.5133 | 0.6216 | 0.6129
|  | 285:00 | 0 | 0 | 0 | 0 | 0 | 0 | 0 | 0 | 0 | 0 | 0 | 0 | 0.3692 | 0.4831 | 0.1236 | 0.4815 | 0.4831 | 0.3067 | 0.5342 | 0.6523 | 0.3737 | 0.5612 | 0.4975 | 0.5253
|  | 286:00 | 0 | 0 | 0 | 0 | 0 | 0 | 0 | 0 | 0 | 0 | 0 | 0 | 0.4286 | 0.4939 | 0.1116 | 0.4656 | 0.4939 | 0.3167 | 0.6524 | 0.6443 | 0.3108 | 0.474 | 0.5407 | 0.5475
|  | 287:00 | 0 | 0 | 0 | 0 | 0 | 0 | 0 | 0 | 0 | 0 | 0 | 0 | 0.4504 | 0.463 | 0.1035 | 0.3904 | 0.463 | 0.301 | 0.5929 | 0.7208 | 0.2377 | 0.4024 | 0.4685 | 0.5102
|  | 288:00 | 0 | 0 | 0 | 0 | 0 | 0 | 0 | 0 | 0 | 0 | 0 | 0 | 0.4102 | 0.4017 | 0.1166 | 0.3392 | 0.4017 | 0.2775 | 0.4699 | 0.654 | 0.1394 | 0.2952 | 0.3673 | 0.4144

## CapFactor_hour_3daysyear
|  |  | SolarCSP | [5 empty] | Solar PVSAT | [5 empty] | wind | [5 empty] | new wind
Month | Season | Hour | Northeast | West | Coastal | South | Panhandle | ERCOT total | Northeast | West | Coastal | South | Panhandle | ERCOT total | Northeast | West | Coastal | South | Panhandle | ERCOT total | Northeast | West | Coastal | South | Panhandle | ERCOT total
Jan | Winter | 1:00 | 0 | 0 | 0 | 0 | 0 | 0 | 0 | 0 | 0 | 0 | 0 | 0 | 0.3568 | 0.5495 | 0.1516 | 0.468 | 0.5495 | 0.3196 | 0.2986 | 0.444 | 0.5613 | 0.4138 | 0.3381 | 0.3864 | ERCOT total
|  | 2:00 | 0 | 0 | 0 | 0 | 0 | 0 | 0 | 0 | 0 | 0 | 0 | 0 | 0.3479 | 0.4695 | 0.1469 | 0.3893 | 0.4695 | 0.29 | 0.327 | 0.4754 | 0.4899 | 0.3877 | 0.4128 | 0.4249 |  | SOLAR CSP |  |  |  | SOLAR PVSAT |  |  |  | wind |  |  |  | wind-new
|  | 3:00 | 0 | 0 | 0 | 0 | 0 | 0 | 0 | 0 | 0 | 0 | 0 | 0 | 0.2804 | 0.3726 | 0.1093 | 0.3164 | 0.3726 | 0.23 | 0.37 | 0.4737 | 0.4768 | 0.3958 | 0.4304 | 0.4371 |  | Spring | Summer | Fall |  | Spring | Summer | Fall |  | Spring | Summer | Fall |  | Spring | Summer | Fall
|  | 4:00 | 0 | 0 | 0 | 0 | 0 | 0 | 0 | 0 | 0 | 0 | 0 | 0 | 0.2342 | 0.3478 | 0.0975 | 0.3163 | 0.3478 | 0.2092 | 0.3676 | 0.4877 | 0.4445 | 0.3451 | 0.4158 | 0.4267 | 1:00 | 0 | 0 | 0 | 1:00 | 0 | 0 | 0 | 1:00 | 0.456 | 0.3183 | 0.4011 | 1:00 | 0.6593 | 0.5212 | 0.4044
|  | 5:00 | 0 | 0 | 0 | 0 | 0 | 0 | 0 | 0 | 0 | 0 | 0 | 0 | 0.2181 | 0.4143 | 0.1077 | 0.3794 | 0.4143 | 0.2292 | 0.4697 | 0.5277 | 0.4166 | 0.319 | 0.4361 | 0.4531 | 2:00 | 0 | 0 | 0 | 2:00 | 0 | 0 | 0 | 2:00 | 0.4475 | 0.2584 | 0.3881 | 2:00 | 0.6402 | 0.464 | 0.3664
|  | 6:00 | 0 | 0 | 0 | 0 | 0 | 0 | 0 | 0 | 0 | 0 | 0 | 0 | 0.2129 | 0.3977 | 0.0985 | 0.3798 | 0.3977 | 0.2221 | 0.5254 | 0.4825 | 0.4084 | 0.2792 | 0.4479 | 0.4525 | 3:00 | 0 | 0 | 0 | 3:00 | 0 | 0 | 0 | 3:00 | 0.4666 | 0.2446 | 0.3531 | 3:00 | 0.6353 | 0.4585 | 0.3587
|  | 7:00 | 0 | 0 | 0 | 0 | 0 | 0 | 0 | 0 | 0 | 0 | 0 | 0 | 0.2412 | 0.4065 | 0.0928 | 0.4028 | 0.4065 | 0.2335 | 0.547 | 0.4158 | 0.3878 | 0.2571 | 0.3644 | 0.3946 | 4:00 | 0 | 0 | 0 | 4:00 | 0 | 0 | 0 | 4:00 | 0.4386 | 0.2694 | 0.3502 | 4:00 | 0.6181 | 0.4249 | 0.3711
|  | 8:00 | 0 | 0 | 0 | 0 | 0 | 0 | 0.0045 | 0.0219 | 0.0251 | 0.0131 | 0 | 0.0129 | 0.2647 | 0.4105 | 0.0979 | 0.4313 | 0.4105 | 0.2483 | 0.5022 | 0.409 | 0.435 | 0.2519 | 0.3418 | 0.3818 | 5:00 | 0 | 0 | 0 | 5:00 | 0 | 0 | 0 | 5:00 | 0.3995 | 0.2559 | 0.3263 | 5:00 | 0.6218 | 0.4142 | 0.374
|  | 9:00 | 0 | 0 | 0 | 0 | 0 | 0 | 0.2699 | 0.3216 | 0.241 | 0.196 | 0.2884 | 0.2634 | 0.3084 | 0.4286 | 0.1059 | 0.46 | 0.4286 | 0.2717 | 0.4811 | 0.4342 | 0.4567 | 0.2836 | 0.3414 | 0.3888 | 6:00 | 0 | 0 | 0 | 6:00 | 0.0007 | 0.0066 | 0 | 6:00 | 0.3679 | 0.2693 | 0.2879 | 6:00 | 0.6604 | 0.3747 | 0.3691
|  | 10:00 | 0 | 0.0509 | 0 | 0 | 0 | 0.0102 | 0.5401 | 0.5986 | 0.4245 | 0.4177 | 0.6374 | 0.5236 | 0.2509 | 0.3759 | 0.0788 | 0.3964 | 0.3759 | 0.2258 | 0.4426 | 0.4063 | 0.2755 | 0.1751 | 0.4119 | 0.388 | 7:00 | 0 | 0 | 0 | 7:00 | 0.0958 | 0.1847 | 0.0053 | 7:00 | 0.3345 | 0.2529 | 0.2757 | 7:00 | 0.6425 | 0.3314 | 0.3716
|  | 11:00 | 0.1321 | 0.2156 | 0.044 | 0.0372 | 0.2493 | 0.1356 | 0.6567 | 0.6735 | 0.472 | 0.5395 | 0.7435 | 0.617 | 0.2417 | 0.4009 | 0.0773 | 0.3721 | 0.4009 | 0.2207 | 0.3362 | 0.3106 | 0.1529 | 0.0933 | 0.2399 | 0.2503 | 8:00 | 0 | 0.0126 | 0 | 8:00 | 0.3954 | 0.5577 | 0.2447 | 8:00 | 0.2531 | 0.1969 | 0.2739 | 8:00 | 0.5487 | 0.263 | 0.3395
|  | 12:00 | 0.3054 | 0.4031 | 0.1489 | 0.0974 | 0.5056 | 0.2921 | 0.6656 | 0.6866 | 0.4938 | 0.4987 | 0.7199 | 0.6129 | 0.3135 | 0.5426 | 0.0906 | 0.4699 | 0.5426 | 0.2825 | 0.2676 | 0.2322 | 0.1413 | 0.0823 | 0.2119 | 0.2089 | 9:00 | 0.1115 | 0.3277 | 0.1213 | 9:00 | 0.5971 | 0.7871 | 0.5463 | 9:00 | 0.1942 | 0.1483 | 0.2734 | 9:00 | 0.4574 | 0.2138 | 0.3193
|  | 13:00 | 0.3225 | 0.4281 | 0.1528 | 0.1441 | 0.4484 | 0.2992 | 0.6469 | 0.6762 | 0.4806 | 0.5492 | 0.6737 | 0.6053 | 0.3236 | 0.4488 | 0.0923 | 0.4197 | 0.4488 | 0.2649 | 0.2502 | 0.2231 | 0.086 | 0.0813 | 0.2155 | 0.2004 | 10:00 | 0.4102 | 0.7272 | 0.4494 | 10:00 | 0.7258 | 0.8678 | 0.6572 | 10:00 | 0.1881 | 0.1279 | 0.208 | 10:00 | 0.3256 | 0.1674 | 0.2213
|  | 14:00 | 0.3302 | 0.4308 | 0.1496 | 0.1222 | 0.4493 | 0.2964 | 0.6532 | 0.6725 | 0.4883 | 0.504 | 0.6743 | 0.5985 | 0.2821 | 0.3345 | 0.0801 | 0.3104 | 0.3345 | 0.213 | 0.3055 | 0.2085 | 0.0752 | 0.0809 | 0.1967 | 0.1926 | 11:00 | 0.4276 | 0.8504 | 0.5743 | 11:00 | 0.7521 | 0.8733 | 0.6891 | 11:00 | 0.1917 | 0.1143 | 0.1874 | 11:00 | 0.3857 | 0.1674 | 0.1462
|  | 15:00 | 0.3472 | 0.4698 | 0.1874 | 0.1646 | 0.505 | 0.3348 | 0.6542 | 0.6929 | 0.5334 | 0.4874 | 0.7178 | 0.6171 | 0.2794 | 0.3135 | 0.0725 | 0.2824 | 0.3135 | 0.2012 | 0.3231 | 0.19 | 0.0991 | 0.0871 | 0.1995 | 0.1949 | 12:00 | 0.371 | 0.8741 | 0.5459 | 12:00 | 0.8102 | 0.8498 | 0.655 | 12:00 | 0.2841 | 0.0962 | 0.2272 | 12:00 | 0.529 | 0.1374 | 0.2479
|  | 16:00 | 0.3221 | 0.4663 | 0.2666 | 0.0936 | 0.5566 | 0.341 | 0.5781 | 0.6588 | 0.5262 | 0.3709 | 0.7186 | 0.5705 | 0.3382 | 0.3482 | 0.0767 | 0.2834 | 0.3482 | 0.2237 | 0.3218 | 0.2012 | 0.1452 | 0.1121 | 0.1988 | 0.2033 | 13:00 | 0.339 | 0.926 | 0.4855 | 13:00 | 0.8016 | 0.8493 | 0.6973 | 13:00 | 0.3406 | 0.1161 | 0.1929 | 13:00 | 0.5802 | 0.1692 | 0.238
|  | 17:00 | 0.055 | 0.2775 | 0.0813 | 0.0652 | 0.4715 | 0.1901 | 0.3663 | 0.4849 | 0.3331 | 0.2389 | 0.5902 | 0.4027 | 0.3664 | 0.32 | 0.1055 | 0.2864 | 0.32 | 0.2405 | 0.3099 | 0.2105 | 0.2156 | 0.1353 | 0.2296 | 0.2286 | 14:00 | 0.4448 | 0.9171 | 0.417 | 14:00 | 0.8069 | 0.8466 | 0.6645 | 14:00 | 0.2997 | 0.1834 | 0.1645 | 14:00 | 0.5397 | 0.186 | 0.2824
|  | 18:00 | 0 | 0 | 0 | 0 | 0 | 0 | 0.0521 | 0.155 | 0.0411 | 0.0641 | 0.2317 | 0.1088 | 0.356 | 0.3813 | 0.1159 | 0.3203 | 0.3813 | 0.2557 | 0.3066 | 0.2415 | 0.302 | 0.1682 | 0.2813 | 0.2725 | 15:00 | 0.3666 | 0.9005 | 0.515 | 15:00 | 0.8102 | 0.8518 | 0.6945 | 15:00 | 0.2589 | 0.1645 | 0.1581 | 15:00 | 0.4448 | 0.2004 | 0.2468
|  | 19:00 | 0 | 0 | 0 | 0 | 0 | 0 | 0 | 0.001 | 0 | 0 | 0 | 0.0002 | 0.4174 | 0.49 | 0.1369 | 0.428 | 0.49 | 0.3158 | 0.3926 | 0.3174 | 0.4002 | 0.3055 | 0.3626 | 0.3575 | 16:00 | 0.3849 | 0.8556 | 0.4608 | 16:00 | 0.7089 | 0.8531 | 0.6358 | 16:00 | 0.2578 | 0.1475 | 0.1577 | 16:00 | 0.4542 | 0.218 | 0.299
|  | 20:00 | 0 | 0 | 0 | 0 | 0 | 0 | 0 | 0 | 0 | 0 | 0 | 0 | 0.4117 | 0.4638 | 0.1393 | 0.4489 | 0.4638 | 0.3162 | 0.47 | 0.4323 | 0.4542 | 0.3349 | 0.4861 | 0.4618 | 17:00 | 0.4101 | 0.7436 | 0.3705 | 17:00 | 0.7081 | 0.7916 | 0.4353 | 17:00 | 0.2615 | 0.1508 | 0.1695 | 17:00 | 0.5143 | 0.2165 | 0.3226
|  | 21:00 | 0 | 0 | 0 | 0 | 0 | 0 | 0 | 0 | 0 | 0 | 0 | 0 | 0.4085 | 0.4365 | 0.1338 | 0.456 | 0.4365 | 0.3112 | 0.5246 | 0.5675 | 0.488 | 0.3838 | 0.6013 | 0.5624 | 18:00 | 0.0695 | 0.5343 | 0.0273 | 18:00 | 0.4816 | 0.6451 | 0.0906 | 18:00 | 0.3254 | 0.1979 | 0.1704 | 18:00 | 0.561 | 0.2466 | 0.345
|  | 22:00 | 0 | 0 | 0 | 0 | 0 | 0 | 0 | 0 | 0 | 0 | 0 | 0 | 0.4282 | 0.4514 | 0.1346 | 0.4334 | 0.4514 | 0.3144 | 0.4238 | 0.5284 | 0.35 | 0.3889 | 0.5725 | 0.5121 | 19:00 | 0 | 0.0418 | 0 | 19:00 | 0.1357 | 0.3408 | 0.0001 | 19:00 | 0.4104 | 0.2265 | 0.1889 | 19:00 | 0.6292 | 0.2769 | 0.419
|  | 23:00 | 0 | 0 | 0 | 0 | 0 | 0 | 0 | 0 | 0 | 0 | 0 | 0 | 0.4664 | 0.4958 | 0.1266 | 0.435 | 0.4958 | 0.3275 | 0.3396 | 0.4841 | 0.3129 | 0.4767 | 0.527 | 0.4694 | 20:00 | 0 | 0 | 0 | 20:00 | 0.0039 | 0.0411 | 0 | 20:00 | 0.431 | 0.2566 | 0.2666 | 20:00 | 0.7398 | 0.3917 | 0.4129
|  | 24:00 | 0 | 0 | 0 | 0 | 0 | 0 | 0 | 0 | 0 | 0 | 0 | 0 | 0.4185 | 0.4117 | 0.1115 | 0.3986 | 0.4117 | 0.2907 | 0.3879 | 0.4293 | 0.2613 | 0.4427 | 0.4378 | 0.4103 | 21:00 | 0 | 0 | 0 | 21:00 | 0 | 0 | 0 | 21:00 | 0.4282 | 0.2818 | 0.3625 | 21:00 | 0.8021 | 0.5139 | 0.4091
Feb |  | 25:00 | 0 | 0 | 0 | 0 | 0 | 0 | 0 | 0 | 0 | 0 | 0 | 0 | 0.2844 | 0.3183 | 0.0688 | 0.2738 | 0.3183 | 0.2 | 0.1647 | 0.424 | 0.1211 | 0.2983 | 0.4965 | 0.3909 | 22:00 | 0 | 0 | 0 | 22:00 | 0 | 0 | 0 | 22:00 | 0.4818 | 0.265 | 0.3886 | 22:00 | 0.7607 | 0.5082 | 0.4432
|  | 26:00 | 0 | 0 | 0 | 0 | 0 | 0 | 0 | 0 | 0 | 0 | 0 | 0 | 0.332 | 0.3813 | 0.0903 | 0.3219 | 0.3813 | 0.239 | 0.1949 | 0.4511 | 0.2229 | 0.3483 | 0.5077 | 0.4199 | 23:00 | 0 | 0 | 0 | 23:00 | 0 | 0 | 0 | 23:00 | 0.4783 | 0.2656 | 0.3574 | 23:00 | 0.7406 | 0.4857 | 0.4605
|  | 27:00 | 0 | 0 | 0 | 0 | 0 | 0 | 0 | 0 | 0 | 0 | 0 | 0 | 0.3772 | 0.4151 | 0.1022 | 0.3595 | 0.4151 | 0.2681 | 0.198 | 0.4549 | 0.3615 | 0.428 | 0.4385 | 0.4057 | 24:00 | 0 | 0 | 0 | 24:00 | 0 | 0 | 0 | 24:00 | 0.489 | 0.3226 | 0.3593 | 24:00 | 0.5846 | 0.4917 | 0.4745
|  | 28:00 | 0 | 0 | 0 | 0 | 0 | 0 | 0 | 0 | 0 | 0 | 0 | 0 | 0.4551 | 0.4277 | 0.1189 | 0.4112 | 0.4277 | 0.3085 | 0.2824 | 0.4716 | 0.5008 | 0.5376 | 0.3863 | 0.4136
|  | 29:00 | 0 | 0 | 0 | 0 | 0 | 0 | 0 | 0 | 0 | 0 | 0 | 0 | 0.4607 | 0.4496 | 0.1361 | 0.4468 | 0.4496 | 0.3266 | 0.2791 | 0.4928 | 0.4842 | 0.5103 | 0.4603 | 0.4521
|  | 30:00 | 0 | 0 | 0 | 0 | 0 | 0 | 0 | 0 | 0 | 0 | 0 | 0 | 0.3806 | 0.4284 | 0.1214 | 0.453 | 0.4284 | 0.2968 | 0.2551 | 0.4717 | 0.3965 | 0.3981 | 0.4786 | 0.4388 | Northeast
|  | 31:00 | 0 | 0 | 0 | 0 | 0 | 0 | 0 | 0 | 0 | 0 | 0 | 0 | 0.394 | 0.3987 | 0.1186 | 0.4517 | 0.3987 | 0.2957 | 0.3075 | 0.4713 | 0.3814 | 0.4096 | 0.51 | 0.4592 |  | SOLAR CSP |  |  |  | SOLAR PVSAT |  |  |  | wind |  |  |  | new-wind
|  | 32:00 | 0 | 0 | 0 | 0 | 0 | 0 | 0.0791 | 0.064 | 0.1298 | 0.0621 | 0.0053 | 0.0681 | 0.3904 | 0.3987 | 0.0997 | 0.4025 | 0.3987 | 0.2773 | 0.2508 | 0.457 | 0.3425 | 0.447 | 0.476 | 0.4297 |  | 1 | 2 | 3 |  | 1 | 2 | 3 |  | 1 | 2 | 3 |  | 1 | 2 | 3
|  | 33:00 | 0 | 0 | 0 | 0 | 0 | 0 | 0.4657 | 0.4355 | 0.4771 | 0.3181 | 0.3369 | 0.4067 | 0.4001 | 0.4322 | 0.0942 | 0.3929 | 0.4322 | 0.2799 | 0.2143 | 0.4694 | 0.3063 | 0.5191 | 0.4703 | 0.4246 | 1:00 | 0 | 0 | 0 | 1:00 | 0 | 0 | 0 | 1:00 | 0.3 | 0.5161 | 0.1593 | 1:00 | 0.4876 | 0.7245 | 0.3545
|  | 34:00 | 0.0943 | 0.1206 | 0.0771 | 0 | 0 | 0.0584 | 0.7051 | 0.7039 | 0.6804 | 0.5522 | 0.6468 | 0.6577 | 0.4204 | 0.4703 | 0.138 | 0.4736 | 0.4703 | 0.3238 | 0.1795 | 0.5433 | 0.2414 | 0.402 | 0.4187 | 0.3987 | 2:00 | 0 | 0 | 0 | 2:00 | 0 | 0 | 0 | 2:00 | 0.3357 | 0.5189 | 0.144 | 2:00 | 0.487 | 0.6528 | 0.3281
|  | 35:00 | 0.2844 | 0.5028 | 0.2332 | 0.0384 | 0.2473 | 0.2612 | 0.7824 | 0.7697 | 0.698 | 0.6017 | 0.7572 | 0.7218 | 0.4548 | 0.5354 | 0.157 | 0.5414 | 0.5354 | 0.3623 | 0.1735 | 0.6101 | 0.212 | 0.3594 | 0.4739 | 0.4356 | 3:00 | 0 | 0 | 0 | 3:00 | 0 | 0 | 0 | 3:00 | 0.2989 | 0.5242 | 0.1968 | 3:00 | 0.3449 | 0.6344 | 0.2873
|  | 36:00 | 0.4503 | 0.5996 | 0.2676 | 0.093 | 0.5459 | 0.3913 | 0.7764 | 0.7446 | 0.6983 | 0.671 | 0.7611 | 0.7303 | 0.528 | 0.5736 | 0.1734 | 0.5493 | 0.5736 | 0.3956 | 0.2558 | 0.6836 | 0.4384 | 0.3501 | 0.6124 | 0.5566 | 4:00 | 0 | 0 | 0 | 4:00 | 0 | 0 | 0 | 4:00 | 0.2669 | 0.4874 | 0.1658 | 4:00 | 0.3145 | 0.6021 | 0.292
|  | 37:00 | 0.4974 | 0.6087 | 0.2485 | 0.1189 | 0.4577 | 0.3862 | 0.7441 | 0.7473 | 0.6806 | 0.6304 | 0.7424 | 0.709 | 0.4439 | 0.4078 | 0.1589 | 0.4572 | 0.4078 | 0.3281 | 0.2891 | 0.6269 | 0.3501 | 0.2159 | 0.7052 | 0.5781 | 5:00 | 0 | 0 | 0 | 5:00 | 0 | 0 | 0 | 5:00 | 0.2465 | 0.4878 | 0.1306 | 5:00 | 0.3096 | 0.5479 | 0.2805
|  | 38:00 | 0.4976 | 0.6204 | 0.0852 | 0.1236 | 0.3809 | 0.3415 | 0.7565 | 0.7493 | 0.7248 | 0.6099 | 0.7305 | 0.7142 | 0.3597 | 0.3062 | 0.1286 | 0.3466 | 0.3062 | 0.2582 | 0.2096 | 0.5038 | 0.2281 | 0.2448 | 0.6404 | 0.4961 | 6:00 | 0 | 0 | 0 | 6:00 | 0.0149 | 0 | 0 | 6:00 | 0.2614 | 0.4935 | 0.1239 | 6:00 | 0.2559 | 0.5265 | 0.2282
|  | 39:00 | 0.4094 | 0.6377 | 0.0976 | 0.111 | 0.3474 | 0.3206 | 0.7402 | 0.6425 | 0.5915 | 0.5894 | 0.7166 | 0.6561 | 0.4351 | 0.3687 | 0.1434 | 0.3977 | 0.3687 | 0.3029 | 0.2128 | 0.5183 | 0.4061 | 0.352 | 0.5536 | 0.4812 | 7:00 | 0 | 0 | 0 | 7:00 | 0.2011 | 0 | 0.0066 | 7:00 | 0.24 | 0.4599 | 0.1025 | 7:00 | 0.2169 | 0.4717 | 0.1564
|  | 40:00 | 0.4467 | 0.6345 | 0.0897 | 0.1039 | 0.4589 | 0.3467 | 0.6328 | 0.6613 | 0.4989 | 0.4689 | 0.7239 | 0.5972 | 0.4177 | 0.3212 | 0.1424 | 0.3887 | 0.3212 | 0.2902 | 0.2718 | 0.5246 | 0.4751 | 0.369 | 0.442 | 0.442 | 8:00 | 0 | 0 | 0 | 8:00 | 0.5522 | 0.0332 | 0.226 | 8:00 | 0.2031 | 0.4913 | 0.0897 | 8:00 | 0.1426 | 0.4991 | 0.1637
|  | 41:00 | 0.2648 | 0.4357 | 0 | 0.0552 | 0.1652 | 0.1842 | 0.4947 | 0.4604 | 0.2752 | 0.3842 | 0.5866 | 0.4402 | 0.3908 | 0.3303 | 0.1453 | 0.4009 | 0.3303 | 0.2873 | 0.3113 | 0.5425 | 0.4396 | 0.3181 | 0.439 | 0.4427 | 9:00 | 0.3072 | 0 | 0 | 9:00 | 0.7657 | 0.3187 | 0.6309 | 9:00 | 0.1828 | 0.5465 | 0.086 | 9:00 | 0.0827 | 0.5338 | 0.1718
|  | 42:00 | 0.003 | 0.0611 | 0 | 0 | 0.0161 | 0.016 | 0.1547 | 0.1866 | 0.0869 | 0.182 | 0.3008 | 0.1822 | 0.4544 | 0.444 | 0.1727 | 0.5011 | 0.444 | 0.3496 | 0.3525 | 0.61 | 0.5217 | 0.4204 | 0.492 | 0.5031 | 10:00 | 0.7483 | 0.0219 | 0.2841 | 10:00 | 0.8727 | 0.6137 | 0.7459 | 10:00 | 0.1631 | 0.5607 | 0.1086 | 10:00 | 0.0728 | 0.4967 | 0.1821
|  | 43:00 | 0 | 0 | 0 | 0 | 0 | 0 | 0.0001 | 0.006 | 0 | 0.0011 | 0.0086 | 0.0031 | 0.4559 | 0.5069 | 0.1732 | 0.4982 | 0.5069 | 0.3571 | 0.3847 | 0.6305 | 0.496 | 0.5177 | 0.5377 | 0.5357 | 11:00 | 0.5268 | 0.2655 | 0.4961 | 11:00 | 0.7715 | 0.6376 | 0.681 | 11:00 | 0.1545 | 0.6032 | 0.0196 | 11:00 | 0.0322 | 0.6964 | 0.0249
|  | 44:00 | 0 | 0 | 0 | 0 | 0 | 0 | 0 | 0 | 0 | 0 | 0 | 0 | 0.5011 | 0.5979 | 0.1737 | 0.5674 | 0.5979 | 0.3946 | 0.4378 | 0.6775 | 0.4221 | 0.5388 | 0.4807 | 0.5162 | 12:00 | 0.5955 | 0.4207 | 0.4063 | 12:00 | 0.759 | 0.5772 | 0.6174 | 12:00 | 0.1148 | 0.6339 | 0.0132 | 12:00 | 0.0133 | 0.7534 | 0.0094
|  | 45:00 | 0 | 0 | 0 | 0 | 0 | 0 | 0 | 0 | 0 | 0 | 0 | 0 | 0.5414 | 0.6738 | 0.171 | 0.6219 | 0.6738 | 0.4247 | 0.501 | 0.713 | 0.3751 | 0.5152 | 0.4428 | 0.5059 | 13:00 | 0.6658 | 0.3856 | 0.4446 | 13:00 | 0.8021 | 0.5725 | 0.6064 | 13:00 | 0.1288 | 0.528 | 0.0325 | 13:00 | 0.0429 | 0.7248 | 0.0429
|  | 46:00 | 0 | 0 | 0 | 0 | 0 | 0 | 0 | 0 | 0 | 0 | 0 | 0 | 0.541 | 0.7208 | 0.1773 | 0.6598 | 0.7208 | 0.4403 | 0.4969 | 0.7158 | 0.3265 | 0.5712 | 0.3604 | 0.4616 | 14:00 | 0.7667 | 0.418 | 0.5203 | 14:00 | 0.8601 | 0.5686 | 0.6329 | 14:00 | 0.1753 | 0.5236 | 0.0565 | 14:00 | 0.1156 | 0.6803 | 0.0369
|  | 47:00 | 0 | 0 | 0 | 0 | 0 | 0 | 0 | 0 | 0 | 0 | 0 | 0 | 0.4343 | 0.4994 | 0.1476 | 0.5444 | 0.4994 | 0.3491 | 0.4421 | 0.6198 | 0.1502 | 0.3745 | 0.4015 | 0.4254 | 15:00 | 0.749 | 0.4774 | 0.5865 | 15:00 | 0.8322 | 0.5976 | 0.7188 | 15:00 | 0.2011 | 0.5517 | 0.1119 | 15:00 | 0.2037 | 0.605 | 0.0443
|  | 48:00 | 0 | 0 | 0 | 0 | 0 | 0 | 0 | 0 | 0 | 0 | 0 | 0 | 0.421 | 0.4545 | 0.1312 | 0.4711 | 0.4545 | 0.3189 | 0.3769 | 0.5331 | 0.2578 | 0.3324 | 0.3917 | 0.404 | 16:00 | 0.7554 | 0.5507 | 0.6588 | 16:00 | 0.8269 | 0.6222 | 0.7359 | 16:00 | 0.2554 | 0.5189 | 0.1366 | 16:00 | 0.3386 | 0.5245 | 0.0758
Mar | Spring | 49:00 | 0 | 0 | 0 | 0 | 0 | 0 | 0 | 0 | 0 | 0 | 0 | 0 | 0.4019 | 0.438 | 0.1198 | 0.491 | 0.438 | 0.3109 | 0.5272 | 0.6632 | 0.4977 | 0.4303 | 0.3493 | 0.4609 | 17:00 | 0.6324 | 0.3165 | 0.1826 | 17:00 | 0.7338 | 0.5366 | 0.5433 | 17:00 | 0.3042 | 0.5002 | 0.1495 | 17:00 | 0.318 | 0.5018 | 0.1245
|  | 50:00 | 0 | 0 | 0 | 0 | 0 | 0 | 0 | 0 | 0 | 0 | 0 | 0 | 0.4382 | 0.5198 | 0.1161 | 0.4927 | 0.5198 | 0.3297 | 0.444 | 0.6632 | 0.4995 | 0.4095 | 0.4172 | 0.4848 | 18:00 | 0.3602 | 0 | 0 | 18:00 | 0.5258 | 0.1136 | 0.0618 | 18:00 | 0.2613 | 0.5045 | 0.1834 | 18:00 | 0.2991 | 0.5078 | 0.1783
|  | 51:00 | 0 | 0 | 0 | 0 | 0 | 0 | 0 | 0 | 0 | 0 | 0 | 0 | 0.3895 | 0.5961 | 0.1198 | 0.5182 | 0.5961 | 0.3316 | 0.4028 | 0.6472 | 0.5451 | 0.4306 | 0.3686 | 0.4583 | 19:00 | 0 | 0 | 0 | 19:00 | 0.2151 | 0 | 0 | 19:00 | 0.2845 | 0.5145 | 0.209 | 19:00 | 0.4089 | 0.5762 | 0.2913
|  | 52:00 | 0 | 0 | 0 | 0 | 0 | 0 | 0 | 0 | 0 | 0 | 0 | 0 | 0.3611 | 0.5037 | 0.1295 | 0.5154 | 0.5037 | 0.3159 | 0.4422 | 0.6874 | 0.5882 | 0.4568 | 0.3397 | 0.4634 | 20:00 | 0 | 0 | 0 | 20:00 | 0.0063 | 0 | 0 | 20:00 | 0.2986 | 0.5689 | 0.2487 | 20:00 | 0.499 | 0.6905 | 0.3319
|  | 53:00 | 0 | 0 | 0 | 0 | 0 | 0 | 0 | 0 | 0 | 0 | 0 | 0 | 0.3139 | 0.4761 | 0.1041 | 0.4282 | 0.4761 | 0.2718 | 0.4876 | 0.6657 | 0.5756 | 0.4822 | 0.2807 | 0.4338 | 21:00 | 0 | 0 | 0 | 21:00 | 0 | 0 | 0 | 21:00 | 0.3246 | 0.5869 | 0.2791 | 21:00 | 0.5718 | 0.753 | 0.3607
|  | 54:00 | 0 | 0 | 0 | 0 | 0 | 0 | 0 | 0 | 0 | 0 | 0 | 0 | 0.2912 | 0.4427 | 0.1244 | 0.4654 | 0.4427 | 0.277 | 0.5604 | 0.6296 | 0.6904 | 0.5407 | 0.2936 | 0.456 | 22:00 | 0 | 0 | 0 | 22:00 | 0 | 0 | 0 | 22:00 | 0.3703 | 0.625 | 0.2723 | 22:00 | 0.5536 | 0.7551 | 0.3906
|  | 55:00 | 0 | 0 | 0 | 0 | 0 | 0 | 0 | 0.0034 | 0 | 0 | 0 | 0.0007 | 0.3393 | 0.4562 | 0.0992 | 0.4441 | 0.4562 | 0.2778 | 0.4933 | 0.5426 | 0.7688 | 0.5616 | 0.2784 | 0.431 | 23:00 | 0 | 0 | 0 | 23:00 | 0 | 0 | 0 | 23:00 | 0.4734 | 0.5997 | 0.3266 | 23:00 | 0.563 | 0.7923 | 0.3572
|  | 56:00 | 0 | 0 | 0 | 0 | 0 | 0 | 0.1432 | 0.1876 | 0.0235 | 0.1096 | 0.0607 | 0.1049 | 0.4779 | 0.4097 | 0.0826 | 0.3735 | 0.4097 | 0.2907 | 0.4046 | 0.4776 | 0.7102 | 0.5751 | 0.2238 | 0.3728 | 24:00 | 0 | 0 | 0 | 24:00 | 0 | 0 | 0 | 24:00 | 0.393 | 0.5524 | 0.3678 | 24:00 | 0.5453 | 0.8005 | 0.4041
|  | 57:00 | 0 | 0.0042 | 0 | 0 | 0 | 0.0008 | 0.4621 | 0.5912 | 0.0614 | 0.4015 | 0.4395 | 0.3912 | 0.4622 | 0.3678 | 0.0742 | 0.3322 | 0.3678 | 0.2698 | 0.3507 | 0.4239 | 0.654 | 0.6047 | 0.1917 | 0.3333
|  | 58:00 | 0.2182 | 0.3351 | 0 | 0.1932 | 0.1338 | 0.176 | 0.657 | 0.7865 | 0.2379 | 0.6205 | 0.6944 | 0.5993 | 0.4017 | 0.4138 | 0.1253 | 0.3686 | 0.4138 | 0.2858 | 0.4306 | 0.4069 | 0.7136 | 0.6831 | 0.1779 | 0.3419
|  | 59:00 | 0.5002 | 0.7479 | 0 | 0.4246 | 0.4501 | 0.4246 | 0.7329 | 0.8408 | 0.3587 | 0.7949 | 0.7934 | 0.7042 | 0.4928 | 0.5659 | 0.1248 | 0.505 | 0.5659 | 0.3565 | 0.3006 | 0.325 | 0.8233 | 0.6586 | 0.1987 | 0.3306 | West
|  | 60:00 | 0.5334 | 0.7507 | 0.168 | 0.583 | 0.5327 | 0.5136 | 0.7943 | 0.8434 | 0.5496 | 0.8067 | 0.8052 | 0.7599 | 0.5693 | 0.5552 | 0.1341 | 0.5181 | 0.5552 | 0.3831 | 0.2764 | 0.3536 | 0.8207 | 0.6536 | 0.2739 | 0.3715 |  | SOLAR CSP |  |  |  | SOLAR PVSAT |  |  |  | wind |  |  |  | new wind
|  | 61:00 | 0.5713 | 0.7408 | 0.3381 | 0.6706 | 0.5635 | 0.5769 | 0.7825 | 0.8309 | 0.6791 | 0.8094 | 0.7907 | 0.7785 | 0.5345 | 0.4525 | 0.1129 | 0.4368 | 0.4525 | 0.3365 | 0.3347 | 0.4108 | 0.8523 | 0.7066 | 0.3518 | 0.4362 |  | 1 | 2 | 3 |  | 1 | 2 | 3 |  | 1 | 2 | 3 |  | 1 | 2 | 3
|  | 62:00 | 0.586 | 0.7448 | 0.4453 | 0.6625 | 0.4367 | 0.5751 | 0.7773 | 0.8354 | 0.8172 | 0.8132 | 0.77 | 0.8026 | 0.4966 | 0.3516 | 0.1381 | 0.3577 | 0.3516 | 0.3082 | 0.2941 | 0.3765 | 0.8671 | 0.7075 | 0.3182 | 0.4087 | 1:00 | 0 | 0 | 0 | 1:00 | 0 | 0 | 0 | 1:00 | 0.4553 | 0.7079 | 0.231 | 1:00 | 0.3443 | 0.6743 | 0.2989
|  | 63:00 | 0.5851 | 0.7508 | 0.5712 | 0.6674 | 0.5637 | 0.6277 | 0.7794 | 0.8483 | 0.8211 | 0.7921 | 0.7747 | 0.8031 | 0.4158 | 0.3536 | 0.1122 | 0.3715 | 0.3536 | 0.278 | 0.3432 | 0.4391 | 0.9017 | 0.6984 | 0.3538 | 0.4498 | 2:00 | 0 | 0 | 0 | 2:00 | 0 | 0 | 0 | 2:00 | 0.5457 | 0.6311 | 0.2279 | 2:00 | 0.4723 | 0.6259 | 0.3084
|  | 64:00 | 0.517 | 0.7321 | 0.564 | 0.6423 | 0.5417 | 0.5994 | 0.7204 | 0.8257 | 0.757 | 0.7831 | 0.7438 | 0.766 | 0.4213 | 0.374 | 0.1163 | 0.3312 | 0.374 | 0.2756 | 0.3926 | 0.5244 | 0.8909 | 0.7456 | 0.4345 | 0.5161 | 3:00 | 0 | 0 | 0 | 3:00 | 0 | 0 | 0 | 3:00 | 0.4885 | 0.6106 | 0.3522 | 3:00 | 0.4435 | 0.5995 | 0.3689
|  | 65:00 | 0.3638 | 0.5514 | 0.3375 | 0.5187 | 0.3475 | 0.4238 | 0.5658 | 0.6556 | 0.5051 | 0.6473 | 0.6269 | 0.6001 | 0.4039 | 0.3712 | 0.1208 | 0.3259 | 0.3712 | 0.2711 | 0.4217 | 0.4908 | 0.8441 | 0.7563 | 0.4502 | 0.5148 | 4:00 | 0 | 0 | 0 | 4:00 | 0 | 0 | 0 | 4:00 | 0.3982 | 0.5905 | 0.314 | 4:00 | 0.4369 | 0.5902 | 0.3065
|  | 66:00 | 0 | 0.0925 | 0 | 0.0614 | 0 | 0.0308 | 0.2652 | 0.403 | 0.1733 | 0.3705 | 0.3745 | 0.3173 | 0.3278 | 0.3617 | 0.1314 | 0.3215 | 0.3617 | 0.2519 | 0.4883 | 0.5474 | 0.8437 | 0.7828 | 0.5164 | 0.5695 | 5:00 | 0 | 0 | 0 | 5:00 | 0 | 0 | 0 | 5:00 | 0.2934 | 0.5198 | 0.3034 | 5:00 | 0.3617 | 0.59 | 0.2175
|  | 67:00 | 0 | 0 | 0 | 0 | 0 | 0 | 0.0106 | 0.0282 | 0.001 | 0.0159 | 0.0276 | 0.0166 | 0.291 | 0.3366 | 0.0968 | 0.3201 | 0.3366 | 0.2244 | 0.6 | 0.5825 | 0.8913 | 0.8752 | 0.5814 | 0.6322 | 6:00 | 0 | 0 | 0 | 6:00 | 0.0013 | 0 | 0 | 6:00 | 0.2588 | 0.5211 | 0.2805 | 6:00 | 0.3426 | 0.5729 | 0.1948
|  | 68:00 | 0 | 0 | 0 | 0 | 0 | 0 | 0 | 0 | 0 | 0 | 0 | 0 | 0.3242 | 0.3418 | 0.1155 | 0.3583 | 0.3418 | 0.2495 | 0.6186 | 0.6476 | 0.8139 | 0.7919 | 0.631 | 0.6614 | 7:00 | 0 | 0 | 0 | 7:00 | 0.0786 | 0 | 0.0177 | 7:00 | 0.2612 | 0.5251 | 0.1938 | 7:00 | 0.3384 | 0.5376 | 0.1417
|  | 69:00 | 0 | 0 | 0 | 0 | 0 | 0 | 0 | 0 | 0 | 0 | 0 | 0 | 0.3288 | 0.3568 | 0.1311 | 0.3938 | 0.3568 | 0.2659 | 0.6098 | 0.6763 | 0.6646 | 0.6763 | 0.6615 | 0.66 | 8:00 | 0 | 0 | 0 | 8:00 | 0.3991 | 0.0684 | 0.161 | 8:00 | 0.2224 | 0.5671 | 0.1781 | 8:00 | 0.2779 | 0.5822 | 0.1508
|  | 70:00 | 0 | 0 | 0 | 0 | 0 | 0 | 0 | 0 | 0 | 0 | 0 | 0 | 0.4091 | 0.4901 | 0.1495 | 0.4823 | 0.4901 | 0.3293 | 0.4975 | 0.5981 | 0.4927 | 0.5553 | 0.6856 | 0.6167 | 9:00 | 0.2016 | 0 | 0.0492 | 9:00 | 0.6032 | 0.4111 | 0.5824 | 9:00 | 0.1716 | 0.6276 | 0.1788 | 9:00 | 0.2357 | 0.6504 | 0.1714
|  | 71:00 | 0 | 0 | 0 | 0 | 0 | 0 | 0 | 0 | 0 | 0 | 0 | 0 | 0.3655 | 0.4991 | 0.1256 | 0.4466 | 0.4991 | 0.3014 | 0.4154 | 0.5548 | 0.5015 | 0.5665 | 0.614 | 0.5632 | 10:00 | 0.5235 | 0.0926 | 0.3333 | 10:00 | 0.711 | 0.6974 | 0.6756 | 10:00 | 0.1537 | 0.6323 | 0.171 | 10:00 | 0.2426 | 0.651 | 0.1928
|  | 72:00 | 0 | 0 | 0 | 0 | 0 | 0 | 0 | 0 | 0 | 0 | 0 | 0 | 0.2956 | 0.4105 | 0.1023 | 0.3639 | 0.4105 | 0.2454 | 0.3986 | 0.5649 | 0.5432 | 0.5121 | 0.5194 | 0.5184 | 11:00 | 0.6201 | 0.3896 | 0.617 | 11:00 | 0.742 | 0.678 | 0.6799 | 11:00 | 0.1067 | 0.7741 | 0.0123 | 11:00 | 0.1908 | 0.6886 | 0.038
Apr |  | 73:00 | 0 | 0 | 0 | 0 | 0 | 0 | 0 | 0 | 0 | 0 | 0 | 0 | 0.4901 | 0.7972 | 0.1844 | 0.7515 | 0.7972 | 0.456 | 0.7445 | 0.6554 | 0.5128 | 0.5885 | 0.6815 | 0.6593 | 12:00 | 0.7496 | 0.496 | 0.5536 | 12:00 | 0.7742 | 0.6233 | 0.7238 | 12:00 | 0.0889 | 0.7674 | 0.0007 | 12:00 | 0.1542 | 0.6696 | 0.0128
|  | 74:00 | 0 | 0 | 0 | 0 | 0 | 0 | 0 | 0 | 0 | 0 | 0 | 0 | 0.5022 | 0.7537 | 0.1772 | 0.7319 | 0.7537 | 0.4475 | 0.7947 | 0.7184 | 0.4061 | 0.5213 | 0.6342 | 0.6402 | 13:00 | 0.7334 | 0.4415 | 0.5981 | 13:00 | 0.7768 | 0.6388 | 0.7196 | 13:00 | 0.1006 | 0.6805 | 0.0023 | 13:00 | 0.1274 | 0.5555 | 0.038
|  | 75:00 | 0 | 0 | 0 | 0 | 0 | 0 | 0 | 0 | 0 | 0 | 0 | 0 | 0.5128 | 0.782 | 0.1902 | 0.7698 | 0.782 | 0.4666 | 0.7792 | 0.7346 | 0.3838 | 0.3994 | 0.6364 | 0.6353 | 14:00 | 0.7766 | 0.4611 | 0.6876 | 14:00 | 0.7568 | 0.6513 | 0.7461 | 14:00 | 0.0651 | 0.5853 | 0.003 | 14:00 | 0.1238 | 0.4789 | 0.0615
|  | 76:00 | 0 | 0 | 0 | 0 | 0 | 0 | 0 | 0 | 0 | 0 | 0 | 0 | 0.4968 | 0.7423 | 0.1728 | 0.7104 | 0.7423 | 0.4386 | 0.7488 | 0.7747 | 0.3124 | 0.3205 | 0.6141 | 0.6181 | 15:00 | 0.8018 | 0.4602 | 0.7038 | 15:00 | 0.8207 | 0.6619 | 0.771 | 15:00 | 0.1076 | 0.4918 | 0.0146 | 15:00 | 0.1484 | 0.4113 | 0.112
|  | 77:00 | 0 | 0 | 0 | 0 | 0 | 0 | 0 | 0 | 0 | 0 | 0 | 0 | 0.4716 | 0.6588 | 0.1618 | 0.6216 | 0.6588 | 0.3995 | 0.7481 | 0.7488 | 0.3487 | 0.326 | 0.6246 | 0.6218 | 16:00 | 0.8051 | 0.5228 | 0.7507 | 16:00 | 0.8246 | 0.6347 | 0.7688 | 16:00 | 0.122 | 0.4502 | 0.0206 | 16:00 | 0.1618 | 0.3237 | 0.0957
|  | 78:00 | 0 | 0 | 0 | 0 | 0 | 0 | 0.0014 | 0.002 | 0 | 0 | 0 | 0.0007 | 0.4353 | 0.5785 | 0.1455 | 0.5944 | 0.5785 | 0.3679 | 0.8028 | 0.6806 | 0.3613 | 0.3671 | 0.7133 | 0.6604 | 17:00 | 0.6453 | 0.3371 | 0.3383 | 17:00 | 0.6949 | 0.524 | 0.5635 | 17:00 | 0.1472 | 0.4308 | 0.0521 | 17:00 | 0.1373 | 0.3347 | 0.1083
|  | 79:00 | 0 | 0 | 0 | 0 | 0 | 0 | 0.1016 | 0.1197 | 0.0292 | 0.0329 | 0.1955 | 0.0958 | 0.428 | 0.4881 | 0.1287 | 0.525 | 0.4881 | 0.3345 | 0.7596 | 0.5497 | 0.3676 | 0.3396 | 0.7471 | 0.6425 | 18:00 | 0.3214 | 0 | 0 | 18:00 | 0.4864 | 0.1646 | 0.1271 | 18:00 | 0.179 | 0.4523 | 0.1035 | 18:00 | 0.1331 | 0.3884 | 0.1476
|  | 80:00 | 0 | 0 | 0 | 0 | 0 | 0 | 0.4377 | 0.3413 | 0.2824 | 0.2432 | 0.6724 | 0.3954 | 0.3158 | 0.3645 | 0.1038 | 0.3985 | 0.3645 | 0.2531 | 0.6612 | 0.4204 | 0.5347 | 0.4047 | 0.5969 | 0.5487 | 19:00 | 0.0777 | 0 | 0 | 19:00 | 0.3164 | 0.0012 | 0 | 19:00 | 0.2023 | 0.5123 | 0.1959 | 19:00 | 0.1895 | 0.4198 | 0.2603
|  | 81:00 | 0.1055 | 0.1789 | 0.0455 | 0 | 0.2016 | 0.1063 | 0.5326 | 0.5164 | 0.5664 | 0.4386 | 0.9314 | 0.5971 | 0.2343 | 0.2759 | 0.0885 | 0.3018 | 0.2759 | 0.1942 | 0.5498 | 0.3037 | 0.6601 | 0.4692 | 0.4586 | 0.4574 | 20:00 | 0 | 0 | 0 | 20:00 | 0.0105 | 0 | 0 | 20:00 | 0.2786 | 0.5883 | 0.2644 | 20:00 | 0.2493 | 0.4755 | 0.3897
|  | 82:00 | 0.2351 | 0.5234 | 0.0378 | 0.0037 | 0.4131 | 0.2426 | 0.6937 | 0.7146 | 0.5973 | 0.6443 | 0.979 | 0.7258 | 0.2387 | 0.2749 | 0.0799 | 0.2823 | 0.2749 | 0.1881 | 0.3326 | 0.2141 | 0.6133 | 0.4368 | 0.2989 | 0.3256 | 21:00 | 0 | 0 | 0 | 21:00 | 0 | 0 | 0 | 21:00 | 0.3594 | 0.6043 | 0.3305 | 21:00 | 0.3291 | 0.5161 | 0.5018
|  | 83:00 | 0.3224 | 0.6106 | 0.1893 | 0 | 0.5187 | 0.3282 | 0.6577 | 0.7741 | 0.639 | 0.7218 | 0.9679 | 0.7521 | 0.2258 | 0.3041 | 0.0839 | 0.2932 | 0.3041 | 0.1917 | 0.4044 | 0.1922 | 0.5747 | 0.4512 | 0.4198 | 0.3857 | 22:00 | 0 | 0 | 0 | 22:00 | 0 | 0 | 0 | 22:00 | 0.4356 | 0.6573 | 0.3036 | 22:00 | 0.4254 | 0.5755 | 0.4717
|  | 84:00 | 0.3717 | 0.651 | 0.513 | 0.0397 | 0.4423 | 0.4036 | 0.7851 | 0.7777 | 0.748 | 0.8009 | 0.9394 | 0.8102 | 0.3282 | 0.423 | 0.1279 | 0.4533 | 0.423 | 0.2841 | 0.6083 | 0.1957 | 0.6472 | 0.4106 | 0.6446 | 0.529 | 23:00 | 0 | 0 | 0 | 23:00 | 0 | 0 | 0 | 23:00 | 0.6035 | 0.6528 | 0.3912 | 23:00 | 0.5417 | 0.6282 | 0.4672
|  | 85:00 | 0.4552 | 0.7989 | 0.5299 | 0.1222 | 0.5245 | 0.4861 | 0.8012 | 0.7708 | 0.7071 | 0.8366 | 0.8925 | 0.8016 | 0.4264 | 0.5567 | 0.1422 | 0.4894 | 0.5567 | 0.3406 | 0.5031 | 0.2567 | 0.535 | 0.3656 | 0.7722 | 0.5802 | 24:00 | 0 | 0 | 0 | 24:00 | 0 | 0 | 0 | 24:00 | 0.5429 | 0.6983 | 0.4481 | 24:00 | 0.5574 | 0.6656 | 0.5176
|  | 86:00 | 0.5988 | 0.8842 | 0.5587 | 0.0973 | 0.4527 | 0.5183 | 0.834 | 0.8301 | 0.7051 | 0.8478 | 0.8175 | 0.8069 | 0.45 | 0.3819 | 0.1308 | 0.3779 | 0.3819 | 0.2997 | 0.5732 | 0.3566 | 0.4762 | 0.2784 | 0.652 | 0.5397
|  | 87:00 | 0.6746 | 0.8483 | 0.5792 | 0.2029 | 0.4102 | 0.543 | 0.8855 | 0.7944 | 0.7514 | 0.887 | 0.7328 | 0.8102 | 0.3854 | 0.3208 | 0.1127 | 0.3368 | 0.3208 | 0.2589 | 0.5983 | 0.3502 | 0.4996 | 0.2782 | 0.455 | 0.4448
|  | 88:00 | 0.494 | 0.8716 | 0.5207 | 0.272 | 0.4208 | 0.5158 | 0.8597 | 0.7453 | 0.7507 | 0.7929 | 0.3958 | 0.7089 | 0.3797 | 0.3404 | 0.115 | 0.3234 | 0.3404 | 0.2578 | 0.6161 | 0.3483 | 0.6139 | 0.3184 | 0.441 | 0.4542 | Coastal
|  | 89:00 | 0.6101 | 0.7637 | 0.533 | 0.3717 | 0.0789 | 0.4714 | 0.8062 | 0.6603 | 0.5717 | 0.718 | 0.7843 | 0.7081 | 0.3672 | 0.3367 | 0.1233 | 0.3453 | 0.3367 | 0.2615 | 0.6242 | 0.3939 | 0.6877 | 0.3447 | 0.5192 | 0.5143 |  | SOLAR CSP |  |  |  | SOLAR PVSAT |  |  |  | wind |  |  |  | new wind
|  | 90:00 | 0.3008 | 0.468 | 0.0594 | 0.1676 | 0.1294 | 0.225 | 0.5527 | 0.5618 | 0.3614 | 0.47 | 0.4622 | 0.4816 | 0.4289 | 0.4801 | 0.1357 | 0.4684 | 0.4801 | 0.3254 | 0.7545 | 0.3932 | 0.816 | 0.4943 | 0.5406 | 0.561 |  | 1 | 2 | 3 |  | 1 | 2 | 3 |  | 1 | 2 | 3 |  | 1 | 2 | 3
|  | 91:00 | 0 | 0 | 0 | 0 | 0 | 0 | 0.1571 | 0.129 | 0.0328 | 0.0653 | 0.2942 | 0.1357 | 0.514 | 0.6373 | 0.1715 | 0.6093 | 0.6373 | 0.4104 | 0.8526 | 0.4571 | 0.8206 | 0.6335 | 0.6123 | 0.6292 | 1:00 | 0 | 0 | 0 | 1:00 | 0 | 0 | 0 | 1:00 | 0.4071 | 0.4723 | 0.212 | 1:00 | 0.0898 | 0.2825 | 0.077
|  | 92:00 | 0 | 0 | 0 | 0 | 0 | 0 | 0.0014 | 0.0018 | 0 | 0 | 0.0161 | 0.0039 | 0.5283 | 0.6904 | 0.1809 | 0.6422 | 0.6904 | 0.431 | 0.8526 | 0.6257 | 0.7209 | 0.6598 | 0.777 | 0.7398 | 2:00 | 0 | 0 | 0 | 2:00 | 0 | 0 | 0 | 2:00 | 0.3919 | 0.468 | 0.1878 | 2:00 | 0.0543 | 0.3324 | 0.0463
|  | 93:00 | 0 | 0 | 0 | 0 | 0 | 0 | 0 | 0 | 0 | 0 | 0 | 0 | 0.5194 | 0.708 | 0.1753 | 0.6413 | 0.708 | 0.4282 | 0.8454 | 0.7489 | 0.5912 | 0.6425 | 0.8784 | 0.8021 | 3:00 | 0 | 0 | 0 | 3:00 | 0 | 0 | 0 | 3:00 | 0.3332 | 0.4803 | 0.208 | 3:00 | 0.0694 | 0.3972 | 0.0227
|  | 94:00 | 0 | 0 | 0 | 0 | 0 | 0 | 0 | 0 | 0 | 0 | 0 | 0 | 0.5829 | 0.7866 | 0.1886 | 0.7471 | 0.7866 | 0.4818 | 0.836 | 0.8297 | 0.3649 | 0.541 | 0.8222 | 0.7607 | 4:00 | 0 | 0 | 0 | 4:00 | 0 | 0 | 0 | 4:00 | 0.2687 | 0.4876 | 0.1576 | 4:00 | 0.0692 | 0.3874 | 0.0203
|  | 95:00 | 0 | 0 | 0 | 0 | 0 | 0 | 0 | 0 | 0 | 0 | 0 | 0 | 0.5667 | 0.7988 | 0.1879 | 0.7466 | 0.7988 | 0.4783 | 0.7803 | 0.8306 | 0.4893 | 0.564 | 0.7639 | 0.7406 | 5:00 | 0 | 0 | 0 | 5:00 | 0 | 0 | 0 | 5:00 | 0.2331 | 0.5286 | 0.1432 | 5:00 | 0.0808 | 0.4436 | 0.0254
|  | 96:00 | 0 | 0 | 0 | 0 | 0 | 0 | 0 | 0 | 0 | 0 | 0 | 0 | 0.5669 | 0.7994 | 0.2034 | 0.7685 | 0.7994 | 0.489 | 0.7109 | 0.6966 | 0.4996 | 0.4101 | 0.5406 | 0.5846 | 6:00 | 0 | 0 | 0 | 6:00 | 0.0093 | 0 | 0 | 6:00 | 0.2318 | 0.5687 | 0.1548 | 6:00 | 0.1163 | 0.4978 | 0.0487
May |  | 97:00 | 0 | 0 | 0 | 0 | 0 | 0 | 0 | 0 | 0 | 0 | 0 | 0 | 0.6385 | 0.8176 | 0.2171 | 0.7686 | 0.8176 | 0.5168 | 0.7875 | 0.8276 | 0.453 | 0.5583 | 0.8481 | 0.7786 | 7:00 | 0 | 0 | 0 | 7:00 | 0.1429 | 0 | 0.0085 | 7:00 | 0.203 | 0.5358 | 0.0849 | 7:00 | 0.1232 | 0.5089 | 0.0613
|  | 98:00 | 0 | 0 | 0 | 0 | 0 | 0 | 0 | 0 | 0 | 0 | 0 | 0 | 0.605 | 0.7233 | 0.1998 | 0.7481 | 0.7233 | 0.4852 | 0.7082 | 0.796 | 0.3941 | 0.4907 | 0.7784 | 0.7177 | 8:00 | 0 | 0 | 0 | 8:00 | 0.4506 | 0.0937 | 0.2377 | 8:00 | 0.1642 | 0.5341 | 0.0688 | 8:00 | 0.105 | 0.5464 | 0.0361
|  | 99:00 | 0 | 0 | 0 | 0 | 0 | 0 | 0 | 0 | 0 | 0 | 0 | 0 | 0.5742 | 0.6414 | 0.1944 | 0.7204 | 0.6414 | 0.4591 | 0.5901 | 0.7297 | 0.373 | 0.4308 | 0.7219 | 0.656 | 9:00 | 0.2334 | 0 | 0 | 9:00 | 0.611 | 0.4971 | 0.5063 | 9:00 | 0.1171 | 0.5474 | 0.0694 | 9:00 | 0.0899 | 0.5703 | 0.0174
|  | 100:00 | 0 | 0 | 0 | 0 | 0 | 0 | 0 | 0 | 0 | 0 | 0 | 0 | 0.5868 | 0.6374 | 0.2007 | 0.7254 | 0.6374 | 0.4657 | 0.5979 | 0.7098 | 0.4314 | 0.4241 | 0.6872 | 0.6413 | 10:00 | 0.5527 | 0.1666 | 0.1199 | 10:00 | 0.7861 | 0.7203 | 0.6045 | 10:00 | 0.1126 | 0.6103 | 0.1079 | 10:00 | 0.1635 | 0.4879 | 0.026
|  | 101:00 | 0 | 0 | 0 | 0 | 0 | 0 | 0 | 0 | 0 | 0 | 0 | 0 | 0.5549 | 0.6141 | 0.1814 | 0.6861 | 0.6141 | 0.4384 | 0.5583 | 0.6456 | 0.4318 | 0.3715 | 0.6188 | 0.5857 | 11:00 | 0.4727 | 0.6083 | 0.3556 | 11:00 | 0.6615 | 0.7356 | 0.6952 | 11:00 | 0.1145 | 0.7505 | 0.0073 | 11:00 | 0.2026 | 0.5532 | 0.0094
|  | 102:00 | 0 | 0 | 0 | 0 | 0 | 0 | 0.0081 | 0.0015 | 0.0073 | 0 | 0.0172 | 0.0068 | 0.4858 | 0.5524 | 0.1542 | 0.6133 | 0.5524 | 0.3863 | 0.5208 | 0.5472 | 0.4695 | 0.411 | 0.5761 | 0.5438 | 12:00 | 0.5043 | 0.5321 | 0.457 | 12:00 | 0.7829 | 0.6982 | 0.6745 | 12:00 | 0.0706 | 0.8085 | 0.0008 | 12:00 | 0.1777 | 0.6985 | 0.0078
|  | 103:00 | 0 | 0 | 0 | 0 | 0 | 0 | 0.1185 | 0.0443 | 0.1541 | 0.0535 | 0.2905 | 0.1322 | 0.421 | 0.4789 | 0.1369 | 0.5155 | 0.4789 | 0.3329 | 0.4866 | 0.4776 | 0.4648 | 0.3821 | 0.5372 | 0.5029 | 13:00 | 0.6261 | 0.35 | 0.5449 | 13:00 | 0.7846 | 0.5573 | 0.6802 | 13:00 | 0.0728 | 0.8399 | 0.0049 | 13:00 | 0.171 | 0.7167 | 0.0146
|  | 104:00 | 0.0919 | 0.0795 | 0.1017 | 0 | 0.0584 | 0.0663 | 0.3286 | 0.2155 | 0.3035 | 0.2646 | 0.5784 | 0.3381 | 0.3488 | 0.3612 | 0.1027 | 0.3764 | 0.3612 | 0.2572 | 0.342 | 0.4007 | 0.4112 | 0.346 | 0.4057 | 0.3953 | 14:00 | 0.7641 | 0.3955 | 0.6007 | 14:00 | 0.8803 | 0.6243 | 0.7188 | 14:00 | 0.0808 | 0.784 | 0.0075 | 14:00 | 0.2374 | 0.814 | 0.032
|  | 105:00 | 0.6225 | 0.3471 | 0.5634 | 0.1817 | 0.4926 | 0.4415 | 0.5488 | 0.3698 | 0.453 | 0.4588 | 0.7337 | 0.5128 | 0.2977 | 0.2554 | 0.0828 | 0.2714 | 0.2554 | 0.2014 | 0.2373 | 0.3465 | 0.3566 | 0.2885 | 0.3083 | 0.3136 | 15:00 | 0.8409 | 0.4064 | 0.5347 | 15:00 | 0.874 | 0.6725 | 0.7034 | 15:00 | 0.1045 | 0.7271 | 0.0197 | 15:00 | 0.353 | 0.851 | 0.075
|  | 106:00 | 0.7778 | 0.5444 | 0.6954 | 0.4354 | 0.7095 | 0.6325 | 0.7757 | 0.5652 | 0.7578 | 0.6824 | 0.7218 | 0.7006 | 0.4451 | 0.3606 | 0.1221 | 0.3805 | 0.3606 | 0.2929 | 0.2673 | 0.4859 | 0.3633 | 0.42 | 0.3029 | 0.3523 | 16:00 | 0.8456 | 0.6138 | 0.5918 | 16:00 | 0.8706 | 0.701 | 0.6933 | 16:00 | 0.2221 | 0.7216 | 0.0467 | 16:00 | 0.4982 | 0.8477 | 0.1172
|  | 107:00 | 0.728 | 0.519 | 0.6909 | 0.4643 | 0.6302 | 0.6065 | 0.8004 | 0.6347 | 0.8771 | 0.7571 | 0.8328 | 0.7804 | 0.4247 | 0.3343 | 0.117 | 0.3607 | 0.3343 | 0.278 | 0.255 | 0.4026 | 0.4666 | 0.4609 | 0.2956 | 0.3421 | 17:00 | 0.7135 | 0.2635 | 0 | 17:00 | 0.7914 | 0.5495 | 0.4346 | 17:00 | 0.43 | 0.6505 | 0.07 | 17:00 | 0.7017 | 0.8271 | 0.1731
|  | 108:00 | 0.6962 | 0.4977 | 0.6933 | 0.4473 | 0.5506 | 0.577 | 0.7882 | 0.738 | 0.9156 | 0.7989 | 0.7494 | 0.798 | 0.4347 | 0.3193 | 0.1033 | 0.3516 | 0.3193 | 0.2717 | 0.2345 | 0.3691 | 0.5243 | 0.4997 | 0.2445 | 0.3148 | 18:00 | 0.363 | 0 | 0 | 18:00 | 0.4897 | 0.0647 | 0.0376 | 18:00 | 0.409 | 0.6403 | 0.0816 | 18:00 | 0.702 | 0.8599 | 0.2134
|  | 109:00 | 0.655 | 0.4678 | 0.6576 | 0.4104 | 0.5067 | 0.5395 | 0.7497 | 0.7401 | 0.8859 | 0.8088 | 0.7343 | 0.7838 | 0.4714 | 0.3555 | 0.1148 | 0.3771 | 0.3555 | 0.2961 | 0.28 | 0.3877 | 0.6418 | 0.5985 | 0.2469 | 0.3432 | 19:00 | 0 | 0 | 0 | 19:00 | 0.158 | 0 | 0 | 19:00 | 0.4346 | 0.6773 | 0.1193 | 19:00 | 0.6643 | 0.8341 | 0.1905
|  | 110:00 | 0.6247 | 0.4529 | 0.6494 | 0.3847 | 0.4925 | 0.5209 | 0.6807 | 0.7043 | 0.9105 | 0.7819 | 0.8137 | 0.7782 | 0.4712 | 0.3957 | 0.1369 | 0.3723 | 0.3957 | 0.3087 | 0.3 | 0.414 | 0.5972 | 0.5364 | 0.324 | 0.3823 | 20:00 | 0 | 0 | 0 | 20:00 | 0.0042 | 0 | 0 | 20:00 | 0.3845 | 0.719 | 0.1452 | 20:00 | 0.598 | 0.7071 | 0.1127
|  | 111:00 | 0.6013 | 0.4449 | 0.6134 | 0.3181 | 0.3922 | 0.474 | 0.7128 | 0.6533 | 0.8799 | 0.7825 | 0.714 | 0.7485 | 0.4301 | 0.3389 | 0.1365 | 0.3526 | 0.3389 | 0.2863 | 0.3948 | 0.4232 | 0.657 | 0.5894 | 0.369 | 0.4269 | 21:00 | 0 | 0 | 0 | 21:00 | 0 | 0 | 0 | 21:00 | 0.4081 | 0.6708 | 0.1831 | 21:00 | 0.5288 | 0.5321 | 0.0702
|  | 112:00 | 0.5877 | 0.4536 | 0.5718 | 0.2972 | 0.4614 | 0.4743 | 0.7153 | 0.6373 | 0.8475 | 0.78 | 0.7466 | 0.7453 | 0.4299 | 0.3076 | 0.1344 | 0.3128 | 0.3076 | 0.2737 | 0.4042 | 0.4498 | 0.7209 | 0.6839 | 0.3892 | 0.4556 | 22:00 | 0 | 0 | 0 | 22:00 | 0 | 0 | 0 | 22:00 | 0.436 | 0.6752 | 0.2587 | 22:00 | 0.447 | 0.4891 | 0.0789
|  | 113:00 | 0.574 | 0.4498 | 0.5354 | 0.2972 | 0.4843 | 0.4681 | 0.6394 | 0.5709 | 0.6718 | 0.5907 | 0.7058 | 0.6357 | 0.3777 | 0.2678 | 0.1149 | 0.2666 | 0.2678 | 0.2373 | 0.3674 | 0.3921 | 0.6623 | 0.6544 | 0.3263 | 0.3988 | 23:00 | 0 | 0 | 0 | 23:00 | 0 | 0 | 0 | 23:00 | 0.4924 | 0.6469 | 0.226 | 23:00 | 0.4228 | 0.4486 | 0.0533
|  | 114:00 | 0.518 | 0.2785 | 0.454 | 0.2598 | 0.5109 | 0.4042 | 0.4404 | 0.3816 | 0.3732 | 0.3664 | 0.4972 | 0.4118 | 0.3436 | 0.199 | 0.098 | 0.2175 | 0.199 | 0.203 | 0.392 | 0.3492 | 0.6021 | 0.7255 | 0.3724 | 0.4113 | 24:00 | 0 | 0 | 0 | 24:00 | 0 | 0 | 0 | 24:00 | 0.3489 | 0.6018 | 0.2799 | 24:00 | 0.2879 | 0.3781 | 0.0548
|  | 115:00 | 0 | 0.0461 | 0 | 0 | 0.0764 | 0.0245 | 0.1268 | 0.0722 | 0.0668 | 0.0925 | 0.1455 | 0.1008 | 0.3845 | 0.201 | 0.0953 | 0.2721 | 0.201 | 0.2246 | 0.4627 | 0.401 | 0.6607 | 0.7666 | 0.4616 | 0.4843
|  | 116:00 | 0 | 0 | 0 | 0 | 0 | 0 | 0.0025 | 0.0033 | 0 | 0.0005 | 0.0023 | 0.0017 | 0.4372 | 0.3637 | 0.1326 | 0.4154 | 0.3637 | 0.3022 | 0.6011 | 0.5377 | 0.503 | 0.6303 | 0.5447 | 0.5485
|  | 117:00 | 0 | 0 | 0 | 0 | 0 | 0 | 0 | 0 | 0 | 0 | 0 | 0 | 0.5068 | 0.6257 | 0.1806 | 0.607 | 0.6257 | 0.4102 | 0.729 | 0.68 | 0.3946 | 0.5171 | 0.6101 | 0.6106 | South
|  | 118:00 | 0 | 0 | 0 | 0 | 0 | 0 | 0 | 0 | 0 | 0 | 0 | 0 | 0.5004 | 0.5604 | 0.1739 | 0.5791 | 0.5604 | 0.3924 | 0.8081 | 0.772 | 0.3525 | 0.5302 | 0.6921 | 0.6772 |  | SOLAR CSP |  |  |  | SOLAR PVSAT |  |  |  | wind |  |  |  | new wind
|  | 119:00 | 0 | 0 | 0 | 0 | 0 | 0 | 0 | 0 | 0 | 0 | 0 | 0 | 0.4883 | 0.5769 | 0.1684 | 0.617 | 0.5769 | 0.3963 | 0.7527 | 0.7147 | 0.2773 | 0.4993 | 0.7785 | 0.6914 |  | 1 | 2 | 3 |  | 1 | 2 | 3 |  | 1 | 2 | 3 |  | 1 | 2 | 3
|  | 120:00 | 0 | 0 | 0 | 0 | 0 | 0 | 0 | 0 | 0 | 0 | 0 | 0 | 0.5015 | 0.6476 | 0.1689 | 0.6387 | 0.6476 | 0.4129 | 0.7016 | 0.683 | 0.2792 | 0.4343 | 0.8431 | 0.7083 | 1:00 | 0 | 0 | 0 | 1:00 | 0 | 0 | 0 | 1:00 | 0.5265 | 0.7065 | 0.2351 | 1:00 | 0.28 | 0.3035 | 0.2374
Jun | Summer | 121:00 | 0 | 0 | 0 | 0 | 0 | 0 | 0 | 0 | 0 | 0 | 0 | 0 | 0.4009 | 0.5533 | 0.1448 | 0.512 | 0.5533 | 0.3385 | 0.5623 | 0.6079 | 0.2468 | 0.4259 | 0.7044 | 0.6019 | 2:00 | 0 | 0 | 0 | 2:00 | 0 | 0 | 0 | 2:00 | 0.555 | 0.712 | 0.2297 | 2:00 | 0.2239 | 0.3567 | 0.2029
|  | 122:00 | 0 | 0 | 0 | 0 | 0 | 0 | 0 | 0 | 0 | 0 | 0 | 0 | 0.4216 | 0.6265 | 0.1628 | 0.6211 | 0.6265 | 0.3819 | 0.5698 | 0.6233 | 0.1733 | 0.3276 | 0.6543 | 0.5682 | 3:00 | 0 | 0 | 0 | 3:00 | 0 | 0 | 0 | 3:00 | 0.4699 | 0.7085 | 0.2826 | 3:00 | 0.1581 | 0.3822 | 0.1724
|  | 123:00 | 0 | 0 | 0 | 0 | 0 | 0 | 0 | 0 | 0 | 0 | 0 | 0 | 0.4632 | 0.641 | 0.1753 | 0.6666 | 0.641 | 0.4094 | 0.5021 | 0.5716 | 0.1377 | 0.242 | 0.5513 | 0.4893 | 4:00 | 0 | 0 | 0 | 4:00 | 0 | 0 | 0 | 4:00 | 0.3698 | 0.6929 | 0.2389 | 4:00 | 0.1478 | 0.3299 | 0.1169
|  | 124:00 | 0 | 0 | 0 | 0 | 0 | 0 | 0 | 0 | 0 | 0 | 0 | 0 | 0.4017 | 0.5004 | 0.1309 | 0.5099 | 0.5004 | 0.3265 | 0.5137 | 0.621 | 0.1311 | 0.2202 | 0.5233 | 0.486 | 5:00 | 0 | 0 | 0 | 5:00 | 0 | 0 | 0 | 5:00 | 0.3385 | 0.6615 | 0.2422 | 5:00 | 0.1363 | 0.3896 | 0.1414
|  | 125:00 | 0 | 0 | 0 | 0 | 0 | 0 | 0 | 0 | 0 | 0 | 0 | 0 | 0.3339 | 0.4336 | 0.116 | 0.4403 | 0.4336 | 0.2796 | 0.4457 | 0.5956 | 0.1287 | 0.168 | 0.5419 | 0.4793 | 6:00 | 0 | 0 | 0 | 6:00 | 0.0014 | 0 | 0 | 6:00 | 0.3631 | 0.6592 | 0.2336 | 6:00 | 0.1264 | 0.4084 | 0.1749
|  | 126:00 | 0 | 0 | 0 | 0 | 0 | 0 | 0.0081 | 0.0318 | 0.0054 | 0.0007 | 0.0161 | 0.0124 | 0.2863 | 0.365 | 0.0941 | 0.3862 | 0.365 | 0.2385 | 0.3488 | 0.5194 | 0.1282 | 0.1287 | 0.5481 | 0.4525 | 7:00 | 0 | 0 | 0 | 7:00 | 0.1176 | 0 | 0.0048 | 7:00 | 0.3425 | 0.6467 | 0.1524 | 7:00 | 0.1533 | 0.3921 | 0.172
|  | 127:00 | 0 | 0 | 0 | 0 | 0 | 0 | 0.205 | 0.2529 | 0.2581 | 0.1851 | 0.2561 | 0.2314 | 0.2561 | 0.3168 | 0.0904 | 0.3632 | 0.3168 | 0.2182 | 0.3374 | 0.488 | 0.1301 | 0.1129 | 0.5233 | 0.4311 | 8:00 | 0 | 0 | 0 | 8:00 | 0.4971 | 0.0468 | 0.2379 | 8:00 | 0.2716 | 0.6588 | 0.1392 | 8:00 | 0.1398 | 0.4642 | 0.1413
|  | 128:00 | 0 | 0.0691 | 0.003 | 0 | 0.0551 | 0.0254 | 0.4665 | 0.5399 | 0.555 | 0.4628 | 0.57 | 0.5188 | 0.2274 | 0.2623 | 0.0741 | 0.2934 | 0.2623 | 0.1833 | 0.2499 | 0.4379 | 0.0738 | 0.077 | 0.3779 | 0.3288 | 9:00 | 0.1781 | 0 | 0 | 9:00 | 0.6212 | 0.356 | 0.6488 | 9:00 | 0.2191 | 0.6762 | 0.1374 | 9:00 | 0.1331 | 0.5461 | 0.1108
|  | 129:00 | 0.1391 | 0.3718 | 0.1905 | 0.1221 | 0.3625 | 0.2372 | 0.6663 | 0.6884 | 0.6583 | 0.6703 | 0.667 | 0.67 | 0.2136 | 0.2235 | 0.0621 | 0.242 | 0.2235 | 0.1598 | 0.1945 | 0.3864 | 0.0655 | 0.0679 | 0.2588 | 0.2498 | 10:00 | 0.4241 | 0.073 | 0.3272 | 10:00 | 0.7686 | 0.549 | 0.7619 | 10:00 | 0.1755 | 0.7507 | 0.1557 | 10:00 | 0.207 | 0.5301 | 0.0795
|  | 130:00 | 0.5212 | 0.7383 | 0.4679 | 0.3956 | 0.6951 | 0.5636 | 0.8139 | 0.8353 | 0.8065 | 0.78 | 0.9188 | 0.8309 | 0.26 | 0.3009 | 0.0704 | 0.2812 | 0.3009 | 0.1931 | 0.185 | 0.4238 | 0.067 | 0.0691 | 0.2407 | 0.2483 | 11:00 | 0.6283 | 0.3707 | 0.5444 | 11:00 | 0.8063 | 0.5791 | 0.7019 | 11:00 | 0.1171 | 0.7746 | 0.0353 | 11:00 | 0.2221 | 0.6108 | 0.0315
|  | 131:00 | 0.5952 | 0.7789 | 0.5189 | 0.5646 | 0.8617 | 0.6639 | 0.8045 | 0.9544 | 0.792 | 0.7936 | 0.8859 | 0.8461 | 0.3036 | 0.3208 | 0.0782 | 0.2879 | 0.3208 | 0.2122 | 0.2031 | 0.4331 | 0.0911 | 0.0931 | 0.304 | 0.288 | 12:00 | 0.6398 | 0.3906 | 0.3801 | 12:00 | 0.8137 | 0.5834 | 0.6526 | 12:00 | 0.0856 | 0.8044 | 0.024 | 12:00 | 0.1811 | 0.6959 | 0.0485
|  | 132:00 | 0.6921 | 0.8701 | 0.5665 | 0.7629 | 0.9696 | 0.7722 | 0.8546 | 0.9537 | 0.8117 | 0.9028 | 0.9199 | 0.8885 | 0.3167 | 0.2943 | 0.0913 | 0.2959 | 0.2943 | 0.2196 | 0.245 | 0.403 | 0.1375 | 0.1401 | 0.3553 | 0.3191 | 13:00 | 0.7202 | 0.3932 | 0.4105 | 13:00 | 0.8176 | 0.5517 | 0.6672 | 13:00 | 0.0932 | 0.7017 | 0.0362 | 13:00 | 0.2101 | 0.7274 | 0.0722
|  | 133:00 | 0.6784 | 0.9507 | 0.6321 | 0.7152 | 0.9502 | 0.7853 | 0.8521 | 0.9409 | 0.8465 | 0.8606 | 0.8622 | 0.8725 | 0.3457 | 0.4139 | 0.0981 | 0.3605 | 0.4139 | 0.2576 | 0.2167 | 0.3285 | 0.2788 | 0.1742 | 0.3812 | 0.3298 | 14:00 | 0.7977 | 0.4176 | 0.5077 | 14:00 | 0.8622 | 0.5351 | 0.6866 | 14:00 | 0.0855 | 0.5983 | 0.0312 | 14:00 | 0.2348 | 0.7801 | 0.0748
|  | 134:00 | 0.6991 | 0.9595 | 0.5803 | 0.7729 | 0.9405 | 0.7905 | 0.8833 | 0.9368 | 0.8048 | 0.8862 | 0.8998 | 0.8822 | 0.3228 | 0.358 | 0.1086 | 0.3147 | 0.358 | 0.2396 | 0.2227 | 0.2934 | 0.4472 | 0.2647 | 0.5054 | 0.4082 | 15:00 | 0.8492 | 0.4553 | 0.582 | 15:00 | 0.8644 | 0.5602 | 0.7324 | 15:00 | 0.1233 | 0.575 | 0.0439 | 15:00 | 0.2638 | 0.8313 | 0.0826
|  | 135:00 | 0.7082 | 0.9326 | 0.5078 | 0.7345 | 0.871 | 0.7508 | 0.8668 | 0.9337 | 0.7714 | 0.8764 | 0.86 | 0.8617 | 0.3098 | 0.2882 | 0.1003 | 0.2831 | 0.2882 | 0.218 | 0.1719 | 0.2343 | 0.5535 | 0.3299 | 0.4924 | 0.3976 | 16:00 | 0.8131 | 0.4839 | 0.6171 | 16:00 | 0.8599 | 0.5617 | 0.7164 | 16:00 | 0.1571 | 0.4794 | 0.0412 | 16:00 | 0.2603 | 0.7485 | 0.0969
|  | 136:00 | 0.6713 | 0.8787 | 0.4952 | 0.6527 | 0.974 | 0.7343 | 0.8355 | 0.8938 | 0.7385 | 0.8239 | 0.9144 | 0.8412 | 0.3543 | 0.3513 | 0.1158 | 0.3417 | 0.3513 | 0.2559 | 0.1597 | 0.1893 | 0.6087 | 0.3408 | 0.467 | 0.3802 | 17:00 | 0.5853 | 0.3878 | 0.2762 | 17:00 | 0.6998 | 0.4892 | 0.525 | 17:00 | 0.1441 | 0.4457 | 0.0608 | 17:00 | 0.2944 | 0.7157 | 0.1203
|  | 137:00 | 0.5695 | 0.8573 | 0.4065 | 0.5906 | 0.9575 | 0.6763 | 0.7337 | 0.8421 | 0.6282 | 0.7598 | 0.8824 | 0.7692 | 0.3784 | 0.3478 | 0.1187 | 0.3474 | 0.3478 | 0.2646 | 0.1986 | 0.1942 | 0.5772 | 0.3918 | 0.4984 | 0.4001 | 18:00 | 0.4197 | 0 | 0 | 18:00 | 0.5825 | 0.1525 | 0.069 | 18:00 | 0.1666 | 0.4135 | 0.0908 | 18:00 | 0.3477 | 0.7002 | 0.1614
|  | 138:00 | 0.3871 | 0.6907 | 0.2345 | 0.4219 | 0.6719 | 0.4812 | 0.5545 | 0.6739 | 0.4239 | 0.5509 | 0.6159 | 0.5638 | 0.3325 | 0.3626 | 0.1106 | 0.3115 | 0.3626 | 0.243 | 0.1823 | 0.1922 | 0.5771 | 0.4522 | 0.4815 | 0.392 | 19:00 | 0 | 0 | 0 | 19:00 | 0.2589 | 0 | 0 | 19:00 | 0.1891 | 0.467 | 0.1547 | 19:00 | 0.5507 | 0.7302 | 0.2197
|  | 139:00 | 0.0306 | 0.1081 | 0 | 0 | 0.4574 | 0.1192 | 0.2701 | 0.3803 | 0.1457 | 0.2483 | 0.4102 | 0.2909 | 0.3411 | 0.3631 | 0.1131 | 0.33 | 0.3631 | 0.2502 | 0.2024 | 0.226 | 0.4514 | 0.4974 | 0.4892 | 0.3934 | 20:00 | 0 | 0 | 0 | 20:00 | 0.0205 | 0 | 0 | 20:00 | 0.2872 | 0.6463 | 0.2486 | 20:00 | 0.5661 | 0.743 | 0.2383
|  | 140:00 | 0 | 0 | 0 | 0 | 0 | 0 | 0.0138 | 0.0364 | 0 | 0.0039 | 0.0997 | 0.0308 | 0.3794 | 0.4143 | 0.1218 | 0.3959 | 0.4143 | 0.2836 | 0.3708 | 0.3598 | 0.4186 | 0.531 | 0.627 | 0.5096 | 21:00 | 0 | 0 | 0 | 21:00 | 0 | 0 | 0 | 21:00 | 0.362 | 0.7801 | 0.3546 | 21:00 | 0.5849 | 0.6951 | 0.2281
|  | 141:00 | 0 | 0 | 0 | 0 | 0 | 0 | 0 | 0 | 0 | 0 | 0 | 0 | 0.4157 | 0.4738 | 0.1305 | 0.4771 | 0.4738 | 0.3206 | 0.5927 | 0.5102 | 0.3859 | 0.6077 | 0.7515 | 0.6308 | 22:00 | 0 | 0 | 0 | 22:00 | 0 | 0 | 0 | 22:00 | 0.4144 | 0.7892 | 0.3764 | 22:00 | 0.5877 | 0.6715 | 0.2263
|  | 142:00 | 0 | 0 | 0 | 0 | 0 | 0 | 0 | 0 | 0 | 0 | 0 | 0 | 0.4312 | 0.5824 | 0.1362 | 0.548 | 0.5824 | 0.3542 | 0.6591 | 0.5195 | 0.3469 | 0.5982 | 0.7292 | 0.6244 | 23:00 | 0 | 0 | 0 | 23:00 | 0 | 0 | 0 | 23:00 | 0.525 | 0.7687 | 0.3747 | 23:00 | 0.5795 | 0.5447 | 0.2338
|  | 143:00 | 0 | 0 | 0 | 0 | 0 | 0 | 0 | 0 | 0 | 0 | 0 | 0 | 0.4375 | 0.6135 | 0.1428 | 0.5374 | 0.6135 | 0.3602 | 0.7468 | 0.6261 | 0.2849 | 0.5539 | 0.7575 | 0.6635 | 24:00 | 0 | 0 | 0 | 24:00 | 0 | 0 | 0 | 24:00 | 0.4343 | 0.7842 | 0.501 | 24:00 | 0.4239 | 0.4707 | 0.237
|  | 144:00 | 0 | 0 | 0 | 0 | 0 | 0 | 0 | 0 | 0 | 0 | 0 | 0 | 0.4962 | 0.7185 | 0.1676 | 0.629 | 0.7185 | 0.4173 | 0.7453 | 0.7021 | 0.2484 | 0.4782 | 0.7838 | 0.6862
Jul |  | 145:00 | 0 | 0 | 0 | 0 | 0 | 0 | 0 | 0 | 0 | 0 | 0 | 0 | 0.3864 | 0.5017 | 0.1334 | 0.4849 | 0.5017 | 0.3183 | 0.5625 | 0.5888 | 0.3206 | 0.4366 | 0.5347 | 0.5212
|  | 146:00 | 0 | 0 | 0 | 0 | 0 | 0 | 0 | 0 | 0 | 0 | 0 | 0 | 0.3146 | 0.4357 | 0.1032 | 0.3852 | 0.4357 | 0.2584 | 0.4352 | 0.5795 | 0.2356 | 0.2946 | 0.4855 | 0.464 | Panhandle
|  | 147:00 | 0 | 0 | 0 | 0 | 0 | 0 | 0 | 0 | 0 | 0 | 0 | 0 | 0.2951 | 0.4027 | 0.0996 | 0.371 | 0.4027 | 0.2446 | 0.4515 | 0.556 | 0.168 | 0.2664 | 0.4993 | 0.4585 |  | SOLAR CSP |  |  |  | SOLAR PVSAT |  |  |  | wind |  |  |  | new wind
|  | 148:00 | 0 | 0 | 0 | 0 | 0 | 0 | 0 | 0 | 0 | 0 | 0 | 0 | 0.3288 | 0.4327 | 0.1064 | 0.4161 | 0.4327 | 0.2694 | 0.3977 | 0.507 | 0.1685 | 0.26 | 0.467 | 0.4249 |  | 1 | 2 | 3 |  | 1 | 2 | 3 |  | 1 | 2 | 3 |  | 1 | 2 | 3
|  | 149:00 | 0 | 0 | 0 | 0 | 0 | 0 | 0 | 0 | 0 | 0 | 0 | 0 | 0.3091 | 0.4037 | 0.1012 | 0.4037 | 0.4037 | 0.2559 | 0.3448 | 0.4612 | 0.1351 | 0.2717 | 0.4848 | 0.4142 | 1:00 | 0 | 0 | 0 | 1:00 | 0 | 0 | 0 | 1:00 | 0.4553 | 0.7079 | 0.231 | 1:00 | 0.2914 | 0.6165 | 0.3527
|  | 150:00 | 0 | 0 | 0 | 0 | 0 | 0 | 0.0122 | 0.0076 | 0.0082 | 0.0003 | 0.0049 | 0.0066 | 0.3345 | 0.3966 | 0.1058 | 0.4301 | 0.3966 | 0.2693 | 0.3065 | 0.4072 | 0.1284 | 0.2631 | 0.4413 | 0.3747 | 2:00 | 0 | 0 | 0 | 2:00 | 0 | 0 | 0 | 2:00 | 0.5457 | 0.6311 | 0.2279 | 2:00 | 0.308 | 0.5382 | 0.4258
|  | 151:00 | 0 | 0 | 0 | 0 | 0 | 0 | 0.2479 | 0.2222 | 0.1774 | 0.0912 | 0.1848 | 0.1847 | 0.3093 | 0.3317 | 0.1039 | 0.4258 | 0.3317 | 0.2529 | 0.3033 | 0.3466 | 0.1293 | 0.265 | 0.3828 | 0.3314 | 3:00 | 0 | 0 | 0 | 3:00 | 0 | 0 | 0 | 3:00 | 0.4885 | 0.6106 | 0.3522 | 3:00 | 0.2603 | 0.4882 | 0.5165
|  | 152:00 | 0.0704 | 0.0575 | 0 | 0 | 0 | 0.0256 | 0.5476 | 0.5893 | 0.4836 | 0.4995 | 0.6685 | 0.5577 | 0.2373 | 0.2618 | 0.0827 | 0.331 | 0.2618 | 0.1969 | 0.2244 | 0.3051 | 0.1958 | 0.2528 | 0.2691 | 0.263 | 4:00 | 0 | 0 | 0 | 4:00 | 0 | 0 | 0 | 4:00 | 0.3982 | 0.5905 | 0.314 | 4:00 | 0.2645 | 0.4497 | 0.4227
|  | 153:00 | 0.4491 | 0.308 | 0.0878 | 0.1251 | 0.3326 | 0.2605 | 0.7962 | 0.8375 | 0.6949 | 0.7369 | 0.8698 | 0.7871 | 0.1774 | 0.2118 | 0.0608 | 0.2452 | 0.2118 | 0.1483 | 0.1607 | 0.265 | 0.2859 | 0.276 | 0.1808 | 0.2138 | 5:00 | 0 | 0 | 0 | 5:00 | 0 | 0 | 0 | 5:00 | 0.2934 | 0.5198 | 0.3034 | 5:00 | 0.3971 | 0.465 | 0.3181
|  | 154:00 | 0.7784 | 0.6517 | 0.4574 | 0.418 | 0.9313 | 0.6474 | 0.8857 | 0.8901 | 0.7889 | 0.8602 | 0.9142 | 0.8678 | 0.1587 | 0.1817 | 0.0578 | 0.1933 | 0.1817 | 0.1279 | 0.1008 | 0.1949 | 0.2515 | 0.2485 | 0.1437 | 0.1674 | 6:00 | 0 | 0 | 0 | 6:00 | 0.0045 | 0 | 0 | 6:00 | 0.2588 | 0.5211 | 0.2805 | 6:00 | 0.5107 | 0.5123 | 0.2439
|  | 155:00 | 0.8407 | 0.7584 | 0.6106 | 0.5375 | 0.8615 | 0.7217 | 0.8605 | 0.9074 | 0.7938 | 0.8673 | 0.9374 | 0.8733 | 0.1475 | 0.1571 | 0.0546 | 0.1618 | 0.1571 | 0.1143 | 0.1075 | 0.1838 | 0.2577 | 0.1965 | 0.1505 | 0.1674 | 7:00 | 0 | 0 | 0 | 7:00 | 0.2341 | 0 | 0 | 7:00 | 0.2612 | 0.5251 | 0.1938 | 7:00 | 0.431 | 0.5406 | 0.1311
|  | 156:00 | 0.9263 | 0.8686 | 0.6247 | 0.6802 | 0.9439 | 0.8087 | 0.8258 | 0.8888 | 0.8063 | 0.8297 | 0.8982 | 0.8498 | 0.1321 | 0.1126 | 0.0461 | 0.1367 | 0.1126 | 0.0962 | 0.0791 | 0.1675 | 0.2162 | 0.1694 | 0.1162 | 0.1374 | 8:00 | 0 | 0 | 0 | 8:00 | 0.5709 | 0.0034 | 0.1289 | 8:00 | 0.2224 | 0.5671 | 0.1781 | 8:00 | 0.2895 | 0.6079 | 0.0881
|  | 157:00 | 0.882 | 0.7132 | 0.5814 | 0.7039 | 0.7828 | 0.7326 | 0.8067 | 0.8584 | 0.8338 | 0.832 | 0.9157 | 0.8493 | 0.1646 | 0.1584 | 0.044 | 0.1675 | 0.1584 | 0.1161 | 0.0974 | 0.1474 | 0.3721 | 0.2092 | 0.1455 | 0.1692 | 9:00 | 0.3754 | 0 | 0 | 9:00 | 0.8656 | 0.1654 | 0.4795 | 9:00 | 0.1716 | 0.6276 | 0.1788 | 9:00 | 0.1692 | 0.6839 | 0.0606
|  | 158:00 | 0.9364 | 0.8183 | 0.5236 | 0.6613 | 0.9667 | 0.7813 | 0.859 | 0.8537 | 0.8328 | 0.8202 | 0.8672 | 0.8466 | 0.2601 | 0.2392 | 0.0838 | 0.242 | 0.2392 | 0.1834 | 0.1107 | 0.145 | 0.4936 | 0.2246 | 0.1479 | 0.186 | 10:00 | 0.9032 | 0 | 0.1305 | 10:00 | 0.919 | 0.7149 | 0.491 | 10:00 | 0.1537 | 0.6323 | 0.171 | 10:00 | 0.1499 | 0.7397 | 0.0273
|  | 159:00 | 0.9151 | 0.8432 | 0.503 | 0.6584 | 0.9513 | 0.7742 | 0.8508 | 0.8529 | 0.8604 | 0.8232 | 0.8717 | 0.8518 | 0.2696 | 0.1641 | 0.0842 | 0.1773 | 0.1641 | 0.1645 | 0.1014 | 0.138 | 0.6665 | 0.2639 | 0.139 | 0.2004 | 11:00 | 0.9824 | 0.3243 | 0.2572 | 11:00 | 0.9577 | 0.7697 | 0.6095 | 11:00 | 0.1067 | 0.7741 | 0.0123 | 11:00 | 0.1641 | 0.7554 | 0.0124
|  | 160:00 | 0.8859 | 0.7527 | 0.5513 | 0.6975 | 0.9239 | 0.7623 | 0.8548 | 0.8817 | 0.8659 | 0.8617 | 0.8016 | 0.8531 | 0.2578 | 0.1235 | 0.0847 | 0.1322 | 0.1235 | 0.1475 | 0.0944 | 0.1378 | 0.6608 | 0.2463 | 0.1786 | 0.218 | 12:00 | 0.9791 | 0.5583 | 0.314 | 12:00 | 0.9375 | 0.7013 | 0.5775 | 12:00 | 0.0889 | 0.7674 | 0.0007 | 12:00 | 0.2188 | 0.7005 | 0.0112
|  | 161:00 | 0.7555 | 0.686 | 0.4032 | 0.5995 | 0.9086 | 0.6706 | 0.7982 | 0.7605 | 0.7258 | 0.8105 | 0.863 | 0.7916 | 0.2539 | 0.1341 | 0.0819 | 0.1535 | 0.1341 | 0.1508 | 0.0996 | 0.1379 | 0.6082 | 0.2835 | 0.1831 | 0.2165 | 13:00 | 0.9831 | 0.4776 | 0.5053 | 13:00 | 0.9199 | 0.6497 | 0.6967 | 13:00 | 0.1006 | 0.6805 | 0.0023 | 13:00 | 0.2931 | 0.7116 | 0.0331
|  | 162:00 | 0.5924 | 0.4644 | 0.1654 | 0.4702 | 0.7905 | 0.4966 | 0.6426 | 0.62 | 0.4855 | 0.6788 | 0.7987 | 0.6451 | 0.3209 | 0.1746 | 0.1043 | 0.2259 | 0.1746 | 0.1979 | 0.1541 | 0.1498 | 0.5486 | 0.3961 | 0.2289 | 0.2466 | 14:00 | 0.9866 | 0.4672 | 0.6341 | 14:00 | 0.9041 | 0.6505 | 0.7247 | 14:00 | 0.0651 | 0.5853 | 0.003 | 14:00 | 0.3292 | 0.6615 | 0.0773
|  | 163:00 | 0.0871 | 0.0603 | 0 | 0 | 0.3049 | 0.0905 | 0.3218 | 0.3884 | 0.1211 | 0.3327 | 0.5401 | 0.3408 | 0.3195 | 0.2606 | 0.1192 | 0.2903 | 0.2606 | 0.2265 | 0.2005 | 0.1991 | 0.5451 | 0.4695 | 0.2509 | 0.2769 | 15:00 | 0.986 | 0.5559 | 0.7165 | 15:00 | 0.8904 | 0.7215 | 0.7888 | 15:00 | 0.1076 | 0.4918 | 0.0146 | 15:00 | 0.404 | 0.6024 | 0.1367
|  | 164:00 | 0 | 0 | 0 | 0 | 0 | 0 | 0.0171 | 0.0409 | 0.0014 | 0.0164 | 0.1297 | 0.0411 | 0.3882 | 0.3028 | 0.1179 | 0.3217 | 0.3028 | 0.2566 | 0.2953 | 0.3185 | 0.6696 | 0.6076 | 0.364 | 0.3917 | 16:00 | 0.9863 | 0.5868 | 0.7895 | 16:00 | 0.9092 | 0.7105 | 0.7934 | 16:00 | 0.122 | 0.4502 | 0.0206 | 16:00 | 0.464 | 0.6017 | 0.1422
|  | 165:00 | 0 | 0 | 0 | 0 | 0 | 0 | 0 | 0 | 0 | 0 | 0 | 0 | 0.4373 | 0.3284 | 0.123 | 0.3536 | 0.3284 | 0.2818 | 0.3921 | 0.4746 | 0.7593 | 0.6708 | 0.4893 | 0.5139 | 17:00 | 0.8481 | 0.5127 | 0.4725 | 17:00 | 0.8596 | 0.6607 | 0.675 | 17:00 | 0.1472 | 0.4308 | 0.0521 | 17:00 | 0.3784 | 0.5423 | 0.1696
|  | 166:00 | 0 | 0 | 0 | 0 | 0 | 0 | 0 | 0 | 0 | 0 | 0 | 0 | 0.3948 | 0.3615 | 0.1105 | 0.3346 | 0.3615 | 0.265 | 0.3839 | 0.4629 | 0.6054 | 0.6679 | 0.5203 | 0.5082 | 18:00 | 0.4678 | 0 | 0 | 18:00 | 0.6219 | 0.2355 | 0.1563 | 18:00 | 0.179 | 0.4523 | 0.1035 | 18:00 | 0.4097 | 0.5687 | 0.2054
|  | 167:00 | 0 | 0 | 0 | 0 | 0 | 0 | 0 | 0 | 0 | 0 | 0 | 0 | 0.3487 | 0.4139 | 0.1198 | 0.3531 | 0.4139 | 0.2656 | 0.421 | 0.435 | 0.4526 | 0.4728 | 0.5318 | 0.4857 | 19:00 | 0.169 | 0 | 0 | 19:00 | 0.2379 | 0 | 0 | 19:00 | 0.2023 | 0.5123 | 0.1959 | 19:00 | 0.3871 | 0.6265 | 0.3327
|  | 168:00 | 0 | 0 | 0 | 0 | 0 | 0 | 0 | 0 | 0 | 0 | 0 | 0 | 0.4136 | 0.5264 | 0.1285 | 0.4629 | 0.5264 | 0.3226 | 0.4852 | 0.4986 | 0.3214 | 0.4285 | 0.5344 | 0.4917 | 20:00 | 0 | 0 | 0 | 20:00 | 0.0254 | 0 | 0 | 20:00 | 0.2786 | 0.5883 | 0.2644 | 20:00 | 0.3691 | 0.7288 | 0.4582
Aug |  | 169:00 | 0 | 0 | 0 | 0 | 0 | 0 | 0 | 0 | 0 | 0 | 0 | 0 | 0.3524 | 0.5881 | 0.1261 | 0.4951 | 0.5881 | 0.3181 | 0.2726 | 0.4074 | 0.1638 | 0.2501 | 0.4624 | 0.3849 | 21:00 | 0 | 0 | 0 | 21:00 | 0 | 0 | 0 | 21:00 | 0.3594 | 0.6043 | 0.3305 | 21:00 | 0.3472 | 0.7721 | 0.5806
|  | 170:00 | 0 | 0 | 0 | 0 | 0 | 0 | 0 | 0 | 0 | 0 | 0 | 0 | 0.3313 | 0.5341 | 0.1147 | 0.4752 | 0.5341 | 0.2972 | 0.4251 | 0.4963 | 0.1287 | 0.2212 | 0.4603 | 0.4159 | 22:00 | 0 | 0 | 0 | 22:00 | 0 | 0 | 0 | 22:00 | 0.4356 | 0.6573 | 0.3036 | 22:00 | 0.2799 | 0.8156 | 0.527
|  | 171:00 | 0 | 0 | 0 | 0 | 0 | 0 | 0 | 0 | 0 | 0 | 0 | 0 | 0.2816 | 0.4866 | 0.0993 | 0.4121 | 0.4866 | 0.2588 | 0.3547 | 0.4144 | 0.1299 | 0.2261 | 0.4333 | 0.3762 | 23:00 | 0 | 0 | 0 | 23:00 | 0 | 0 | 0 | 23:00 | 0.6035 | 0.6528 | 0.3912 | 23:00 | 0.3508 | 0.8153 | 0.5369
|  | 172:00 | 0 | 0 | 0 | 0 | 0 | 0 | 0 | 0 | 0 | 0 | 0 | 0 | 0.2455 | 0.4023 | 0.0975 | 0.3497 | 0.4023 | 0.2255 | 0.2693 | 0.3353 | 0.1153 | 0.2058 | 0.4531 | 0.3561 | 24:00 | 0 | 0 | 0 | 24:00 | 0 | 0 | 0 | 24:00 | 0.5429 | 0.6983 | 0.4481 | 24:00 | 0.4579 | 0.7676 | 0.5807
|  | 173:00 | 0 | 0 | 0 | 0 | 0 | 0 | 0 | 0 | 0 | 0 | 0 | 0 | 0.2454 | 0.3798 | 0.0841 | 0.3476 | 0.3798 | 0.217 | 0.2062 | 0.2734 | 0.1027 | 0.1619 | 0.4716 | 0.3409
|  | 174:00 | 0 | 0 | 0 | 0 | 0 | 0 | 0.0002 | 0.0036 | 0 | 0 | 0 | 0.0008 | 0.2551 | 0.3517 | 0.0829 | 0.3692 | 0.3517 | 0.2203 | 0.1848 | 0.1945 | 0.0758 | 0.1626 | 0.4426 | 0.303
|  | 175:00 | 0 | 0 | 0 | 0 | 0 | 0 | 0.098 | 0.1696 | 0.0692 | 0.1193 | 0.0777 | 0.1068 | 0.2616 | 0.3673 | 0.0818 | 0.3884 | 0.3673 | 0.2274 | 0.1676 | 0.1322 | 0.0767 | 0.1583 | 0.3547 | 0.2428 | [7 empty] | 0.28487
|  | 176:00 | 0 | 0 | 0 | 0 | 0 | 0 | 0.5074 | 0.5849 | 0.5521 | 0.5109 | 0.4982 | 0.5307 | 0.1855 | 0.2283 | 0.0563 | 0.2471 | 0.2283 | 0.1511 | 0.1141 | 0.1327 | 0.0763 | 0.1268 | 0.2491 | 0.1824
|  | 177:00 | 0.188 | 0.2351 | 0.0786 | 0.1408 | 0.0801 | 0.1445 | 0.7619 | 0.7969 | 0.7658 | 0.6611 | 0.7937 | 0.7559 | 0.1338 | 0.139 | 0.0374 | 0.1533 | 0.139 | 0.0997 | 0.085 | 0.1517 | 0.0829 | 0.1313 | 0.1758 | 0.1475
|  | 178:00 | 0.5146 | 0.69 | 0.2119 | 0.4302 | 0.3911 | 0.4476 | 0.8245 | 0.869 | 0.8392 | 0.7903 | 0.8988 | 0.8443 | 0.1124 | 0.0997 | 0.0354 | 0.1145 | 0.0997 | 0.0805 | 0.0775 | 0.1634 | 0.0662 | 0.0713 | 0.1149 | 0.1141
|  | 179:00 | 0.6991 | 0.8615 | 0.4204 | 0.7499 | 0.7329 | 0.6928 | 0.8275 | 0.7843 | 0.8568 | 0.8077 | 0.8855 | 0.8324 | 0.1395 | 0.1458 | 0.0435 | 0.1366 | 0.1458 | 0.1012 | 0.0895 | 0.1678 | 0.0661 | 0.065 | 0.2076 | 0.1627
|  | 180:00 | 0.6689 | 0.8532 | 0.4324 | 0.8079 | 0.7491 | 0.7023 | 0.8044 | 0.7741 | 0.8482 | 0.8082 | 0.8714 | 0.8212 | 0.1255 | 0.1321 | 0.038 | 0.1368 | 0.1321 | 0.0935 | 0.1087 | 0.149 | 0.0711 | 0.0684 | 0.2828 | 0.1992
|  | 181:00 | 0.7566 | 0.8969 | 0.4323 | 0.8538 | 0.7471 | 0.7373 | 0.817 | 0.7729 | 0.7981 | 0.8211 | 0.8706 | 0.8159 | 0.1859 | 0.2014 | 0.055 | 0.2136 | 0.2014 | 0.1408 | 0.1254 | 0.1231 | 0.1384 | 0.0904 | 0.196 | 0.1603
|  | 182:00 | 0.6411 | 0.8917 | 0.373 | 0.6817 | 0.7413 | 0.6658 | 0.7964 | 0.766 | 0.8268 | 0.7982 | 0.881 | 0.8137 | 0.2068 | 0.2256 | 0.0636 | 0.1931 | 0.2256 | 0.1489 | 0.1522 | 0.1033 | 0.283 | 0.0987 | 0.1853 | 0.1704
|  | 183:00 | 0.6283 | 0.8346 | 0.5449 | 0.7114 | 0.759 | 0.6957 | 0.7697 | 0.8402 | 0.8516 | 0.8095 | 0.8827 | 0.8308 | 0.2703 | 0.1456 | 0.0649 | 0.1662 | 0.1456 | 0.1525 | 0.1525 | 0.125 | 0.3656 | 0.1484 | 0.1339 | 0.1612
|  | 184:00 | 0.6178 | 0.7411 | 0.4081 | 0.6179 | 0.6237 | 0.6017 | 0.7963 | 0.7162 | 0.8268 | 0.7885 | 0.9089 | 0.8073 | 0.289 | 0.159 | 0.0744 | 0.1667 | 0.159 | 0.1633 | 0.17 | 0.1563 | 0.4496 | 0.1892 | 0.1156 | 0.1724
|  | 185:00 | 0.5176 | 0.6886 | 0.253 | 0.5694 | 0.4263 | 0.491 | 0.7205 | 0.7769 | 0.7471 | 0.7193 | 0.8465 | 0.7621 | 0.2384 | 0.1347 | 0.0629 | 0.1284 | 0.1347 | 0.1339 | 0.2016 | 0.2295 | 0.447 | 0.2218 | 0.1287 | 0.2003
|  | 186:00 | 0.3544 | 0.5102 | 0 | 0.4202 | 0.3005 | 0.3171 | 0.5217 | 0.595 | 0.4312 | 0.5092 | 0.6789 | 0.5472 | 0.2222 | 0.1381 | 0.0635 | 0.1332 | 0.1381 | 0.131 | 0.2428 | 0.2364 | 0.3809 | 0.1781 | 0.153 | 0.2092
|  | 187:00 | 0.0001 | 0.0385 | 0 | 0 | 0 | 0.0077 | 0.1407 | 0.2902 | 0.0238 | 0.1123 | 0.3057 | 0.1745 | 0.2631 | 0.159 | 0.078 | 0.1771 | 0.159 | 0.1595 | 0.2914 | 0.2861 | 0.3216 | 0.2346 | 0.2443 | 0.2675
|  | 188:00 | 0 | 0 | 0 | 0 | 0 | 0 | 0.0018 | 0.012 | 0 | 0 | 0.0211 | 0.007 | 0.3131 | 0.1961 | 0.094 | 0.2078 | 0.1961 | 0.1905 | 0.3244 | 0.3379 | 0.2973 | 0.299 | 0.3764 | 0.3493
|  | 189:00 | 0 | 0 | 0 | 0 | 0 | 0 | 0 | 0 | 0 | 0 | 0 | 0 | 0.3642 | 0.2292 | 0.1145 | 0.2498 | 0.2292 | 0.2254 | 0.3657 | 0.3735 | 0.2854 | 0.4351 | 0.5386 | 0.4482
|  | 190:00 | 0 | 0 | 0 | 0 | 0 | 0 | 0 | 0 | 0 | 0 | 0 | 0 | 0.3367 | 0.3254 | 0.1153 | 0.3409 | 0.3254 | 0.2475 | 0.3868 | 0.3109 | 0.2407 | 0.4351 | 0.5027 | 0.4133
|  | 191:00 | 0 | 0 | 0 | 0 | 0 | 0 | 0 | 0 | 0 | 0 | 0 | 0 | 0.3328 | 0.4079 | 0.1192 | 0.4105 | 0.4079 | 0.2716 | 0.4545 | 0.3578 | 0.2586 | 0.4572 | 0.594 | 0.4804
|  | 192:00 | 0 | 0 | 0 | 0 | 0 | 0 | 0 | 0 | 0 | 0 | 0 | 0 | 0.4107 | 0.6388 | 0.1493 | 0.5509 | 0.6388 | 0.3609 | 0.4306 | 0.4048 | 0.2526 | 0.3795 | 0.6235 | 0.4991
Sep | Fall | 193:00 | 0 | 0 | 0 | 0 | 0 | 0 | 0 | 0 | 0 | 0 | 0 | 0 | 0.2961 | 0.3876 | 0.1044 | 0.3829 | 0.3876 | 0.2474 | 0.4858 | 0.5294 | 0.1556 | 0.2509 | 0.6954 | 0.5527
|  | 194:00 | 0 | 0 | 0 | 0 | 0 | 0 | 0 | 0 | 0 | 0 | 0 | 0 | 0.3018 | 0.4127 | 0.1018 | 0.3801 | 0.4127 | 0.2504 | 0.4927 | 0.5395 | 0.2006 | 0.2964 | 0.602 | 0.516
|  | 195:00 | 0 | 0 | 0 | 0 | 0 | 0 | 0 | 0 | 0 | 0 | 0 | 0 | 0.2672 | 0.4315 | 0.0899 | 0.3753 | 0.4315 | 0.2372 | 0.4473 | 0.537 | 0.2035 | 0.2912 | 0.4643 | 0.4413
|  | 196:00 | 0 | 0 | 0 | 0 | 0 | 0 | 0 | 0 | 0 | 0 | 0 | 0 | 0.2534 | 0.3878 | 0.0837 | 0.3643 | 0.3878 | 0.2234 | 0.3782 | 0.5159 | 0.229 | 0.2375 | 0.386 | 0.3899
|  | 197:00 | 0 | 0 | 0 | 0 | 0 | 0 | 0 | 0 | 0 | 0 | 0 | 0 | 0.2827 | 0.4042 | 0.1045 | 0.4167 | 0.4042 | 0.2524 | 0.3268 | 0.4323 | 0.2215 | 0.2203 | 0.385 | 0.3631
|  | 198:00 | 0 | 0 | 0 | 0 | 0 | 0 | 0 | 0 | 0 | 0 | 0 | 0 | 0.2738 | 0.3691 | 0.099 | 0.4036 | 0.3691 | 0.2409 | 0.3564 | 0.3663 | 0.174 | 0.2045 | 0.357 | 0.3313
|  | 199:00 | 0 | 0 | 0 | 0 | 0 | 0 | 0.0655 | 0.0859 | 0.1041 | 0.0706 | 0.0317 | 0.0715 | 0.2793 | 0.3233 | 0.0898 | 0.3973 | 0.3233 | 0.2321 | 0.3852 | 0.3424 | 0.1753 | 0.195 | 0.4516 | 0.3764
|  | 200:00 | 0 | 0 | 0 | 0 | 0 | 0 | 0.3624 | 0.4427 | 0.3795 | 0.431 | 0.3724 | 0.3976 | 0.2406 | 0.3183 | 0.0846 | 0.3713 | 0.3183 | 0.2133 | 0.2693 | 0.303 | 0.1317 | 0.1466 | 0.4246 | 0.3337
|  | 201:00 | 0.1001 | 0.1167 | 0.0943 | 0.0682 | 0.1755 | 0.1109 | 0.5996 | 0.7571 | 0.6619 | 0.6787 | 0.6685 | 0.6732 | 0.2218 | 0.3138 | 0.0827 | 0.3621 | 0.3138 | 0.2049 | 0.1819 | 0.2742 | 0.0953 | 0.1077 | 0.4145 | 0.3064
|  | 202:00 | 0.4691 | 0.4019 | 0.2821 | 0.2763 | 0.8533 | 0.4566 | 0.7161 | 0.8521 | 0.8032 | 0.7731 | 0.8642 | 0.8017 | 0.1824 | 0.2477 | 0.0605 | 0.2682 | 0.2477 | 0.1584 | 0.0982 | 0.1661 | 0.1077 | 0.1058 | 0.4182 | 0.2757
|  | 203:00 | 0.5951 | 0.6768 | 0.4291 | 0.4108 | 0.802 | 0.5828 | 0.7656 | 0.8238 | 0.7833 | 0.7928 | 0.8123 | 0.7956 | 0.1702 | 0.1992 | 0.0613 | 0.229 | 0.1992 | 0.1417 | 0.1074 | 0.1632 | 0.1881 | 0.1632 | 0.4238 | 0.2906
|  | 204:00 | 0.6946 | 0.8037 | 0.6244 | 0.4554 | 0.9403 | 0.7037 | 0.7655 | 0.783 | 0.8087 | 0.7742 | 0.8149 | 0.7893 | 0.1716 | 0.193 | 0.0581 | 0.2092 | 0.193 | 0.1362 | 0.0911 | 0.1269 | 0.2088 | 0.2169 | 0.3376 | 0.2421
|  | 205:00 | 0.6837 | 0.8166 | 0.4642 | 0.5544 | 0.8795 | 0.6797 | 0.7623 | 0.7925 | 0.7932 | 0.7786 | 0.807 | 0.7867 | 0.1765 | 0.1601 | 0.0602 | 0.1584 | 0.1601 | 0.1244 | 0.1008 | 0.1122 | 0.2232 | 0.1996 | 0.308 | 0.2259
|  | 206:00 | 0.7127 | 0.8435 | 0.6398 | 0.6807 | 0.9511 | 0.7656 | 0.7587 | 0.8081 | 0.7944 | 0.7695 | 0.8178 | 0.7897 | 0.1901 | 0.1649 | 0.0574 | 0.1421 | 0.1649 | 0.1244 | 0.1127 | 0.1343 | 0.345 | 0.2324 | 0.3469 | 0.2671
|  | 207:00 | 0.701 | 0.7725 | 0.6235 | 0.5455 | 0.8983 | 0.7082 | 0.7554 | 0.822 | 0.7445 | 0.8082 | 0.842 | 0.7944 | 0.2005 | 0.1719 | 0.0651 | 0.1569 | 0.1719 | 0.1342 | 0.1535 | 0.1511 | 0.518 | 0.3686 | 0.3736 | 0.3148
|  | 208:00 | 0.6482 | 0.789 | 0.4881 | 0.5495 | 0.9141 | 0.6778 | 0.7112 | 0.8204 | 0.768 | 0.7709 | 0.8563 | 0.7854 | 0.1768 | 0.1585 | 0.0578 | 0.1448 | 0.1585 | 0.1206 | 0.1518 | 0.1516 | 0.4919 | 0.3985 | 0.3405 | 0.2964
|  | 209:00 | 0.503 | 0.6329 | 0.2328 | 0.4423 | 0.8195 | 0.5261 | 0.6224 | 0.7289 | 0.6205 | 0.7039 | 0.773 | 0.6897 | 0.1964 | 0.1554 | 0.066 | 0.1522 | 0.1554 | 0.1305 | 0.1411 | 0.1456 | 0.3154 | 0.2569 | 0.2906 | 0.2423
|  | 210:00 | 0.1319 | 0.2753 | 0 | 0.1034 | 0.5703 | 0.2162 | 0.3469 | 0.4673 | 0.237 | 0.4105 | 0.5643 | 0.4052 | 0.214 | 0.1649 | 0.0606 | 0.1745 | 0.1649 | 0.1389 | 0.163 | 0.1689 | 0.3292 | 0.3099 | 0.2982 | 0.2578
|  | 211:00 | 0 | 0 | 0 | 0 | 0 | 0 | 0.0244 | 0.0369 | 0.0035 | 0.0267 | 0.0345 | 0.0252 | 0.2386 | 0.206 | 0.0693 | 0.2187 | 0.206 | 0.163 | 0.2002 | 0.1972 | 0.2915 | 0.336 | 0.3629 | 0.2977
|  | 212:00 | 0 | 0 | 0 | 0 | 0 | 0 | 0 | 0 | 0 | 0 | 0 | 0 | 0.2976 | 0.3231 | 0.0956 | 0.3222 | 0.3231 | 0.2246 | 0.2501 | 0.2132 | 0.2522 | 0.3596 | 0.4946 | 0.3697
|  | 213:00 | 0 | 0 | 0 | 0 | 0 | 0 | 0 | 0 | 0 | 0 | 0 | 0 | 0.3724 | 0.4647 | 0.1359 | 0.4624 | 0.4647 | 0.3065 | 0.311 | 0.2307 | 0.2107 | 0.3488 | 0.6038 | 0.4302
|  | 214:00 | 0 | 0 | 0 | 0 | 0 | 0 | 0 | 0 | 0 | 0 | 0 | 0 | 0.3809 | 0.5463 | 0.1278 | 0.4741 | 0.5463 | 0.3177 | 0.3687 | 0.2952 | 0.2439 | 0.2874 | 0.6806 | 0.4909
|  | 215:00 | 0 | 0 | 0 | 0 | 0 | 0 | 0 | 0 | 0 | 0 | 0 | 0 | 0.3639 | 0.5908 | 0.1177 | 0.4759 | 0.5908 | 0.3145 | 0.379 | 0.2367 | 0.17 | 0.2123 | 0.7121 | 0.4829
|  | 216:00 | 0 | 0 | 0 | 0 | 0 | 0 | 0 | 0 | 0 | 0 | 0 | 0 | 0.3795 | 0.6218 | 0.1214 | 0.4901 | 0.6218 | 0.3269 | 0.3438 | 0.2015 | 0.1151 | 0.1866 | 0.6219 | 0.4182
Oct |  | 217:00 | 0 | 0 | 0 | 0 | 0 | 0 | 0 | 0 | 0 | 0 | 0 | 0 | 0.4639 | 0.665 | 0.1573 | 0.6459 | 0.665 | 0.4011 | 0.2229 | 0.1516 | 0.0774 | 0.1413 | 0.6567 | 0.4044
|  | 218:00 | 0 | 0 | 0 | 0 | 0 | 0 | 0 | 0 | 0 | 0 | 0 | 0 | 0.453 | 0.6497 | 0.1544 | 0.6106 | 0.6497 | 0.3881 | 0.2342 | 0.1798 | 0.0913 | 0.1306 | 0.5635 | 0.3664
|  | 219:00 | 0 | 0 | 0 | 0 | 0 | 0 | 0 | 0 | 0 | 0 | 0 | 0 | 0.4045 | 0.577 | 0.1431 | 0.5698 | 0.577 | 0.3531 | 0.2067 | 0.2302 | 0.1018 | 0.1214 | 0.5301 | 0.3587
|  | 220:00 | 0 | 0 | 0 | 0 | 0 | 0 | 0 | 0 | 0 | 0 | 0 | 0 | 0.4075 | 0.5688 | 0.1364 | 0.5694 | 0.5688 | 0.3502 | 0.1807 | 0.3049 | 0.1257 | 0.1332 | 0.5206 | 0.3711
|  | 221:00 | 0 | 0 | 0 | 0 | 0 | 0 | 0 | 0 | 0 | 0 | 0 | 0 | 0.3823 | 0.5325 | 0.1333 | 0.5129 | 0.5325 | 0.3263 | 0.1568 | 0.3882 | 0.1754 | 0.1853 | 0.4783 | 0.374
|  | 222:00 | 0 | 0 | 0 | 0 | 0 | 0 | 0 | 0 | 0 | 0 | 0 | 0 | 0.3291 | 0.4451 | 0.1138 | 0.4866 | 0.4451 | 0.2879 | 0.166 | 0.4362 | 0.2078 | 0.173 | 0.4386 | 0.3691
|  | 223:00 | 0 | 0 | 0 | 0 | 0 | 0 | 0.0065 | 0.0039 | 0.0123 | 0.0036 | 0 | 0.0053 | 0.3277 | 0.4047 | 0.1053 | 0.4683 | 0.4047 | 0.2757 | 0.2037 | 0.4495 | 0.2485 | 0.165 | 0.4206 | 0.3716
|  | 224:00 | 0 | 0 | 0 | 0 | 0 | 0 | 0.3084 | 0.2092 | 0.2667 | 0.2951 | 0.1441 | 0.2447 | 0.334 | 0.3927 | 0.1045 | 0.4589 | 0.3927 | 0.2739 | 0.1921 | 0.3632 | 0.2578 | 0.1291 | 0.3993 | 0.3395
|  | 225:00 | 0.0081 | 0.0516 | 0.0024 | 0 | 0 | 0.0124 | 0.6166 | 0.5118 | 0.6135 | 0.5438 | 0.4456 | 0.5463 | 0.3407 | 0.4106 | 0.1008 | 0.4438 | 0.4106 | 0.2734 | 0.1881 | 0.3028 | 0.2615 | 0.1124 | 0.3876 | 0.3193
|  | 226:00 | 0.3792 | 0.3133 | 0.5358 | 0.304 | 0.339 | 0.3743 | 0.7136 | 0.71 | 0.6708 | 0.6047 | 0.587 | 0.6572 | 0.248 | 0.3143 | 0.0771 | 0.3517 | 0.3143 | 0.208 | 0.1454 | 0.2838 | 0.1179 | 0.0806 | 0.2463 | 0.2213
|  | 227:00 | 0.6515 | 0.5309 | 0.6535 | 0.5686 | 0.716 | 0.6241 | 0.6973 | 0.7112 | 0.7344 | 0.634 | 0.6685 | 0.6891 | 0.2173 | 0.316 | 0.0789 | 0.2866 | 0.316 | 0.1874 | 0.0903 | 0.2217 | 0.1158 | 0.0792 | 0.1378 | 0.1462
|  | 228:00 | 0.5925 | 0.5712 | 0.6287 | 0.5676 | 0.6005 | 0.5921 | 0.6998 | 0.6564 | 0.6764 | 0.609 | 0.6333 | 0.655 | 0.284 | 0.3485 | 0.0911 | 0.3486 | 0.3485 | 0.2272 | 0.0999 | 0.2317 | 0.1333 | 0.0933 | 0.3282 | 0.2479
|  | 229:00 | 0.5798 | 0.5973 | 0.5641 | 0.4847 | 0.5888 | 0.5629 | 0.7205 | 0.7177 | 0.7058 | 0.667 | 0.6754 | 0.6973 | 0.2483 | 0.2956 | 0.0806 | 0.2792 | 0.2956 | 0.1929 | 0.0781 | 0.196 | 0.1046 | 0.0881 | 0.3365 | 0.238
|  | 230:00 | 0.6262 | 0.6884 | 0.642 | 0.5104 | 0.6189 | 0.6172 | 0.6979 | 0.6212 | 0.709 | 0.6362 | 0.6584 | 0.6645 | 0.2289 | 0.2245 | 0.0781 | 0.2116 | 0.2245 | 0.1645 | 0.0947 | 0.2627 | 0.1051 | 0.0932 | 0.3905 | 0.2824
|  | 231:00 | 0.6835 | 0.69 | 0.6931 | 0.4885 | 0.6936 | 0.6497 | 0.7108 | 0.6712 | 0.663 | 0.7016 | 0.7259 | 0.6945 | 0.221 | 0.211 | 0.0789 | 0.1969 | 0.211 | 0.1581 | 0.0944 | 0.2202 | 0.1163 | 0.0987 | 0.3359 | 0.2468
|  | 232:00 | 0.7056 | 0.7236 | 0.647 | 0.5094 | 0.7492 | 0.667 | 0.6682 | 0.6709 | 0.6124 | 0.6 | 0.6274 | 0.6358 | 0.2329 | 0.2043 | 0.0704 | 0.1993 | 0.2043 | 0.1577 | 0.0963 | 0.1873 | 0.1489 | 0.0991 | 0.4466 | 0.299
|  | 233:00 | 0.245 | 0.4365 | 0.0637 | 0.2973 | 0.5724 | 0.323 | 0.4486 | 0.4498 | 0.3595 | 0.4393 | 0.4792 | 0.4353 | 0.262 | 0.1925 | 0.0808 | 0.2033 | 0.1925 | 0.1695 | 0.1024 | 0.2423 | 0.1957 | 0.1062 | 0.4563 | 0.3226
|  | 234:00 | 0 | 0 | 0 | 0 | 0 | 0 | 0.0445 | 0.1421 | 0.0257 | 0.0993 | 0.1415 | 0.0906 | 0.2887 | 0.1662 | 0.0824 | 0.1823 | 0.1662 | 0.1704 | 0.1221 | 0.2547 | 0.2424 | 0.1091 | 0.4799 | 0.345
|  | 235:00 | 0 | 0 | 0 | 0 | 0 | 0 | 0 | 0.0005 | 0 | 0 | 0 | 0.0001 | 0.2926 | 0.1791 | 0.1005 | 0.2256 | 0.1791 | 0.1889 | 0.2218 | 0.2945 | 0.2692 | 0.1406 | 0.5779 | 0.419
|  | 236:00 | 0 | 0 | 0 | 0 | 0 | 0 | 0 | 0 | 0 | 0 | 0 | 0 | 0.3628 | 0.3543 | 0.1198 | 0.3734 | 0.3543 | 0.2666 | 0.3167 | 0.3966 | 0.2542 | 0.1897 | 0.4977 | 0.4129
|  | 237:00 | 0 | 0 | 0 | 0 | 0 | 0 | 0 | 0 | 0 | 0 | 0 | 0 | 0.4465 | 0.5582 | 0.146 | 0.5629 | 0.5582 | 0.3625 | 0.4251 | 0.4945 | 0.2359 | 0.2572 | 0.4199 | 0.4091
|  | 238:00 | 0 | 0 | 0 | 0 | 0 | 0 | 0 | 0 | 0 | 0 | 0 | 0 | 0.4866 | 0.6218 | 0.1548 | 0.5815 | 0.6218 | 0.3886 | 0.5174 | 0.5299 | 0.2005 | 0.3374 | 0.452 | 0.4432
|  | 239:00 | 0 | 0 | 0 | 0 | 0 | 0 | 0 | 0 | 0 | 0 | 0 | 0 | 0.4237 | 0.5731 | 0.1437 | 0.5652 | 0.5731 | 0.3574 | 0.5923 | 0.4453 | 0.1824 | 0.3096 | 0.5144 | 0.4605
|  | 240:00 | 0 | 0 | 0 | 0 | 0 | 0 | 0 | 0 | 0 | 0 | 0 | 0 | 0.4242 | 0.5723 | 0.1356 | 0.5908 | 0.5723 | 0.3593 | 0.6217 | 0.407 | 0.1743 | 0.2702 | 0.5581 | 0.4745
Nov |  | 241:00 | 0 | 0 | 0 | 0 | 0 | 0 | 0 | 0 | 0 | 0 | 0 | 0 | 0.4947 | 0.7089 | 0.1725 | 0.6852 | 0.7089 | 0.4289 | 0.2099 | 0.4218 | 0.2531 | 0.2274 | 0.4871 | 0.4027
|  | 242:00 | 0 | 0 | 0 | 0 | 0 | 0 | 0 | 0 | 0 | 0 | 0 | 0 | 0.4917 | 0.71 | 0.1729 | 0.6805 | 0.71 | 0.4274 | 0.2044 | 0.3809 | 0.2651 | 0.2646 | 0.4261 | 0.3652
|  | 243:00 | 0 | 0 | 0 | 0 | 0 | 0 | 0 | 0 | 0 | 0 | 0 | 0 | 0.4937 | 0.6948 | 0.178 | 0.6705 | 0.6948 | 0.4262 | 0.2101 | 0.3573 | 0.2261 | 0.1923 | 0.3807 | 0.3301
|  | 244:00 | 0 | 0 | 0 | 0 | 0 | 0 | 0 | 0 | 0 | 0 | 0 | 0 | 0.4702 | 0.6096 | 0.1542 | 0.6169 | 0.6096 | 0.3893 | 0.2138 | 0.3605 | 0.2277 | 0.1851 | 0.3662 | 0.3238
|  | 245:00 | 0 | 0 | 0 | 0 | 0 | 0 | 0 | 0 | 0 | 0 | 0 | 0 | 0.4349 | 0.5062 | 0.1313 | 0.5373 | 0.5062 | 0.3421 | 0.204 | 0.3855 | 0.181 | 0.1791 | 0.3662 | 0.3227
|  | 246:00 | 0 | 0 | 0 | 0 | 0 | 0 | 0 | 0 | 0 | 0 | 0 | 0 | 0.4068 | 0.403 | 0.1104 | 0.4574 | 0.403 | 0.2977 | 0.1575 | 0.3512 | 0.126 | 0.1713 | 0.3753 | 0.3077
|  | 247:00 | 0 | 0 | 0 | 0 | 0 | 0 | 0 | 0.0002 | 0 | 0 | 0 | 0 | 0.3816 | 0.3341 | 0.0889 | 0.3721 | 0.3341 | 0.2569 | 0.1613 | 0.3143 | 0.0987 | 0.1691 | 0.3968 | 0.3073
|  | 248:00 | 0 | 0 | 0 | 0 | 0 | 0 | 0.0974 | 0.1372 | 0.1977 | 0.1524 | 0.0138 | 0.1197 | 0.3344 | 0.286 | 0.0905 | 0.3293 | 0.286 | 0.23 | 0.1728 | 0.3778 | 0.1077 | 0.1882 | 0.4209 | 0.3369
|  | 249:00 | 0 | 0 | 0 | 0 | 0 | 0 | 0.4337 | 0.5359 | 0.4941 | 0.5093 | 0.3179 | 0.4582 | 0.3041 | 0.2442 | 0.0968 | 0.3064 | 0.2442 | 0.2144 | 0.211 | 0.4622 | 0.1218 | 0.2235 | 0.4756 | 0.391
|  | 250:00 | 0.0342 | 0.1126 | 0.0417 | 0.0331 | 0 | 0.0443 | 0.6116 | 0.7192 | 0.6437 | 0.673 | 0.5357 | 0.6367 | 0.2539 | 0.2189 | 0.0832 | 0.2615 | 0.2189 | 0.1829 | 0.2639 | 0.3827 | 0.1194 | 0.1837 | 0.5348 | 0.4067
|  | 251:00 | 0.1942 | 0.3514 | 0.1616 | 0.135 | 0.2637 | 0.2212 | 0.6439 | 0.7412 | 0.6888 | 0.7073 | 0.6221 | 0.6807 | 0.2578 | 0.2569 | 0.0778 | 0.283 | 0.2569 | 0.1906 | 0.2749 | 0.3577 | 0.0833 | 0.1578 | 0.4096 | 0.3342
|  | 252:00 | 0.2957 | 0.4244 | 0.2654 | 0.2368 | 0.363 | 0.3171 | 0.6289 | 0.7061 | 0.6587 | 0.6962 | 0.5973 | 0.6574 | 0.4001 | 0.3943 | 0.1274 | 0.4308 | 0.3943 | 0.2963 | 0.2494 | 0.3309 | 0.1363 | 0.178 | 0.4766 | 0.3658
|  | 253:00 | 0.305 | 0.4215 | 0.2358 | 0.2498 | 0.2043 | 0.2833 | 0.6135 | 0.6827 | 0.6518 | 0.6847 | 0.5707 | 0.6407 | 0.3731 | 0.4781 | 0.1346 | 0.4359 | 0.4781 | 0.3025 | 0.2457 | 0.2205 | 0.2593 | 0.1866 | 0.519 | 0.3762
|  | 254:00 | 0.3459 | 0.434 | 0.3104 | 0.2615 | 0.2312 | 0.3166 | 0.6307 | 0.7014 | 0.6195 | 0.6956 | 0.578 | 0.645 | 0.3191 | 0.374 | 0.1284 | 0.3824 | 0.374 | 0.2618 | 0.1385 | 0.1578 | 0.3163 | 0.1885 | 0.5607 | 0.3775
|  | 255:00 | 0.3538 | 0.4457 | 0.3882 | 0.3278 | 0.3458 | 0.3723 | 0.6294 | 0.7233 | 0.6472 | 0.7003 | 0.6186 | 0.6638 | 0.3271 | 0.3577 | 0.1359 | 0.3884 | 0.3577 | 0.2663 | 0.1036 | 0.1507 | 0.3751 | 0.2056 | 0.5191 | 0.3585
|  | 256:00 | 0.2996 | 0.439 | 0.3919 | 0.3014 | 0.4033 | 0.3671 | 0.525 | 0.6493 | 0.5138 | 0.6158 | 0.5103 | 0.5628 | 0.3402 | 0.2434 | 0.1229 | 0.2803 | 0.2434 | 0.2298 | 0.1511 | 0.1599 | 0.4214 | 0.2306 | 0.5075 | 0.3666
|  | 257:00 | 0 | 0.093 | 0.0033 | 0 | 0 | 0.0193 | 0.2582 | 0.4222 | 0.253 | 0.3649 | 0.2871 | 0.3171 | 0.3122 | 0.164 | 0.0951 | 0.235 | 0.164 | 0.1923 | 0.2309 | 0.1754 | 0.3658 | 0.1808 | 0.474 | 0.3537
|  | 258:00 | 0 | 0 | 0 | 0 | 0 | 0 | 0.0023 | 0.0535 | 0.0028 | 0.016 | 0.0296 | 0.0208 | 0.2482 | 0.1369 | 0.0696 | 0.1843 | 0.1369 | 0.1508 | 0.3112 | 0.2407 | 0.3945 | 0.195 | 0.4756 | 0.3823
|  | 259:00 | 0 | 0 | 0 | 0 | 0 | 0 | 0 | 0 | 0 | 0 | 0 | 0 | 0.3149 | 0.1944 | 0.0726 | 0.2675 | 0.1944 | 0.1942 | 0.4327 | 0.2939 | 0.4195 | 0.2558 | 0.5972 | 0.4746
|  | 260:00 | 0 | 0 | 0 | 0 | 0 | 0 | 0 | 0 | 0 | 0 | 0 | 0 | 0.3725 | 0.3874 | 0.1007 | 0.4032 | 0.3874 | 0.2715 | 0.5815 | 0.4926 | 0.399 | 0.4108 | 0.6535 | 0.5691
|  | 261:00 | 0 | 0 | 0 | 0 | 0 | 0 | 0 | 0 | 0 | 0 | 0 | 0 | 0.4355 | 0.6371 | 0.1335 | 0.5753 | 0.6371 | 0.3663 | 0.6936 | 0.6749 | 0.3912 | 0.5583 | 0.6958 | 0.6499
|  | 262:00 | 0 | 0 | 0 | 0 | 0 | 0 | 0 | 0 | 0 | 0 | 0 | 0 | 0.3971 | 0.6157 | 0.1254 | 0.5286 | 0.6157 | 0.3403 | 0.6634 | 0.6539 | 0.3687 | 0.4976 | 0.6786 | 0.6278
|  | 263:00 | 0 | 0 | 0 | 0 | 0 | 0 | 0 | 0 | 0 | 0 | 0 | 0 | 0.3623 | 0.4884 | 0.1061 | 0.4668 | 0.4884 | 0.2954 | 0.5693 | 0.6372 | 0.2842 | 0.399 | 0.6432 | 0.5816
|  | 264:00 | 0 | 0 | 0 | 0 | 0 | 0 | 0 | 0 | 0 | 0 | 0 | 0 | 0.3199 | 0.4131 | 0.095 | 0.4301 | 0.4131 | 0.2628 | 0.5608 | 0.6075 | 0.2597 | 0.3517 | 0.5578 | 0.5261
Dec | Winter | 265:00 | 0 | 0 | 0 | 0 | 0 | 0 | 0 | 0 | 0 | 0 | 0 | 0 | 0.4719 | 0.5229 | 0.1399 | 0.4926 | 0.5229 | 0.3491 | 0.2364 | 0.3373 | 0.2877 | 0.3273 | 0.3352 | 0.3187
|  | 266:00 | 0 | 0 | 0 | 0 | 0 | 0 | 0 | 0 | 0 | 0 | 0 | 0 | 0.4666 | 0.5238 | 0.1452 | 0.4859 | 0.5238 | 0.3485 | 0.302 | 0.4324 | 0.2989 | 0.361 | 0.3084 | 0.3369
|  | 267:00 | 0 | 0 | 0 | 0 | 0 | 0 | 0 | 0 | 0 | 0 | 0 | 0 | 0.4985 | 0.6102 | 0.1451 | 0.5007 | 0.6102 | 0.3706 | 0.3203 | 0.4686 | 0.2803 | 0.3302 | 0.2658 | 0.3223
|  | 268:00 | 0 | 0 | 0 | 0 | 0 | 0 | 0 | 0 | 0 | 0 | 0 | 0 | 0.5914 | 0.7272 | 0.188 | 0.6048 | 0.7272 | 0.4486 | 0.3039 | 0.4313 | 0.25 | 0.2878 | 0.2087 | 0.278
|  | 269:00 | 0 | 0 | 0 | 0 | 0 | 0 | 0 | 0 | 0 | 0 | 0 | 0 | 0.5618 | 0.7275 | 0.1916 | 0.6739 | 0.7275 | 0.4555 | 0.3084 | 0.4187 | 0.3223 | 0.342 | 0.2012 | 0.2826
|  | 270:00 | 0 | 0 | 0 | 0 | 0 | 0 | 0 | 0 | 0 | 0 | 0 | 0 | 0.5636 | 0.6389 | 0.1966 | 0.6871 | 0.6389 | 0.4501 | 0.2551 | 0.4641 | 0.3855 | 0.3944 | 0.196 | 0.2937
|  | 271:00 | 0 | 0 | 0 | 0 | 0 | 0 | 0 | 0 | 0 | 0 | 0 | 0 | 0.5482 | 0.5378 | 0.2003 | 0.6289 | 0.5378 | 0.4237 | 0.2229 | 0.4082 | 0.3854 | 0.35 | 0.1879 | 0.2714
|  | 272:00 | 0 | 0 | 0 | 0 | 0 | 0 | 0.0732 | 0.0373 | 0.0508 | 0.0733 | 0.0156 | 0.05 | 0.5238 | 0.478 | 0.1742 | 0.5699 | 0.478 | 0.3875 | 0.2453 | 0.3948 | 0.4315 | 0.4218 | 0.253 | 0.3121
|  | 273:00 | 0 | 0 | 0 | 0 | 0 | 0 | 0.3067 | 0.2851 | 0.2013 | 0.2352 | 0.2772 | 0.2611 | 0.4865 | 0.4222 | 0.1521 | 0.4886 | 0.4222 | 0.3453 | 0.3205 | 0.3883 | 0.5024 | 0.4605 | 0.3652 | 0.3853
|  | 274:00 | 0.0183 | 0.015 | 0 | 0 | 0 | 0.0067 | 0.3752 | 0.4332 | 0.1891 | 0.4127 | 0.6281 | 0.4077 | 0.4259 | 0.4918 | 0.1434 | 0.5635 | 0.4918 | 0.3479 | 0.3352 | 0.3814 | 0.3535 | 0.4013 | 0.3709 | 0.3686
|  | 275:00 | 0.0539 | 0.1665 | 0 | 0.0411 | 0.0835 | 0.069 | 0.4549 | 0.4581 | 0.3586 | 0.4777 | 0.5792 | 0.4657 | 0.4088 | 0.3514 | 0.1164 | 0.3851 | 0.3514 | 0.2802 | 0.384 | 0.3681 | 0.3077 | 0.4006 | 0.2964 | 0.3284
|  | 276:00 | 0.1171 | 0.2758 | 0 | 0.0947 | 0.2596 | 0.1494 | 0.4894 | 0.4967 | 0.4155 | 0.5139 | 0.6039 | 0.5039 | 0.3173 | 0.2512 | 0.0945 | 0.3002 | 0.2512 | 0.2168 | 0.3564 | 0.3482 | 0.3386 | 0.4946 | 0.3062 | 0.3334
|  | 277:00 | 0.1375 | 0.2614 | 0 | 0.1348 | 0.1239 | 0.1315 | 0.5035 | 0.5023 | 0.4164 | 0.4934 | 0.5964 | 0.5024 | 0.2204 | 0.2275 | 0.0653 | 0.2507 | 0.2275 | 0.1652 | 0.3314 | 0.3913 | 0.2679 | 0.3809 | 0.3634 | 0.356
|  | 278:00 | 0.1807 | 0.2808 | 0 | 0.1698 | 0.2947 | 0.1852 | 0.5438 | 0.4446 | 0.3934 | 0.4909 | 0.6306 | 0.5007 | 0.223 | 0.2988 | 0.0762 | 0.3063 | 0.2988 | 0.1898 | 0.4199 | 0.465 | 0.2974 | 0.318 | 0.4751 | 0.4393
|  | 279:00 | 0.2418 | 0.35 | 0.0196 | 0.1582 | 0.3508 | 0.2241 | 0.4848 | 0.5152 | 0.3527 | 0.4882 | 0.6868 | 0.5055 | 0.2479 | 0.3545 | 0.0783 | 0.3257 | 0.3545 | 0.2081 | 0.4124 | 0.5514 | 0.4275 | 0.3796 | 0.4937 | 0.4849
|  | 280:00 | 0.2 | 0.2984 | 0.0291 | 0.1806 | 0.283 | 0.1982 | 0.4386 | 0.4814 | 0.2267 | 0.4703 | 0.6508 | 0.4536 | 0.2655 | 0.3086 | 0.0799 | 0.3063 | 0.3086 | 0.2044 | 0.3687 | 0.6273 | 0.5371 | 0.4008 | 0.5856 | 0.5567
|  | 281:00 | 0.0079 | 0.0463 | 0 | 0 | 0 | 0.0109 | 0.2675 | 0.2315 | 0.1308 | 0.2817 | 0.4387 | 0.27 | 0.2866 | 0.2763 | 0.0858 | 0.3177 | 0.2763 | 0.2112 | 0.4285 | 0.6385 | 0.5691 | 0.4475 | 0.6157 | 0.5869
|  | 282:00 | 0 | 0 | 0 | 0 | 0 | 0 | 0.0131 | 0.0326 | 0.0018 | 0.0284 | 0.0773 | 0.0306 | 0.283 | 0.257 | 0.083 | 0.2928 | 0.257 | 0.2018 | 0.4886 | 0.683 | 0.5039 | 0.4649 | 0.6279 | 0.6032
|  | 283:00 | 0 | 0 | 0 | 0 | 0 | 0 | 0 | 0 | 0 | 0 | 0 | 0 | 0.2988 | 0.2298 | 0.0701 | 0.2516 | 0.2298 | 0.1896 | 0.6062 | 0.7746 | 0.4768 | 0.5106 | 0.7322 | 0.6885
|  | 284:00 | 0 | 0 | 0 | 0 | 0 | 0 | 0 | 0 | 0 | 0 | 0 | 0 | 0.3224 | 0.3149 | 0.0953 | 0.3431 | 0.3149 | 0.2347 | 0.5682 | 0.731 | 0.4241 | 0.5133 | 0.6216 | 0.6129
|  | 285:00 | 0 | 0 | 0 | 0 | 0 | 0 | 0 | 0 | 0 | 0 | 0 | 0 | 0.3692 | 0.4831 | 0.1236 | 0.4815 | 0.4831 | 0.3067 | 0.5342 | 0.6523 | 0.3737 | 0.5612 | 0.4975 | 0.5253
|  | 286:00 | 0 | 0 | 0 | 0 | 0 | 0 | 0 | 0 | 0 | 0 | 0 | 0 | 0.4286 | 0.4939 | 0.1116 | 0.4656 | 0.4939 | 0.3167 | 0.6524 | 0.6443 | 0.3108 | 0.474 | 0.5407 | 0.5475
|  | 287:00 | 0 | 0 | 0 | 0 | 0 | 0 | 0 | 0 | 0 | 0 | 0 | 0 | 0.4504 | 0.463 | 0.1035 | 0.3904 | 0.463 | 0.301 | 0.5929 | 0.7208 | 0.2377 | 0.4024 | 0.4685 | 0.5102
|  | 288:00 | 0 | 0 | 0 | 0 | 0 | 0 | 0 | 0 | 0 | 0 | 0 | 0 | 0.4102 | 0.4017 | 0.1166 | 0.3392 | 0.4017 | 0.2775 | 0.4699 | 0.654 | 0.1394 | 0.2952 | 0.3673 | 0.4144

## CapFactor_hour_2daysyear
|  |  | SolarCSP | [5 empty] | Solar PVSAT | [5 empty] | wind | [5 empty] | new wind
Month | Season | Hour | Northeast | West | Coastal | South | Panhandle | ERCOT total | Northeast | West | Coastal | South | Panhandle | ERCOT total | Northeast | West | Coastal | South | Panhandle | ERCOT total | Northeast | West | Coastal | South | Panhandle | ERCOT total
Jan | Winter | 1:00 | 0 | 0 | 0 | 0 | 0 | 0 | 0 | 0 | 0 | 0 | 0 | 0 | 0.3568 | 0.5495 | 0.1516 | 0.468 | 0.5495 | 0.3196 | 0.2986 | 0.444 | 0.5613 | 0.4138 | 0.3381 | 0.3864 | ERCOT total
|  | 2:00 | 0 | 0 | 0 | 0 | 0 | 0 | 0 | 0 | 0 | 0 | 0 | 0 | 0.3479 | 0.4695 | 0.1469 | 0.3893 | 0.4695 | 0.29 | 0.327 | 0.4754 | 0.4899 | 0.3877 | 0.4128 | 0.4249 |  | SOLAR CSP |  |  | SOLAR PVSAT |  |  | wind |  |  | wind-new
|  | 3:00 | 0 | 0 | 0 | 0 | 0 | 0 | 0 | 0 | 0 | 0 | 0 | 0 | 0.2804 | 0.3726 | 0.1093 | 0.3164 | 0.3726 | 0.23 | 0.37 | 0.4737 | 0.4768 | 0.3958 | 0.4304 | 0.4371 |  | Spring | Summer |  | Spring | Summer |  | Spring | Summer |  | Spring | Summer
|  | 4:00 | 0 | 0 | 0 | 0 | 0 | 0 | 0 | 0 | 0 | 0 | 0 | 0 | 0.2342 | 0.3478 | 0.0975 | 0.3163 | 0.3478 | 0.2092 | 0.3676 | 0.4877 | 0.4445 | 0.3451 | 0.4158 | 0.4267 | 1:00 | 0 | 0 | 1:00 | 0 | 0 | 1:00 | 0.456 | 0.3183 | 1:00 | 0.6593 | 0.5212
|  | 5:00 | 0 | 0 | 0 | 0 | 0 | 0 | 0 | 0 | 0 | 0 | 0 | 0 | 0.2181 | 0.4143 | 0.1077 | 0.3794 | 0.4143 | 0.2292 | 0.4697 | 0.5277 | 0.4166 | 0.319 | 0.4361 | 0.4531 | 2:00 | 0 | 0 | 2:00 | 0 | 0 | 2:00 | 0.4475 | 0.2584 | 2:00 | 0.6402 | 0.464
|  | 6:00 | 0 | 0 | 0 | 0 | 0 | 0 | 0 | 0 | 0 | 0 | 0 | 0 | 0.2129 | 0.3977 | 0.0985 | 0.3798 | 0.3977 | 0.2221 | 0.5254 | 0.4825 | 0.4084 | 0.2792 | 0.4479 | 0.4525 | 3:00 | 0 | 0 | 3:00 | 0 | 0 | 3:00 | 0.4666 | 0.2446 | 3:00 | 0.6353 | 0.4585
|  | 7:00 | 0 | 0 | 0 | 0 | 0 | 0 | 0 | 0 | 0 | 0 | 0 | 0 | 0.2412 | 0.4065 | 0.0928 | 0.4028 | 0.4065 | 0.2335 | 0.547 | 0.4158 | 0.3878 | 0.2571 | 0.3644 | 0.3946 | 4:00 | 0 | 0 | 4:00 | 0 | 0 | 4:00 | 0.4386 | 0.2694 | 4:00 | 0.6181 | 0.4249
|  | 8:00 | 0 | 0 | 0 | 0 | 0 | 0 | 0.0045 | 0.0219 | 0.0251 | 0.0131 | 0 | 0.0129 | 0.2647 | 0.4105 | 0.0979 | 0.4313 | 0.4105 | 0.2483 | 0.5022 | 0.409 | 0.435 | 0.2519 | 0.3418 | 0.3818 | 5:00 | 0 | 0 | 5:00 | 0 | 0 | 5:00 | 0.3995 | 0.2559 | 5:00 | 0.6218 | 0.4142
|  | 9:00 | 0 | 0 | 0 | 0 | 0 | 0 | 0.2699 | 0.3216 | 0.241 | 0.196 | 0.2884 | 0.2634 | 0.3084 | 0.4286 | 0.1059 | 0.46 | 0.4286 | 0.2717 | 0.4811 | 0.4342 | 0.4567 | 0.2836 | 0.3414 | 0.3888 | 6:00 | 0 | 0 | 6:00 | 0.0007 | 0.0066 | 6:00 | 0.3679 | 0.2693 | 6:00 | 0.6604 | 0.3747
|  | 10:00 | 0 | 0.0509 | 0 | 0 | 0 | 0.0102 | 0.5401 | 0.5986 | 0.4245 | 0.4177 | 0.6374 | 0.5236 | 0.2509 | 0.3759 | 0.0788 | 0.3964 | 0.3759 | 0.2258 | 0.4426 | 0.4063 | 0.2755 | 0.1751 | 0.4119 | 0.388 | 7:00 | 0 | 0 | 7:00 | 0.0958 | 0.1847 | 7:00 | 0.3345 | 0.2529 | 7:00 | 0.6425 | 0.3314
|  | 11:00 | 0.1321 | 0.2156 | 0.044 | 0.0372 | 0.2493 | 0.1356 | 0.6567 | 0.6735 | 0.472 | 0.5395 | 0.7435 | 0.617 | 0.2417 | 0.4009 | 0.0773 | 0.3721 | 0.4009 | 0.2207 | 0.3362 | 0.3106 | 0.1529 | 0.0933 | 0.2399 | 0.2503 | 8:00 | 0 | 0.0126 | 8:00 | 0.3954 | 0.5577 | 8:00 | 0.2531 | 0.1969 | 8:00 | 0.5487 | 0.263
|  | 12:00 | 0.3054 | 0.4031 | 0.1489 | 0.0974 | 0.5056 | 0.2921 | 0.6656 | 0.6866 | 0.4938 | 0.4987 | 0.7199 | 0.6129 | 0.3135 | 0.5426 | 0.0906 | 0.4699 | 0.5426 | 0.2825 | 0.2676 | 0.2322 | 0.1413 | 0.0823 | 0.2119 | 0.2089 | 9:00 | 0.1115 | 0.3277 | 9:00 | 0.5971 | 0.7871 | 9:00 | 0.1942 | 0.1483 | 9:00 | 0.4574 | 0.2138
|  | 13:00 | 0.3225 | 0.4281 | 0.1528 | 0.1441 | 0.4484 | 0.2992 | 0.6469 | 0.6762 | 0.4806 | 0.5492 | 0.6737 | 0.6053 | 0.3236 | 0.4488 | 0.0923 | 0.4197 | 0.4488 | 0.2649 | 0.2502 | 0.2231 | 0.086 | 0.0813 | 0.2155 | 0.2004 | 10:00 | 0.4102 | 0.7272 | 10:00 | 0.7258 | 0.8678 | 10:00 | 0.1881 | 0.1279 | 10:00 | 0.3256 | 0.1674
|  | 14:00 | 0.3302 | 0.4308 | 0.1496 | 0.1222 | 0.4493 | 0.2964 | 0.6532 | 0.6725 | 0.4883 | 0.504 | 0.6743 | 0.5985 | 0.2821 | 0.3345 | 0.0801 | 0.3104 | 0.3345 | 0.213 | 0.3055 | 0.2085 | 0.0752 | 0.0809 | 0.1967 | 0.1926 | 11:00 | 0.4276 | 0.8504 | 11:00 | 0.7521 | 0.8733 | 11:00 | 0.1917 | 0.1143 | 11:00 | 0.3857 | 0.1674
|  | 15:00 | 0.3472 | 0.4698 | 0.1874 | 0.1646 | 0.505 | 0.3348 | 0.6542 | 0.6929 | 0.5334 | 0.4874 | 0.7178 | 0.6171 | 0.2794 | 0.3135 | 0.0725 | 0.2824 | 0.3135 | 0.2012 | 0.3231 | 0.19 | 0.0991 | 0.0871 | 0.1995 | 0.1949 | 12:00 | 0.371 | 0.8741 | 12:00 | 0.8102 | 0.8498 | 12:00 | 0.2841 | 0.0962 | 12:00 | 0.529 | 0.1374
|  | 16:00 | 0.3221 | 0.4663 | 0.2666 | 0.0936 | 0.5566 | 0.341 | 0.5781 | 0.6588 | 0.5262 | 0.3709 | 0.7186 | 0.5705 | 0.3382 | 0.3482 | 0.0767 | 0.2834 | 0.3482 | 0.2237 | 0.3218 | 0.2012 | 0.1452 | 0.1121 | 0.1988 | 0.2033 | 13:00 | 0.339 | 0.926 | 13:00 | 0.8016 | 0.8493 | 13:00 | 0.3406 | 0.1161 | 13:00 | 0.5802 | 0.1692
|  | 17:00 | 0.055 | 0.2775 | 0.0813 | 0.0652 | 0.4715 | 0.1901 | 0.3663 | 0.4849 | 0.3331 | 0.2389 | 0.5902 | 0.4027 | 0.3664 | 0.32 | 0.1055 | 0.2864 | 0.32 | 0.2405 | 0.3099 | 0.2105 | 0.2156 | 0.1353 | 0.2296 | 0.2286 | 14:00 | 0.4448 | 0.9171 | 14:00 | 0.8069 | 0.8466 | 14:00 | 0.2997 | 0.1834 | 14:00 | 0.5397 | 0.186
|  | 18:00 | 0 | 0 | 0 | 0 | 0 | 0 | 0.0521 | 0.155 | 0.0411 | 0.0641 | 0.2317 | 0.1088 | 0.356 | 0.3813 | 0.1159 | 0.3203 | 0.3813 | 0.2557 | 0.3066 | 0.2415 | 0.302 | 0.1682 | 0.2813 | 0.2725 | 15:00 | 0.3666 | 0.9005 | 15:00 | 0.8102 | 0.8518 | 15:00 | 0.2589 | 0.1645 | 15:00 | 0.4448 | 0.2004
|  | 19:00 | 0 | 0 | 0 | 0 | 0 | 0 | 0 | 0.001 | 0 | 0 | 0 | 0.0002 | 0.4174 | 0.49 | 0.1369 | 0.428 | 0.49 | 0.3158 | 0.3926 | 0.3174 | 0.4002 | 0.3055 | 0.3626 | 0.3575 | 16:00 | 0.3849 | 0.8556 | 16:00 | 0.7089 | 0.8531 | 16:00 | 0.2578 | 0.1475 | 16:00 | 0.4542 | 0.218
|  | 20:00 | 0 | 0 | 0 | 0 | 0 | 0 | 0 | 0 | 0 | 0 | 0 | 0 | 0.4117 | 0.4638 | 0.1393 | 0.4489 | 0.4638 | 0.3162 | 0.47 | 0.4323 | 0.4542 | 0.3349 | 0.4861 | 0.4618 | 17:00 | 0.4101 | 0.7436 | 17:00 | 0.7081 | 0.7916 | 17:00 | 0.2615 | 0.1508 | 17:00 | 0.5143 | 0.2165
|  | 21:00 | 0 | 0 | 0 | 0 | 0 | 0 | 0 | 0 | 0 | 0 | 0 | 0 | 0.4085 | 0.4365 | 0.1338 | 0.456 | 0.4365 | 0.3112 | 0.5246 | 0.5675 | 0.488 | 0.3838 | 0.6013 | 0.5624 | 18:00 | 0.0695 | 0.5343 | 18:00 | 0.4816 | 0.6451 | 18:00 | 0.3254 | 0.1979 | 18:00 | 0.561 | 0.2466
|  | 22:00 | 0 | 0 | 0 | 0 | 0 | 0 | 0 | 0 | 0 | 0 | 0 | 0 | 0.4282 | 0.4514 | 0.1346 | 0.4334 | 0.4514 | 0.3144 | 0.4238 | 0.5284 | 0.35 | 0.3889 | 0.5725 | 0.5121 | 19:00 | 0 | 0.0418 | 19:00 | 0.1357 | 0.3408 | 19:00 | 0.4104 | 0.2265 | 19:00 | 0.6292 | 0.2769
|  | 23:00 | 0 | 0 | 0 | 0 | 0 | 0 | 0 | 0 | 0 | 0 | 0 | 0 | 0.4664 | 0.4958 | 0.1266 | 0.435 | 0.4958 | 0.3275 | 0.3396 | 0.4841 | 0.3129 | 0.4767 | 0.527 | 0.4694 | 20:00 | 0 | 0 | 20:00 | 0.0039 | 0.0411 | 20:00 | 0.431 | 0.2566 | 20:00 | 0.7398 | 0.3917
|  | 24:00 | 0 | 0 | 0 | 0 | 0 | 0 | 0 | 0 | 0 | 0 | 0 | 0 | 0.4185 | 0.4117 | 0.1115 | 0.3986 | 0.4117 | 0.2907 | 0.3879 | 0.4293 | 0.2613 | 0.4427 | 0.4378 | 0.4103 | 21:00 | 0 | 0 | 21:00 | 0 | 0 | 21:00 | 0.4282 | 0.2818 | 21:00 | 0.8021 | 0.5139
Feb |  | 25:00 | 0 | 0 | 0 | 0 | 0 | 0 | 0 | 0 | 0 | 0 | 0 | 0 | 0.2844 | 0.3183 | 0.0688 | 0.2738 | 0.3183 | 0.2 | 0.1647 | 0.424 | 0.1211 | 0.2983 | 0.4965 | 0.3909 | 22:00 | 0 | 0 | 22:00 | 0 | 0 | 22:00 | 0.4818 | 0.265 | 22:00 | 0.7607 | 0.5082
|  | 26:00 | 0 | 0 | 0 | 0 | 0 | 0 | 0 | 0 | 0 | 0 | 0 | 0 | 0.332 | 0.3813 | 0.0903 | 0.3219 | 0.3813 | 0.239 | 0.1949 | 0.4511 | 0.2229 | 0.3483 | 0.5077 | 0.4199 | 23:00 | 0 | 0 | 23:00 | 0 | 0 | 23:00 | 0.4783 | 0.2656 | 23:00 | 0.7406 | 0.4857
|  | 27:00 | 0 | 0 | 0 | 0 | 0 | 0 | 0 | 0 | 0 | 0 | 0 | 0 | 0.3772 | 0.4151 | 0.1022 | 0.3595 | 0.4151 | 0.2681 | 0.198 | 0.4549 | 0.3615 | 0.428 | 0.4385 | 0.4057 | 24:00 | 0 | 0 | 24:00 | 0 | 0 | 24:00 | 0.489 | 0.3226 | 24:00 | 0.5846 | 0.4917
|  | 28:00 | 0 | 0 | 0 | 0 | 0 | 0 | 0 | 0 | 0 | 0 | 0 | 0 | 0.4551 | 0.4277 | 0.1189 | 0.4112 | 0.4277 | 0.3085 | 0.2824 | 0.4716 | 0.5008 | 0.5376 | 0.3863 | 0.4136
|  | 29:00 | 0 | 0 | 0 | 0 | 0 | 0 | 0 | 0 | 0 | 0 | 0 | 0 | 0.4607 | 0.4496 | 0.1361 | 0.4468 | 0.4496 | 0.3266 | 0.2791 | 0.4928 | 0.4842 | 0.5103 | 0.4603 | 0.4521
|  | 30:00 | 0 | 0 | 0 | 0 | 0 | 0 | 0 | 0 | 0 | 0 | 0 | 0 | 0.3806 | 0.4284 | 0.1214 | 0.453 | 0.4284 | 0.2968 | 0.2551 | 0.4717 | 0.3965 | 0.3981 | 0.4786 | 0.4388 | Northeast
|  | 31:00 | 0 | 0 | 0 | 0 | 0 | 0 | 0 | 0 | 0 | 0 | 0 | 0 | 0.394 | 0.3987 | 0.1186 | 0.4517 | 0.3987 | 0.2957 | 0.3075 | 0.4713 | 0.3814 | 0.4096 | 0.51 | 0.4592 |  | SOLAR CSP |  |  | SOLAR PVSAT |  |  | wind |  |  | new-wind
|  | 32:00 | 0 | 0 | 0 | 0 | 0 | 0 | 0.0791 | 0.064 | 0.1298 | 0.0621 | 0.0053 | 0.0681 | 0.3904 | 0.3987 | 0.0997 | 0.4025 | 0.3987 | 0.2773 | 0.2508 | 0.457 | 0.3425 | 0.447 | 0.476 | 0.4297 |  | 1 | 2 |  | 1 | 2 |  | 1 | 2 |  | 1 | 2
|  | 33:00 | 0 | 0 | 0 | 0 | 0 | 0 | 0.4657 | 0.4355 | 0.4771 | 0.3181 | 0.3369 | 0.4067 | 0.4001 | 0.4322 | 0.0942 | 0.3929 | 0.4322 | 0.2799 | 0.2143 | 0.4694 | 0.3063 | 0.5191 | 0.4703 | 0.4246 | 1:00 | 0 | 0 | 1:00 | 0 | 0 | 1:00 | 0.5161 | 0.2396 | 1:00 | 0.7245 | 0.2969
|  | 34:00 | 0.0943 | 0.1206 | 0.0771 | 0 | 0 | 0.0584 | 0.7051 | 0.7039 | 0.6804 | 0.5522 | 0.6468 | 0.6577 | 0.4204 | 0.4703 | 0.138 | 0.4736 | 0.4703 | 0.3238 | 0.1795 | 0.5433 | 0.2414 | 0.402 | 0.4187 | 0.3987 | 2:00 | 0 | 0 | 2:00 | 0 | 0 | 2:00 | 0.5189 | 0.2582 | 2:00 | 0.6528 | 0.2349
|  | 35:00 | 0.2844 | 0.5028 | 0.2332 | 0.0384 | 0.2473 | 0.2612 | 0.7824 | 0.7697 | 0.698 | 0.6017 | 0.7572 | 0.7218 | 0.4548 | 0.5354 | 0.157 | 0.5414 | 0.5354 | 0.3623 | 0.1735 | 0.6101 | 0.212 | 0.3594 | 0.4739 | 0.4356 | 3:00 | 0 | 0 | 3:00 | 0 | 0 | 3:00 | 0.5242 | 0.2564 | 3:00 | 0.6344 | 0.2418
|  | 36:00 | 0.4503 | 0.5996 | 0.2676 | 0.093 | 0.5459 | 0.3913 | 0.7764 | 0.7446 | 0.6983 | 0.671 | 0.7611 | 0.7303 | 0.528 | 0.5736 | 0.1734 | 0.5493 | 0.5736 | 0.3956 | 0.2558 | 0.6836 | 0.4384 | 0.3501 | 0.6124 | 0.5566 | 4:00 | 0 | 0 | 4:00 | 0 | 0 | 4:00 | 0.4874 | 0.219 | 4:00 | 0.6021 | 0.2275
|  | 37:00 | 0.4974 | 0.6087 | 0.2485 | 0.1189 | 0.4577 | 0.3862 | 0.7441 | 0.7473 | 0.6806 | 0.6304 | 0.7424 | 0.709 | 0.4439 | 0.4078 | 0.1589 | 0.4572 | 0.4078 | 0.3281 | 0.2891 | 0.6269 | 0.3501 | 0.2159 | 0.7052 | 0.5781 | 5:00 | 0 | 0 | 5:00 | 0 | 0 | 5:00 | 0.4878 | 0.1671 | 5:00 | 0.5479 | 0.243
|  | 38:00 | 0.4976 | 0.6204 | 0.0852 | 0.1236 | 0.3809 | 0.3415 | 0.7565 | 0.7493 | 0.7248 | 0.6099 | 0.7305 | 0.7142 | 0.3597 | 0.3062 | 0.1286 | 0.3466 | 0.3062 | 0.2582 | 0.2096 | 0.5038 | 0.2281 | 0.2448 | 0.6404 | 0.4961 | 6:00 | 0 | 0 | 6:00 | 0 | 0 | 6:00 | 0.4935 | 0.1791 | 6:00 | 0.5265 | 0.241
|  | 39:00 | 0.4094 | 0.6377 | 0.0976 | 0.111 | 0.3474 | 0.3206 | 0.7402 | 0.6425 | 0.5915 | 0.5894 | 0.7166 | 0.6561 | 0.4351 | 0.3687 | 0.1434 | 0.3977 | 0.3687 | 0.3029 | 0.2128 | 0.5183 | 0.4061 | 0.352 | 0.5536 | 0.4812 | 7:00 | 0 | 0 | 7:00 | 0 | 0.0345 | 7:00 | 0.4599 | 0.2177 | 7:00 | 0.4717 | 0.1969
|  | 40:00 | 0.4467 | 0.6345 | 0.0897 | 0.1039 | 0.4589 | 0.3467 | 0.6328 | 0.6613 | 0.4989 | 0.4689 | 0.7239 | 0.5972 | 0.4177 | 0.3212 | 0.1424 | 0.3887 | 0.3212 | 0.2902 | 0.2718 | 0.5246 | 0.4751 | 0.369 | 0.442 | 0.442 | 8:00 | 0 | 0 | 8:00 | 0.0332 | 0.2891 | 8:00 | 0.4913 | 0.1819 | 8:00 | 0.4991 | 0.1496
|  | 41:00 | 0.2648 | 0.4357 | 0 | 0.0552 | 0.1652 | 0.1842 | 0.4947 | 0.4604 | 0.2752 | 0.3842 | 0.5866 | 0.4402 | 0.3908 | 0.3303 | 0.1453 | 0.4009 | 0.3303 | 0.2873 | 0.3113 | 0.5425 | 0.4396 | 0.3181 | 0.439 | 0.4427 | 9:00 | 0 | 0.0298 | 9:00 | 0.3187 | 0.5509 | 9:00 | 0.5465 | 0.1615 | 9:00 | 0.5338 | 0.1183
|  | 42:00 | 0.003 | 0.0611 | 0 | 0 | 0.0161 | 0.016 | 0.1547 | 0.1866 | 0.0869 | 0.182 | 0.3008 | 0.1822 | 0.4544 | 0.444 | 0.1727 | 0.5011 | 0.444 | 0.3496 | 0.3525 | 0.61 | 0.5217 | 0.4204 | 0.492 | 0.5031 | 10:00 | 0.0219 | 0.3779 | 10:00 | 0.6137 | 0.675 | 10:00 | 0.5607 | 0.1026 | 10:00 | 0.4967 | 0.1321
|  | 43:00 | 0 | 0 | 0 | 0 | 0 | 0 | 0.0001 | 0.006 | 0 | 0.0011 | 0.0086 | 0.0031 | 0.4559 | 0.5069 | 0.1732 | 0.4982 | 0.5069 | 0.3571 | 0.3847 | 0.6305 | 0.496 | 0.5177 | 0.5377 | 0.5357 | 11:00 | 0.2655 | 0.4824 | 11:00 | 0.6376 | 0.6874 | 11:00 | 0.6032 | 0.1073 | 11:00 | 0.6964 | 0.0727
|  | 44:00 | 0 | 0 | 0 | 0 | 0 | 0 | 0 | 0 | 0 | 0 | 0 | 0 | 0.5011 | 0.5979 | 0.1737 | 0.5674 | 0.5979 | 0.3946 | 0.4378 | 0.6775 | 0.4221 | 0.5388 | 0.4807 | 0.5162 | 12:00 | 0.4207 | 0.4734 | 12:00 | 0.5772 | 0.6826 | 12:00 | 0.6339 | 0.0932 | 12:00 | 0.7534 | 0.0457
|  | 45:00 | 0 | 0 | 0 | 0 | 0 | 0 | 0 | 0 | 0 | 0 | 0 | 0 | 0.5414 | 0.6738 | 0.171 | 0.6219 | 0.6738 | 0.4247 | 0.501 | 0.713 | 0.3751 | 0.5152 | 0.4428 | 0.5059 | 13:00 | 0.3856 | 0.4989 | 13:00 | 0.5725 | 0.6853 | 13:00 | 0.528 | 0.1522 | 13:00 | 0.7248 | 0.0664
|  | 46:00 | 0 | 0 | 0 | 0 | 0 | 0 | 0 | 0 | 0 | 0 | 0 | 0 | 0.541 | 0.7208 | 0.1773 | 0.6598 | 0.7208 | 0.4403 | 0.4969 | 0.7158 | 0.3265 | 0.5712 | 0.3604 | 0.4616 | 14:00 | 0.418 | 0.5994 | 14:00 | 0.5686 | 0.7646 | 14:00 | 0.5236 | 0.2046 | 14:00 | 0.6803 | 0.079
|  | 47:00 | 0 | 0 | 0 | 0 | 0 | 0 | 0 | 0 | 0 | 0 | 0 | 0 | 0.4343 | 0.4994 | 0.1476 | 0.5444 | 0.4994 | 0.3491 | 0.4421 | 0.6198 | 0.1502 | 0.3745 | 0.4015 | 0.4254 | 15:00 | 0.4774 | 0.6919 | 15:00 | 0.5976 | 0.7717 | 15:00 | 0.5517 | 0.2369 | 15:00 | 0.605 | 0.1331
|  | 48:00 | 0 | 0 | 0 | 0 | 0 | 0 | 0 | 0 | 0 | 0 | 0 | 0 | 0.421 | 0.4545 | 0.1312 | 0.4711 | 0.4545 | 0.3189 | 0.3769 | 0.5331 | 0.2578 | 0.3324 | 0.3917 | 0.404 | 16:00 | 0.5507 | 0.7983 | 16:00 | 0.6222 | 0.8045 | 16:00 | 0.5189 | 0.2237 | 16:00 | 0.5245 | 0.1498
Mar | Spring | 49:00 | 0 | 0 | 0 | 0 | 0 | 0 | 0 | 0 | 0 | 0 | 0 | 0 | 0.4019 | 0.438 | 0.1198 | 0.491 | 0.438 | 0.3109 | 0.5272 | 0.6632 | 0.4977 | 0.4303 | 0.3493 | 0.4609 | 17:00 | 0.3165 | 0.6817 | 17:00 | 0.5366 | 0.6855 | 17:00 | 0.5002 | 0.2402 | 17:00 | 0.5018 | 0.222
|  | 50:00 | 0 | 0 | 0 | 0 | 0 | 0 | 0 | 0 | 0 | 0 | 0 | 0 | 0.4382 | 0.5198 | 0.1161 | 0.4927 | 0.5198 | 0.3297 | 0.444 | 0.6632 | 0.4995 | 0.4095 | 0.4172 | 0.4848 | 18:00 | 0 | 0 | 18:00 | 0.1136 | 0.2979 | 18:00 | 0.5045 | 0.2249 | 18:00 | 0.5078 | 0.238
|  | 51:00 | 0 | 0 | 0 | 0 | 0 | 0 | 0 | 0 | 0 | 0 | 0 | 0 | 0.3895 | 0.5961 | 0.1198 | 0.5182 | 0.5961 | 0.3316 | 0.4028 | 0.6472 | 0.5451 | 0.4306 | 0.3686 | 0.4583 | 19:00 | 0 | 0 | 19:00 | 0 | 0.0052 | 19:00 | 0.5145 | 0.2197 | 19:00 | 0.5762 | 0.2685
|  | 52:00 | 0 | 0 | 0 | 0 | 0 | 0 | 0 | 0 | 0 | 0 | 0 | 0 | 0.3611 | 0.5037 | 0.1295 | 0.5154 | 0.5037 | 0.3159 | 0.4422 | 0.6874 | 0.5882 | 0.4568 | 0.3397 | 0.4634 | 20:00 | 0 | 0 | 20:00 | 0 | 0 | 20:00 | 0.5689 | 0.2194 | 20:00 | 0.6905 | 0.2432
|  | 53:00 | 0 | 0 | 0 | 0 | 0 | 0 | 0 | 0 | 0 | 0 | 0 | 0 | 0.3139 | 0.4761 | 0.1041 | 0.4282 | 0.4761 | 0.2718 | 0.4876 | 0.6657 | 0.5756 | 0.4822 | 0.2807 | 0.4338 | 21:00 | 0 | 0 | 21:00 | 0 | 0 | 21:00 | 0.5869 | 0.2265 | 21:00 | 0.753 | 0.237
|  | 54:00 | 0 | 0 | 0 | 0 | 0 | 0 | 0 | 0 | 0 | 0 | 0 | 0 | 0.2912 | 0.4427 | 0.1244 | 0.4654 | 0.4427 | 0.277 | 0.5604 | 0.6296 | 0.6904 | 0.5407 | 0.2936 | 0.456 | 22:00 | 0 | 0 | 22:00 | 0 | 0 | 22:00 | 0.625 | 0.2441 | 22:00 | 0.7551 | 0.2658
|  | 55:00 | 0 | 0 | 0 | 0 | 0 | 0 | 0 | 0.0034 | 0 | 0 | 0 | 0.0007 | 0.3393 | 0.4562 | 0.0992 | 0.4441 | 0.4562 | 0.2778 | 0.4933 | 0.5426 | 0.7688 | 0.5616 | 0.2784 | 0.431 | 23:00 | 0 | 0 | 23:00 | 0 | 0 | 23:00 | 0.5997 | 0.2126 | 23:00 | 0.7923 | 0.2593
|  | 56:00 | 0 | 0 | 0 | 0 | 0 | 0 | 0.1432 | 0.1876 | 0.0235 | 0.1096 | 0.0607 | 0.1049 | 0.4779 | 0.4097 | 0.0826 | 0.3735 | 0.4097 | 0.2907 | 0.4046 | 0.4776 | 0.7102 | 0.5751 | 0.2238 | 0.3728 | 24:00 | 0 | 0 | 24:00 | 0 | 0 | 24:00 | 0.5524 | 0.1559 | 24:00 | 0.8005 | 0.1385
|  | 57:00 | 0 | 0.0042 | 0 | 0 | 0 | 0.0008 | 0.4621 | 0.5912 | 0.0614 | 0.4015 | 0.4395 | 0.3912 | 0.4622 | 0.3678 | 0.0742 | 0.3322 | 0.3678 | 0.2698 | 0.3507 | 0.4239 | 0.654 | 0.6047 | 0.1917 | 0.3333
|  | 58:00 | 0.2182 | 0.3351 | 0 | 0.1932 | 0.1338 | 0.176 | 0.657 | 0.7865 | 0.2379 | 0.6205 | 0.6944 | 0.5993 | 0.4017 | 0.4138 | 0.1253 | 0.3686 | 0.4138 | 0.2858 | 0.4306 | 0.4069 | 0.7136 | 0.6831 | 0.1779 | 0.3419
|  | 59:00 | 0.5002 | 0.7479 | 0 | 0.4246 | 0.4501 | 0.4246 | 0.7329 | 0.8408 | 0.3587 | 0.7949 | 0.7934 | 0.7042 | 0.4928 | 0.5659 | 0.1248 | 0.505 | 0.5659 | 0.3565 | 0.3006 | 0.325 | 0.8233 | 0.6586 | 0.1987 | 0.3306 | West
|  | 60:00 | 0.5334 | 0.7507 | 0.168 | 0.583 | 0.5327 | 0.5136 | 0.7943 | 0.8434 | 0.5496 | 0.8067 | 0.8052 | 0.7599 | 0.5693 | 0.5552 | 0.1341 | 0.5181 | 0.5552 | 0.3831 | 0.2764 | 0.3536 | 0.8207 | 0.6536 | 0.2739 | 0.3715 |  | SOLAR CSP |  |  | SOLAR PVSAT |  |  | wind |  |  | new wind
|  | 61:00 | 0.5713 | 0.7408 | 0.3381 | 0.6706 | 0.5635 | 0.5769 | 0.7825 | 0.8309 | 0.6791 | 0.8094 | 0.7907 | 0.7785 | 0.5345 | 0.4525 | 0.1129 | 0.4368 | 0.4525 | 0.3365 | 0.3347 | 0.4108 | 0.8523 | 0.7066 | 0.3518 | 0.4362 |  | 1 | 2 |  | 1 | 2 |  | 1 | 2 |  | 1 | 2
|  | 62:00 | 0.586 | 0.7448 | 0.4453 | 0.6625 | 0.4367 | 0.5751 | 0.7773 | 0.8354 | 0.8172 | 0.8132 | 0.77 | 0.8026 | 0.4966 | 0.3516 | 0.1381 | 0.3577 | 0.3516 | 0.3082 | 0.2941 | 0.3765 | 0.8671 | 0.7075 | 0.3182 | 0.4087 | 1:00 | 0 | 0 | 1:00 | 0 | 0 | 1:00 | 0.7079 | 0.3878 | 1:00 | 0.6743 | 0.3571
|  | 63:00 | 0.5851 | 0.7508 | 0.5712 | 0.6674 | 0.5637 | 0.6277 | 0.7794 | 0.8483 | 0.8211 | 0.7921 | 0.7747 | 0.8031 | 0.4158 | 0.3536 | 0.1122 | 0.3715 | 0.3536 | 0.278 | 0.3432 | 0.4391 | 0.9017 | 0.6984 | 0.3538 | 0.4498 | 2:00 | 0 | 0 | 2:00 | 0 | 0 | 2:00 | 0.6311 | 0.3715 | 2:00 | 0.6259 | 0.3687
|  | 64:00 | 0.517 | 0.7321 | 0.564 | 0.6423 | 0.5417 | 0.5994 | 0.7204 | 0.8257 | 0.757 | 0.7831 | 0.7438 | 0.766 | 0.4213 | 0.374 | 0.1163 | 0.3312 | 0.374 | 0.2756 | 0.3926 | 0.5244 | 0.8909 | 0.7456 | 0.4345 | 0.5161 | 3:00 | 0 | 0 | 3:00 | 0 | 0 | 3:00 | 0.6106 | 0.3347 | 3:00 | 0.5995 | 0.365
|  | 65:00 | 0.3638 | 0.5514 | 0.3375 | 0.5187 | 0.3475 | 0.4238 | 0.5658 | 0.6556 | 0.5051 | 0.6473 | 0.6269 | 0.6001 | 0.4039 | 0.3712 | 0.1208 | 0.3259 | 0.3712 | 0.2711 | 0.4217 | 0.4908 | 0.8441 | 0.7563 | 0.4502 | 0.5148 | 4:00 | 0 | 0 | 4:00 | 0 | 0 | 4:00 | 0.5905 | 0.3025 | 4:00 | 0.5902 | 0.3027
|  | 66:00 | 0 | 0.0925 | 0 | 0.0614 | 0 | 0.0308 | 0.2652 | 0.403 | 0.1733 | 0.3705 | 0.3745 | 0.3173 | 0.3278 | 0.3617 | 0.1314 | 0.3215 | 0.3617 | 0.2519 | 0.4883 | 0.5474 | 0.8437 | 0.7828 | 0.5164 | 0.5695 | 5:00 | 0 | 0 | 5:00 | 0 | 0 | 5:00 | 0.5198 | 0.3058 | 5:00 | 0.59 | 0.2563
|  | 67:00 | 0 | 0 | 0 | 0 | 0 | 0 | 0.0106 | 0.0282 | 0.001 | 0.0159 | 0.0276 | 0.0166 | 0.291 | 0.3366 | 0.0968 | 0.3201 | 0.3366 | 0.2244 | 0.6 | 0.5825 | 0.8913 | 0.8752 | 0.5814 | 0.6322 | 6:00 | 0 | 0 | 6:00 | 0 | 0 | 6:00 | 0.5211 | 0.3529 | 6:00 | 0.5729 | 0.2597
|  | 68:00 | 0 | 0 | 0 | 0 | 0 | 0 | 0 | 0 | 0 | 0 | 0 | 0 | 0.3242 | 0.3418 | 0.1155 | 0.3583 | 0.3418 | 0.2495 | 0.6186 | 0.6476 | 0.8139 | 0.7919 | 0.631 | 0.6614 | 7:00 | 0 | 0 | 7:00 | 0 | 0.047 | 7:00 | 0.5251 | 0.3608 | 7:00 | 0.5376 | 0.2664
|  | 69:00 | 0 | 0 | 0 | 0 | 0 | 0 | 0 | 0 | 0 | 0 | 0 | 0 | 0.3288 | 0.3568 | 0.1311 | 0.3938 | 0.3568 | 0.2659 | 0.6098 | 0.6763 | 0.6646 | 0.6763 | 0.6615 | 0.66 | 8:00 | 0 | 0 | 8:00 | 0.0684 | 0.1739 | 8:00 | 0.5671 | 0.2579 | 8:00 | 0.5822 | 0.2037
|  | 70:00 | 0 | 0 | 0 | 0 | 0 | 0 | 0 | 0 | 0 | 0 | 0 | 0 | 0.4091 | 0.4901 | 0.1495 | 0.4823 | 0.4901 | 0.3293 | 0.4975 | 0.5981 | 0.4927 | 0.5553 | 0.6856 | 0.6167 | 9:00 | 0 | 0.0716 | 9:00 | 0.4111 | 0.4306 | 9:00 | 0.6276 | 0.1846 | 9:00 | 0.6504 | 0.1565
|  | 71:00 | 0 | 0 | 0 | 0 | 0 | 0 | 0 | 0 | 0 | 0 | 0 | 0 | 0.3655 | 0.4991 | 0.1256 | 0.4466 | 0.4991 | 0.3014 | 0.4154 | 0.5548 | 0.5015 | 0.5665 | 0.614 | 0.5632 | 10:00 | 0.0926 | 0.2688 | 10:00 | 0.6974 | 0.5871 | 10:00 | 0.6323 | 0.1127 | 10:00 | 0.651 | 0.1268
|  | 72:00 | 0 | 0 | 0 | 0 | 0 | 0 | 0 | 0 | 0 | 0 | 0 | 0 | 0.2956 | 0.4105 | 0.1023 | 0.3639 | 0.4105 | 0.2454 | 0.3986 | 0.5649 | 0.5432 | 0.5121 | 0.5194 | 0.5184 | 11:00 | 0.3896 | 0.5102 | 11:00 | 0.678 | 0.6011 | 11:00 | 0.7741 | 0.1072 | 11:00 | 0.6886 | 0.0799
Apr |  | 73:00 | 0 | 0 | 0 | 0 | 0 | 0 | 0 | 0 | 0 | 0 | 0 | 0 | 0.4901 | 0.7972 | 0.1844 | 0.7515 | 0.7972 | 0.456 | 0.7445 | 0.6554 | 0.5128 | 0.5885 | 0.6815 | 0.6593 | 12:00 | 0.496 | 0.4442 | 12:00 | 0.6233 | 0.5364 | 12:00 | 0.7674 | 0.0846 | 12:00 | 0.6696 | 0.0828
|  | 74:00 | 0 | 0 | 0 | 0 | 0 | 0 | 0 | 0 | 0 | 0 | 0 | 0 | 0.5022 | 0.7537 | 0.1772 | 0.7319 | 0.7537 | 0.4475 | 0.7947 | 0.7184 | 0.4061 | 0.5213 | 0.6342 | 0.6402 | 13:00 | 0.4415 | 0.4391 | 13:00 | 0.6388 | 0.6873 | 13:00 | 0.6805 | 0.1161 | 13:00 | 0.5555 | 0.1357
|  | 75:00 | 0 | 0 | 0 | 0 | 0 | 0 | 0 | 0 | 0 | 0 | 0 | 0 | 0.5128 | 0.782 | 0.1902 | 0.7698 | 0.782 | 0.4666 | 0.7792 | 0.7346 | 0.3838 | 0.3994 | 0.6364 | 0.6353 | 14:00 | 0.4611 | 0.4902 | 14:00 | 0.6513 | 0.6604 | 14:00 | 0.5853 | 0.1268 | 14:00 | 0.4789 | 0.1222
|  | 76:00 | 0 | 0 | 0 | 0 | 0 | 0 | 0 | 0 | 0 | 0 | 0 | 0 | 0.4968 | 0.7423 | 0.1728 | 0.7104 | 0.7423 | 0.4386 | 0.7488 | 0.7747 | 0.3124 | 0.3205 | 0.6141 | 0.6181 | 15:00 | 0.4602 | 0.5547 | 15:00 | 0.6619 | 0.7722 | 15:00 | 0.4918 | 0.1156 | 15:00 | 0.4113 | 0.1149
|  | 77:00 | 0 | 0 | 0 | 0 | 0 | 0 | 0 | 0 | 0 | 0 | 0 | 0 | 0.4716 | 0.6588 | 0.1618 | 0.6216 | 0.6588 | 0.3995 | 0.7481 | 0.7488 | 0.3487 | 0.326 | 0.6246 | 0.6218 | 16:00 | 0.5228 | 0.6473 | 16:00 | 0.6347 | 0.6742 | 16:00 | 0.4502 | 0.1212 | 16:00 | 0.3237 | 0.1389
|  | 78:00 | 0 | 0 | 0 | 0 | 0 | 0 | 0.0014 | 0.002 | 0 | 0 | 0 | 0.0007 | 0.4353 | 0.5785 | 0.1455 | 0.5944 | 0.5785 | 0.3679 | 0.8028 | 0.6806 | 0.3613 | 0.3671 | 0.7133 | 0.6604 | 17:00 | 0.3371 | 0.5762 | 17:00 | 0.524 | 0.6983 | 17:00 | 0.4308 | 0.2054 | 17:00 | 0.3347 | 0.1793
|  | 79:00 | 0 | 0 | 0 | 0 | 0 | 0 | 0.1016 | 0.1197 | 0.0292 | 0.0329 | 0.1955 | 0.0958 | 0.428 | 0.4881 | 0.1287 | 0.525 | 0.4881 | 0.3345 | 0.7596 | 0.5497 | 0.3676 | 0.3396 | 0.7471 | 0.6425 | 18:00 | 0 | 0.0059 | 18:00 | 0.1646 | 0.2881 | 18:00 | 0.4523 | 0.2231 | 18:00 | 0.3884 | 0.2026
|  | 80:00 | 0 | 0 | 0 | 0 | 0 | 0 | 0.4377 | 0.3413 | 0.2824 | 0.2432 | 0.6724 | 0.3954 | 0.3158 | 0.3645 | 0.1038 | 0.3985 | 0.3645 | 0.2531 | 0.6612 | 0.4204 | 0.5347 | 0.4047 | 0.5969 | 0.5487 | 19:00 | 0 | 0 | 19:00 | 0.0012 | 0.0115 | 19:00 | 0.5123 | 0.256 | 19:00 | 0.4198 | 0.2459
|  | 81:00 | 0.1055 | 0.1789 | 0.0455 | 0 | 0.2016 | 0.1063 | 0.5326 | 0.5164 | 0.5664 | 0.4386 | 0.9314 | 0.5971 | 0.2343 | 0.2759 | 0.0885 | 0.3018 | 0.2759 | 0.1942 | 0.5498 | 0.3037 | 0.6601 | 0.4692 | 0.4586 | 0.4574 | 20:00 | 0 | 0 | 20:00 | 0 | 0 | 20:00 | 0.5883 | 0.2302 | 20:00 | 0.4755 | 0.212
|  | 82:00 | 0.2351 | 0.5234 | 0.0378 | 0.0037 | 0.4131 | 0.2426 | 0.6937 | 0.7146 | 0.5973 | 0.6443 | 0.979 | 0.7258 | 0.2387 | 0.2749 | 0.0799 | 0.2823 | 0.2749 | 0.1881 | 0.3326 | 0.2141 | 0.6133 | 0.4368 | 0.2989 | 0.3256 | 21:00 | 0 | 0 | 21:00 | 0 | 0 | 21:00 | 0.6043 | 0.2129 | 21:00 | 0.5161 | 0.1965
|  | 83:00 | 0.3224 | 0.6106 | 0.1893 | 0 | 0.5187 | 0.3282 | 0.6577 | 0.7741 | 0.639 | 0.7218 | 0.9679 | 0.7521 | 0.2258 | 0.3041 | 0.0839 | 0.2932 | 0.3041 | 0.1917 | 0.4044 | 0.1922 | 0.5747 | 0.4512 | 0.4198 | 0.3857 | 22:00 | 0 | 0 | 22:00 | 0 | 0 | 22:00 | 0.6573 | 0.2417 | 22:00 | 0.5755 | 0.281
|  | 84:00 | 0.3717 | 0.651 | 0.513 | 0.0397 | 0.4423 | 0.4036 | 0.7851 | 0.7777 | 0.748 | 0.8009 | 0.9394 | 0.8102 | 0.3282 | 0.423 | 0.1279 | 0.4533 | 0.423 | 0.2841 | 0.6083 | 0.1957 | 0.6472 | 0.4106 | 0.6446 | 0.529 | 23:00 | 0 | 0 | 23:00 | 0 | 0 | 23:00 | 0.6528 | 0.2427 | 23:00 | 0.6282 | 0.2818
|  | 85:00 | 0.4552 | 0.7989 | 0.5299 | 0.1222 | 0.5245 | 0.4861 | 0.8012 | 0.7708 | 0.7071 | 0.8366 | 0.8925 | 0.8016 | 0.4264 | 0.5567 | 0.1422 | 0.4894 | 0.5567 | 0.3406 | 0.5031 | 0.2567 | 0.535 | 0.3656 | 0.7722 | 0.5802 | 24:00 | 0 | 0 | 24:00 | 0 | 0 | 24:00 | 0.6983 | 0.1808 | 24:00 | 0.6656 | 0.2629
|  | 86:00 | 0.5988 | 0.8842 | 0.5587 | 0.0973 | 0.4527 | 0.5183 | 0.834 | 0.8301 | 0.7051 | 0.8478 | 0.8175 | 0.8069 | 0.45 | 0.3819 | 0.1308 | 0.3779 | 0.3819 | 0.2997 | 0.5732 | 0.3566 | 0.4762 | 0.2784 | 0.652 | 0.5397
|  | 87:00 | 0.6746 | 0.8483 | 0.5792 | 0.2029 | 0.4102 | 0.543 | 0.8855 | 0.7944 | 0.7514 | 0.887 | 0.7328 | 0.8102 | 0.3854 | 0.3208 | 0.1127 | 0.3368 | 0.3208 | 0.2589 | 0.5983 | 0.3502 | 0.4996 | 0.2782 | 0.455 | 0.4448
|  | 88:00 | 0.494 | 0.8716 | 0.5207 | 0.272 | 0.4208 | 0.5158 | 0.8597 | 0.7453 | 0.7507 | 0.7929 | 0.3958 | 0.7089 | 0.3797 | 0.3404 | 0.115 | 0.3234 | 0.3404 | 0.2578 | 0.6161 | 0.3483 | 0.6139 | 0.3184 | 0.441 | 0.4542 | Coastal
|  | 89:00 | 0.6101 | 0.7637 | 0.533 | 0.3717 | 0.0789 | 0.4714 | 0.8062 | 0.6603 | 0.5717 | 0.718 | 0.7843 | 0.7081 | 0.3672 | 0.3367 | 0.1233 | 0.3453 | 0.3367 | 0.2615 | 0.6242 | 0.3939 | 0.6877 | 0.3447 | 0.5192 | 0.5143 |  | SOLAR CSP |  |  | SOLAR PVSAT |  |  | wind |  |  | new wind
|  | 90:00 | 0.3008 | 0.468 | 0.0594 | 0.1676 | 0.1294 | 0.225 | 0.5527 | 0.5618 | 0.3614 | 0.47 | 0.4622 | 0.4816 | 0.4289 | 0.4801 | 0.1357 | 0.4684 | 0.4801 | 0.3254 | 0.7545 | 0.3932 | 0.816 | 0.4943 | 0.5406 | 0.561 |  | 1 | 2 |  | 1 | 2 |  | 1 | 2 |  | 1 | 2
|  | 91:00 | 0 | 0 | 0 | 0 | 0 | 0 | 0.1571 | 0.129 | 0.0328 | 0.0653 | 0.2942 | 0.1357 | 0.514 | 0.6373 | 0.1715 | 0.6093 | 0.6373 | 0.4104 | 0.8526 | 0.4571 | 0.8206 | 0.6335 | 0.6123 | 0.6292 | 1:00 | 0 | 0 | 1:00 | 0 | 0 | 1:00 | 0.4723 | 0.2214 | 1:00 | 0.2825 | 0.1358
|  | 92:00 | 0 | 0 | 0 | 0 | 0 | 0 | 0.0014 | 0.0018 | 0 | 0 | 0.0161 | 0.0039 | 0.5283 | 0.6904 | 0.1809 | 0.6422 | 0.6904 | 0.431 | 0.8526 | 0.6257 | 0.7209 | 0.6598 | 0.777 | 0.7398 | 2:00 | 0 | 0 | 2:00 | 0 | 0 | 2:00 | 0.468 | 0.3104 | 2:00 | 0.3324 | 0.2592
|  | 93:00 | 0 | 0 | 0 | 0 | 0 | 0 | 0 | 0 | 0 | 0 | 0 | 0 | 0.5194 | 0.708 | 0.1753 | 0.6413 | 0.708 | 0.4282 | 0.8454 | 0.7489 | 0.5912 | 0.6425 | 0.8784 | 0.8021 | 3:00 | 0 | 0 | 3:00 | 0 | 0 | 3:00 | 0.4803 | 0.327 | 3:00 | 0.3972 | 0.3402
|  | 94:00 | 0 | 0 | 0 | 0 | 0 | 0 | 0 | 0 | 0 | 0 | 0 | 0 | 0.5829 | 0.7866 | 0.1886 | 0.7471 | 0.7866 | 0.4818 | 0.836 | 0.8297 | 0.3649 | 0.541 | 0.8222 | 0.7607 | 4:00 | 0 | 0 | 4:00 | 0 | 0 | 4:00 | 0.4876 | 0.2834 | 4:00 | 0.3874 | 0.3192
|  | 95:00 | 0 | 0 | 0 | 0 | 0 | 0 | 0 | 0 | 0 | 0 | 0 | 0 | 0.5667 | 0.7988 | 0.1879 | 0.7466 | 0.7988 | 0.4783 | 0.7803 | 0.8306 | 0.4893 | 0.564 | 0.7639 | 0.7406 | 5:00 | 0 | 0 | 5:00 | 0 | 0 | 5:00 | 0.5286 | 0.215 | 5:00 | 0.4436 | 0.1805
|  | 96:00 | 0 | 0 | 0 | 0 | 0 | 0 | 0 | 0 | 0 | 0 | 0 | 0 | 0.5669 | 0.7994 | 0.2034 | 0.7685 | 0.7994 | 0.489 | 0.7109 | 0.6966 | 0.4996 | 0.4101 | 0.5406 | 0.5846 | 6:00 | 0 | 0 | 6:00 | 0 | 0 | 6:00 | 0.5687 | 0.3313 | 6:00 | 0.4978 | 0.3691
May |  | 97:00 | 0 | 0 | 0 | 0 | 0 | 0 | 0 | 0 | 0 | 0 | 0 | 0 | 0.6385 | 0.8176 | 0.2171 | 0.7686 | 0.8176 | 0.5168 | 0.7875 | 0.8276 | 0.453 | 0.5583 | 0.8481 | 0.7786 | 7:00 | 0 | 0 | 7:00 | 0 | 0.0929 | 7:00 | 0.5358 | 0.3057 | 7:00 | 0.5089 | 0.338
|  | 98:00 | 0 | 0 | 0 | 0 | 0 | 0 | 0 | 0 | 0 | 0 | 0 | 0 | 0.605 | 0.7233 | 0.1998 | 0.7481 | 0.7233 | 0.4852 | 0.7082 | 0.796 | 0.3941 | 0.4907 | 0.7784 | 0.7177 | 8:00 | 0 | 0 | 8:00 | 0.0937 | 0.4634 | 8:00 | 0.5341 | 0.2025 | 8:00 | 0.5464 | 0.2277
|  | 99:00 | 0 | 0 | 0 | 0 | 0 | 0 | 0 | 0 | 0 | 0 | 0 | 0 | 0.5742 | 0.6414 | 0.1944 | 0.7204 | 0.6414 | 0.4591 | 0.5901 | 0.7297 | 0.373 | 0.4308 | 0.7219 | 0.656 | 9:00 | 0 | 0.1713 | 9:00 | 0.4971 | 0.6892 | 9:00 | 0.5474 | 0.1398 | 9:00 | 0.5703 | 0.1716
|  | 100:00 | 0 | 0 | 0 | 0 | 0 | 0 | 0 | 0 | 0 | 0 | 0 | 0 | 0.5868 | 0.6374 | 0.2007 | 0.7254 | 0.6374 | 0.4657 | 0.5979 | 0.7098 | 0.4314 | 0.4241 | 0.6872 | 0.6413 | 10:00 | 0.1666 | 0.6535 | 10:00 | 0.7203 | 0.8315 | 10:00 | 0.6103 | 0.1243 | 10:00 | 0.4879 | 0.1045
|  | 101:00 | 0 | 0 | 0 | 0 | 0 | 0 | 0 | 0 | 0 | 0 | 0 | 0 | 0.5549 | 0.6141 | 0.1814 | 0.6861 | 0.6141 | 0.4384 | 0.5583 | 0.6456 | 0.4318 | 0.3715 | 0.6188 | 0.5857 | 11:00 | 0.6083 | 0.6959 | 11:00 | 0.7356 | 0.8256 | 11:00 | 0.7505 | 0.1382 | 11:00 | 0.5532 | 0.2345
|  | 102:00 | 0 | 0 | 0 | 0 | 0 | 0 | 0.0081 | 0.0015 | 0.0073 | 0 | 0.0172 | 0.0068 | 0.4858 | 0.5524 | 0.1542 | 0.6133 | 0.5524 | 0.3863 | 0.5208 | 0.5472 | 0.4695 | 0.411 | 0.5761 | 0.5438 | 12:00 | 0.5321 | 0.7141 | 12:00 | 0.6982 | 0.8128 | 12:00 | 0.8085 | 0.0635 | 12:00 | 0.6985 | 0.1566
|  | 103:00 | 0 | 0 | 0 | 0 | 0 | 0 | 0.1185 | 0.0443 | 0.1541 | 0.0535 | 0.2905 | 0.1322 | 0.421 | 0.4789 | 0.1369 | 0.5155 | 0.4789 | 0.3329 | 0.4866 | 0.4776 | 0.4648 | 0.3821 | 0.5372 | 0.5029 | 13:00 | 0.35 | 0.33 | 13:00 | 0.5573 | 0.6246 | 13:00 | 0.8399 | 0.0996 | 13:00 | 0.7167 | 0.2274
|  | 104:00 | 0.0919 | 0.0795 | 0.1017 | 0 | 0.0584 | 0.0663 | 0.3286 | 0.2155 | 0.3035 | 0.2646 | 0.5784 | 0.3381 | 0.3488 | 0.3612 | 0.1027 | 0.3764 | 0.3612 | 0.2572 | 0.342 | 0.4007 | 0.4112 | 0.346 | 0.4057 | 0.3953 | 14:00 | 0.3955 | 0.5329 | 14:00 | 0.6243 | 0.791 | 14:00 | 0.784 | 0.107 | 14:00 | 0.814 | 0.382
|  | 105:00 | 0.6225 | 0.3471 | 0.5634 | 0.1817 | 0.4926 | 0.4415 | 0.5488 | 0.3698 | 0.453 | 0.4588 | 0.7337 | 0.5128 | 0.2977 | 0.2554 | 0.0828 | 0.2714 | 0.2554 | 0.2014 | 0.2373 | 0.3465 | 0.3566 | 0.2885 | 0.3083 | 0.3136 | 15:00 | 0.4064 | 0.7328 | 15:00 | 0.6725 | 0.8115 | 15:00 | 0.7271 | 0.1793 | 15:00 | 0.851 | 0.4383
|  | 106:00 | 0.7778 | 0.5444 | 0.6954 | 0.4354 | 0.7095 | 0.6325 | 0.7757 | 0.5652 | 0.7578 | 0.6824 | 0.7218 | 0.7006 | 0.4451 | 0.3606 | 0.1221 | 0.3805 | 0.3606 | 0.2929 | 0.2673 | 0.4859 | 0.3633 | 0.42 | 0.3029 | 0.3523 | 16:00 | 0.6138 | 0.5444 | 16:00 | 0.701 | 0.6629 | 16:00 | 0.7216 | 0.1924 | 16:00 | 0.8477 | 0.4665
|  | 107:00 | 0.728 | 0.519 | 0.6909 | 0.4643 | 0.6302 | 0.6065 | 0.8004 | 0.6347 | 0.8771 | 0.7571 | 0.8328 | 0.7804 | 0.4247 | 0.3343 | 0.117 | 0.3607 | 0.3343 | 0.278 | 0.255 | 0.4026 | 0.4666 | 0.4609 | 0.2956 | 0.3421 | 17:00 | 0.2635 | 0.4367 | 17:00 | 0.5495 | 0.5986 | 17:00 | 0.6505 | 0.309 | 17:00 | 0.8271 | 0.507
|  | 108:00 | 0.6962 | 0.4977 | 0.6933 | 0.4473 | 0.5506 | 0.577 | 0.7882 | 0.738 | 0.9156 | 0.7989 | 0.7494 | 0.798 | 0.4347 | 0.3193 | 0.1033 | 0.3516 | 0.3193 | 0.2717 | 0.2345 | 0.3691 | 0.5243 | 0.4997 | 0.2445 | 0.3148 | 18:00 | 0 | 0 | 18:00 | 0.0647 | 0.1486 | 18:00 | 0.6403 | 0.3648 | 18:00 | 0.8599 | 0.4533
|  | 109:00 | 0.655 | 0.4678 | 0.6576 | 0.4104 | 0.5067 | 0.5395 | 0.7497 | 0.7401 | 0.8859 | 0.8088 | 0.7343 | 0.7838 | 0.4714 | 0.3555 | 0.1148 | 0.3771 | 0.3555 | 0.2961 | 0.28 | 0.3877 | 0.6418 | 0.5985 | 0.2469 | 0.3432 | 19:00 | 0 | 0 | 19:00 | 0 | 0 | 19:00 | 0.6773 | 0.2678 | 19:00 | 0.8341 | 0.3246
|  | 110:00 | 0.6247 | 0.4529 | 0.6494 | 0.3847 | 0.4925 | 0.5209 | 0.6807 | 0.7043 | 0.9105 | 0.7819 | 0.8137 | 0.7782 | 0.4712 | 0.3957 | 0.1369 | 0.3723 | 0.3957 | 0.3087 | 0.3 | 0.414 | 0.5972 | 0.5364 | 0.324 | 0.3823 | 20:00 | 0 | 0 | 20:00 | 0 | 0 | 20:00 | 0.719 | 0.2471 | 20:00 | 0.7071 | 0.3473
|  | 111:00 | 0.6013 | 0.4449 | 0.6134 | 0.3181 | 0.3922 | 0.474 | 0.7128 | 0.6533 | 0.8799 | 0.7825 | 0.714 | 0.7485 | 0.4301 | 0.3389 | 0.1365 | 0.3526 | 0.3389 | 0.2863 | 0.3948 | 0.4232 | 0.657 | 0.5894 | 0.369 | 0.4269 | 21:00 | 0 | 0 | 21:00 | 0 | 0 | 21:00 | 0.6708 | 0.2094 | 21:00 | 0.5321 | 0.3349
|  | 112:00 | 0.5877 | 0.4536 | 0.5718 | 0.2972 | 0.4614 | 0.4743 | 0.7153 | 0.6373 | 0.8475 | 0.78 | 0.7466 | 0.7453 | 0.4299 | 0.3076 | 0.1344 | 0.3128 | 0.3076 | 0.2737 | 0.4042 | 0.4498 | 0.7209 | 0.6839 | 0.3892 | 0.4556 | 22:00 | 0 | 0 | 22:00 | 0 | 0 | 22:00 | 0.6752 | 0.2632 | 22:00 | 0.4891 | 0.3603
|  | 113:00 | 0.574 | 0.4498 | 0.5354 | 0.2972 | 0.4843 | 0.4681 | 0.6394 | 0.5709 | 0.6718 | 0.5907 | 0.7058 | 0.6357 | 0.3777 | 0.2678 | 0.1149 | 0.2666 | 0.2678 | 0.2373 | 0.3674 | 0.3921 | 0.6623 | 0.6544 | 0.3263 | 0.3988 | 23:00 | 0 | 0 | 23:00 | 0 | 0 | 23:00 | 0.6469 | 0.2462 | 23:00 | 0.4486 | 0.2153
|  | 114:00 | 0.518 | 0.2785 | 0.454 | 0.2598 | 0.5109 | 0.4042 | 0.4404 | 0.3816 | 0.3732 | 0.3664 | 0.4972 | 0.4118 | 0.3436 | 0.199 | 0.098 | 0.2175 | 0.199 | 0.203 | 0.392 | 0.3492 | 0.6021 | 0.7255 | 0.3724 | 0.4113 | 24:00 | 0 | 0 | 24:00 | 0 | 0 | 24:00 | 0.6018 | 0.122 | 24:00 | 0.3781 | 0.0901
|  | 115:00 | 0 | 0.0461 | 0 | 0 | 0.0764 | 0.0245 | 0.1268 | 0.0722 | 0.0668 | 0.0925 | 0.1455 | 0.1008 | 0.3845 | 0.201 | 0.0953 | 0.2721 | 0.201 | 0.2246 | 0.4627 | 0.401 | 0.6607 | 0.7666 | 0.4616 | 0.4843
|  | 116:00 | 0 | 0 | 0 | 0 | 0 | 0 | 0.0025 | 0.0033 | 0 | 0.0005 | 0.0023 | 0.0017 | 0.4372 | 0.3637 | 0.1326 | 0.4154 | 0.3637 | 0.3022 | 0.6011 | 0.5377 | 0.503 | 0.6303 | 0.5447 | 0.5485
|  | 117:00 | 0 | 0 | 0 | 0 | 0 | 0 | 0 | 0 | 0 | 0 | 0 | 0 | 0.5068 | 0.6257 | 0.1806 | 0.607 | 0.6257 | 0.4102 | 0.729 | 0.68 | 0.3946 | 0.5171 | 0.6101 | 0.6106 | South
|  | 118:00 | 0 | 0 | 0 | 0 | 0 | 0 | 0 | 0 | 0 | 0 | 0 | 0 | 0.5004 | 0.5604 | 0.1739 | 0.5791 | 0.5604 | 0.3924 | 0.8081 | 0.772 | 0.3525 | 0.5302 | 0.6921 | 0.6772 |  | SOLAR CSP |  |  | SOLAR PVSAT |  |  | wind |  |  | new wind
|  | 119:00 | 0 | 0 | 0 | 0 | 0 | 0 | 0 | 0 | 0 | 0 | 0 | 0 | 0.4883 | 0.5769 | 0.1684 | 0.617 | 0.5769 | 0.3963 | 0.7527 | 0.7147 | 0.2773 | 0.4993 | 0.7785 | 0.6914 |  | 1 | 2 |  | 1 | 2 |  | 1 | 2 |  | 1 | 2
|  | 120:00 | 0 | 0 | 0 | 0 | 0 | 0 | 0 | 0 | 0 | 0 | 0 | 0 | 0.5015 | 0.6476 | 0.1689 | 0.6387 | 0.6476 | 0.4129 | 0.7016 | 0.683 | 0.2792 | 0.4343 | 0.8431 | 0.7083 | 1:00 | 0 | 0 | 1:00 | 0 | 0 | 1:00 | 0.7065 | 0.3053 | 1:00 | 0.3035 | 0.083
Jun | Summer | 121:00 | 0 | 0 | 0 | 0 | 0 | 0 | 0 | 0 | 0 | 0 | 0 | 0 | 0.4009 | 0.5533 | 0.1448 | 0.512 | 0.5533 | 0.3385 | 0.5623 | 0.6079 | 0.2468 | 0.4259 | 0.7044 | 0.6019 | 2:00 | 0 | 0 | 2:00 | 0 | 0 | 2:00 | 0.712 | 0.3345 | 2:00 | 0.3567 | 0.174
|  | 122:00 | 0 | 0 | 0 | 0 | 0 | 0 | 0 | 0 | 0 | 0 | 0 | 0 | 0.4216 | 0.6265 | 0.1628 | 0.6211 | 0.6265 | 0.3819 | 0.5698 | 0.6233 | 0.1733 | 0.3276 | 0.6543 | 0.5682 | 3:00 | 0 | 0 | 3:00 | 0 | 0 | 3:00 | 0.7085 | 0.308 | 3:00 | 0.3822 | 0.2391
|  | 123:00 | 0 | 0 | 0 | 0 | 0 | 0 | 0 | 0 | 0 | 0 | 0 | 0 | 0.4632 | 0.641 | 0.1753 | 0.6666 | 0.641 | 0.4094 | 0.5021 | 0.5716 | 0.1377 | 0.242 | 0.5513 | 0.4893 | 4:00 | 0 | 0 | 4:00 | 0 | 0 | 4:00 | 0.6929 | 0.2875 | 4:00 | 0.3299 | 0.3269
|  | 124:00 | 0 | 0 | 0 | 0 | 0 | 0 | 0 | 0 | 0 | 0 | 0 | 0 | 0.4017 | 0.5004 | 0.1309 | 0.5099 | 0.5004 | 0.3265 | 0.5137 | 0.621 | 0.1311 | 0.2202 | 0.5233 | 0.486 | 5:00 | 0 | 0 | 5:00 | 0 | 0 | 5:00 | 0.6615 | 0.2829 | 5:00 | 0.3896 | 0.3672
|  | 125:00 | 0 | 0 | 0 | 0 | 0 | 0 | 0 | 0 | 0 | 0 | 0 | 0 | 0.3339 | 0.4336 | 0.116 | 0.4403 | 0.4336 | 0.2796 | 0.4457 | 0.5956 | 0.1287 | 0.168 | 0.5419 | 0.4793 | 6:00 | 0 | 0 | 6:00 | 0 | 0 | 6:00 | 0.6592 | 0.2747 | 6:00 | 0.4084 | 0.4075
|  | 126:00 | 0 | 0 | 0 | 0 | 0 | 0 | 0.0081 | 0.0318 | 0.0054 | 0.0007 | 0.0161 | 0.0124 | 0.2863 | 0.365 | 0.0941 | 0.3862 | 0.365 | 0.2385 | 0.3488 | 0.5194 | 0.1282 | 0.1287 | 0.5481 | 0.4525 | 7:00 | 0 | 0 | 7:00 | 0 | 0.0419 | 7:00 | 0.6467 | 0.2816 | 7:00 | 0.3921 | 0.4354
|  | 127:00 | 0 | 0 | 0 | 0 | 0 | 0 | 0.205 | 0.2529 | 0.2581 | 0.1851 | 0.2561 | 0.2314 | 0.2561 | 0.3168 | 0.0904 | 0.3632 | 0.3168 | 0.2182 | 0.3374 | 0.488 | 0.1301 | 0.1129 | 0.5233 | 0.4311 | 8:00 | 0 | 0 | 8:00 | 0.0468 | 0.3553 | 8:00 | 0.6588 | 0.2335 | 8:00 | 0.4642 | 0.3501
|  | 128:00 | 0 | 0.0691 | 0.003 | 0 | 0.0551 | 0.0254 | 0.4665 | 0.5399 | 0.555 | 0.4628 | 0.57 | 0.5188 | 0.2274 | 0.2623 | 0.0741 | 0.2934 | 0.2623 | 0.1833 | 0.2499 | 0.4379 | 0.0738 | 0.077 | 0.3779 | 0.3288 | 9:00 | 0 | 0.09 | 9:00 | 0.356 | 0.5529 | 9:00 | 0.6762 | 0.1937 | 9:00 | 0.5461 | 0.246
|  | 129:00 | 0.1391 | 0.3718 | 0.1905 | 0.1221 | 0.3625 | 0.2372 | 0.6663 | 0.6884 | 0.6583 | 0.6703 | 0.667 | 0.67 | 0.2136 | 0.2235 | 0.0621 | 0.242 | 0.2235 | 0.1598 | 0.1945 | 0.3864 | 0.0655 | 0.0679 | 0.2588 | 0.2498 | 10:00 | 0.073 | 0.3994 | 10:00 | 0.549 | 0.5736 | 10:00 | 0.7507 | 0.1268 | 10:00 | 0.5301 | 0.1638
|  | 130:00 | 0.5212 | 0.7383 | 0.4679 | 0.3956 | 0.6951 | 0.5636 | 0.8139 | 0.8353 | 0.8065 | 0.78 | 0.9188 | 0.8309 | 0.26 | 0.3009 | 0.0704 | 0.2812 | 0.3009 | 0.1931 | 0.185 | 0.4238 | 0.067 | 0.0691 | 0.2407 | 0.2483 | 11:00 | 0.3707 | 0.2614 | 11:00 | 0.5791 | 0.5134 | 11:00 | 0.7746 | 0.0852 | 11:00 | 0.6108 | 0.1633
|  | 131:00 | 0.5952 | 0.7789 | 0.5189 | 0.5646 | 0.8617 | 0.6639 | 0.8045 | 0.9544 | 0.792 | 0.7936 | 0.8859 | 0.8461 | 0.3036 | 0.3208 | 0.0782 | 0.2879 | 0.3208 | 0.2122 | 0.2031 | 0.4331 | 0.0911 | 0.0931 | 0.304 | 0.288 | 12:00 | 0.3906 | 0.167 | 12:00 | 0.5834 | 0.4096 | 12:00 | 0.8044 | 0.0746 | 12:00 | 0.6959 | 0.1489
|  | 132:00 | 0.6921 | 0.8701 | 0.5665 | 0.7629 | 0.9696 | 0.7722 | 0.8546 | 0.9537 | 0.8117 | 0.9028 | 0.9199 | 0.8885 | 0.3167 | 0.2943 | 0.0913 | 0.2959 | 0.2943 | 0.2196 | 0.245 | 0.403 | 0.1375 | 0.1401 | 0.3553 | 0.3191 | 13:00 | 0.3932 | 0.2338 | 13:00 | 0.5517 | 0.5716 | 13:00 | 0.7017 | 0.1138 | 13:00 | 0.7274 | 0.2448
|  | 133:00 | 0.6784 | 0.9507 | 0.6321 | 0.7152 | 0.9502 | 0.7853 | 0.8521 | 0.9409 | 0.8465 | 0.8606 | 0.8622 | 0.8725 | 0.3457 | 0.4139 | 0.0981 | 0.3605 | 0.4139 | 0.2576 | 0.2167 | 0.3285 | 0.2788 | 0.1742 | 0.3812 | 0.3298 | 14:00 | 0.4176 | 0.2733 | 14:00 | 0.5351 | 0.5711 | 14:00 | 0.5983 | 0.1071 | 14:00 | 0.7801 | 0.2703
|  | 134:00 | 0.6991 | 0.9595 | 0.5803 | 0.7729 | 0.9405 | 0.7905 | 0.8833 | 0.9368 | 0.8048 | 0.8862 | 0.8998 | 0.8822 | 0.3228 | 0.358 | 0.1086 | 0.3147 | 0.358 | 0.2396 | 0.2227 | 0.2934 | 0.4472 | 0.2647 | 0.5054 | 0.4082 | 15:00 | 0.4553 | 0.185 | 15:00 | 0.5602 | 0.519 | 15:00 | 0.575 | 0.1116 | 15:00 | 0.8313 | 0.2875
|  | 135:00 | 0.7082 | 0.9326 | 0.5078 | 0.7345 | 0.871 | 0.7508 | 0.8668 | 0.9337 | 0.7714 | 0.8764 | 0.86 | 0.8617 | 0.3098 | 0.2882 | 0.1003 | 0.2831 | 0.2882 | 0.218 | 0.1719 | 0.2343 | 0.5535 | 0.3299 | 0.4924 | 0.3976 | 16:00 | 0.4839 | 0.3105 | 16:00 | 0.5617 | 0.6321 | 16:00 | 0.4794 | 0.1507 | 16:00 | 0.7485 | 0.3413
|  | 136:00 | 0.6713 | 0.8787 | 0.4952 | 0.6527 | 0.974 | 0.7343 | 0.8355 | 0.8938 | 0.7385 | 0.8239 | 0.9144 | 0.8412 | 0.3543 | 0.3513 | 0.1158 | 0.3417 | 0.3513 | 0.2559 | 0.1597 | 0.1893 | 0.6087 | 0.3408 | 0.467 | 0.3802 | 17:00 | 0.3878 | 0.2469 | 17:00 | 0.4892 | 0.386 | 17:00 | 0.4457 | 0.2252 | 17:00 | 0.7157 | 0.463
|  | 137:00 | 0.5695 | 0.8573 | 0.4065 | 0.5906 | 0.9575 | 0.6763 | 0.7337 | 0.8421 | 0.6282 | 0.7598 | 0.8824 | 0.7692 | 0.3784 | 0.3478 | 0.1187 | 0.3474 | 0.3478 | 0.2646 | 0.1986 | 0.1942 | 0.5772 | 0.3918 | 0.4984 | 0.4001 | 18:00 | 0 | 0 | 18:00 | 0.1525 | 0.264 | 18:00 | 0.4135 | 0.2222 | 18:00 | 0.7002 | 0.4153
|  | 138:00 | 0.3871 | 0.6907 | 0.2345 | 0.4219 | 0.6719 | 0.4812 | 0.5545 | 0.6739 | 0.4239 | 0.5509 | 0.6159 | 0.5638 | 0.3325 | 0.3626 | 0.1106 | 0.3115 | 0.3626 | 0.243 | 0.1823 | 0.1922 | 0.5771 | 0.4522 | 0.4815 | 0.392 | 19:00 | 0 | 0 | 19:00 | 0 | 0.0034 | 19:00 | 0.467 | 0.2525 | 19:00 | 0.7302 | 0.5327
|  | 139:00 | 0.0306 | 0.1081 | 0 | 0 | 0.4574 | 0.1192 | 0.2701 | 0.3803 | 0.1457 | 0.2483 | 0.4102 | 0.2909 | 0.3411 | 0.3631 | 0.1131 | 0.33 | 0.3631 | 0.2502 | 0.2024 | 0.226 | 0.4514 | 0.4974 | 0.4892 | 0.3934 | 20:00 | 0 | 0 | 20:00 | 0 | 0 | 20:00 | 0.6463 | 0.2136 | 20:00 | 0.743 | 0.4786
|  | 140:00 | 0 | 0 | 0 | 0 | 0 | 0 | 0.0138 | 0.0364 | 0 | 0.0039 | 0.0997 | 0.0308 | 0.3794 | 0.4143 | 0.1218 | 0.3959 | 0.4143 | 0.2836 | 0.3708 | 0.3598 | 0.4186 | 0.531 | 0.627 | 0.5096 | 21:00 | 0 | 0 | 21:00 | 0 | 0 | 21:00 | 0.7801 | 0.1744 | 21:00 | 0.6951 | 0.4139
|  | 141:00 | 0 | 0 | 0 | 0 | 0 | 0 | 0 | 0 | 0 | 0 | 0 | 0 | 0.4157 | 0.4738 | 0.1305 | 0.4771 | 0.4738 | 0.3206 | 0.5927 | 0.5102 | 0.3859 | 0.6077 | 0.7515 | 0.6308 | 22:00 | 0 | 0 | 22:00 | 0 | 0 | 22:00 | 0.7892 | 0.2248 | 22:00 | 0.6715 | 0.4277
|  | 142:00 | 0 | 0 | 0 | 0 | 0 | 0 | 0 | 0 | 0 | 0 | 0 | 0 | 0.4312 | 0.5824 | 0.1362 | 0.548 | 0.5824 | 0.3542 | 0.6591 | 0.5195 | 0.3469 | 0.5982 | 0.7292 | 0.6244 | 23:00 | 0 | 0 | 23:00 | 0 | 0 | 23:00 | 0.7687 | 0.2457 | 23:00 | 0.5447 | 0.2034
|  | 143:00 | 0 | 0 | 0 | 0 | 0 | 0 | 0 | 0 | 0 | 0 | 0 | 0 | 0.4375 | 0.6135 | 0.1428 | 0.5374 | 0.6135 | 0.3602 | 0.7468 | 0.6261 | 0.2849 | 0.5539 | 0.7575 | 0.6635 | 24:00 | 0 | 0 | 24:00 | 0 | 0 | 24:00 | 0.7842 | 0.179 | 24:00 | 0.4707 | 0.1022
|  | 144:00 | 0 | 0 | 0 | 0 | 0 | 0 | 0 | 0 | 0 | 0 | 0 | 0 | 0.4962 | 0.7185 | 0.1676 | 0.629 | 0.7185 | 0.4173 | 0.7453 | 0.7021 | 0.2484 | 0.4782 | 0.7838 | 0.6862
Jul |  | 145:00 | 0 | 0 | 0 | 0 | 0 | 0 | 0 | 0 | 0 | 0 | 0 | 0 | 0.3864 | 0.5017 | 0.1334 | 0.4849 | 0.5017 | 0.3183 | 0.5625 | 0.5888 | 0.3206 | 0.4366 | 0.5347 | 0.5212
|  | 146:00 | 0 | 0 | 0 | 0 | 0 | 0 | 0 | 0 | 0 | 0 | 0 | 0 | 0.3146 | 0.4357 | 0.1032 | 0.3852 | 0.4357 | 0.2584 | 0.4352 | 0.5795 | 0.2356 | 0.2946 | 0.4855 | 0.464 | Panhandle
|  | 147:00 | 0 | 0 | 0 | 0 | 0 | 0 | 0 | 0 | 0 | 0 | 0 | 0 | 0.2951 | 0.4027 | 0.0996 | 0.371 | 0.4027 | 0.2446 | 0.4515 | 0.556 | 0.168 | 0.2664 | 0.4993 | 0.4585 |  | SOLAR CSP |  |  | SOLAR PVSAT |  |  | wind |  |  | new wind
|  | 148:00 | 0 | 0 | 0 | 0 | 0 | 0 | 0 | 0 | 0 | 0 | 0 | 0 | 0.3288 | 0.4327 | 0.1064 | 0.4161 | 0.4327 | 0.2694 | 0.3977 | 0.507 | 0.1685 | 0.26 | 0.467 | 0.4249 |  | 1 | 2 |  | 1 | 2 |  | 1 | 2 |  | 1 | 2
|  | 149:00 | 0 | 0 | 0 | 0 | 0 | 0 | 0 | 0 | 0 | 0 | 0 | 0 | 0.3091 | 0.4037 | 0.1012 | 0.4037 | 0.4037 | 0.2559 | 0.3448 | 0.4612 | 0.1351 | 0.2717 | 0.4848 | 0.4142 | 1:00 | 0 | 0 | 1:00 | 0 | 0 | 1:00 | 0.7079 | 0.3878 | 1:00 | 0.6165 | 0.1121
|  | 150:00 | 0 | 0 | 0 | 0 | 0 | 0 | 0.0122 | 0.0076 | 0.0082 | 0.0003 | 0.0049 | 0.0066 | 0.3345 | 0.3966 | 0.1058 | 0.4301 | 0.3966 | 0.2693 | 0.3065 | 0.4072 | 0.1284 | 0.2631 | 0.4413 | 0.3747 | 2:00 | 0 | 0 | 2:00 | 0 | 0 | 2:00 | 0.6311 | 0.3715 | 2:00 | 0.5382 | 0.1071
|  | 151:00 | 0 | 0 | 0 | 0 | 0 | 0 | 0.2479 | 0.2222 | 0.1774 | 0.0912 | 0.1848 | 0.1847 | 0.3093 | 0.3317 | 0.1039 | 0.4258 | 0.3317 | 0.2529 | 0.3033 | 0.3466 | 0.1293 | 0.265 | 0.3828 | 0.3314 | 3:00 | 0 | 0 | 3:00 | 0 | 0 | 3:00 | 0.6106 | 0.3347 | 3:00 | 0.4882 | 0.0839
|  | 152:00 | 0.0704 | 0.0575 | 0 | 0 | 0 | 0.0256 | 0.5476 | 0.5893 | 0.4836 | 0.4995 | 0.6685 | 0.5577 | 0.2373 | 0.2618 | 0.0827 | 0.331 | 0.2618 | 0.1969 | 0.2244 | 0.3051 | 0.1958 | 0.2528 | 0.2691 | 0.263 | 4:00 | 0 | 0 | 4:00 | 0 | 0 | 4:00 | 0.5905 | 0.3025 | 4:00 | 0.4497 | 0.0397
|  | 153:00 | 0.4491 | 0.308 | 0.0878 | 0.1251 | 0.3326 | 0.2605 | 0.7962 | 0.8375 | 0.6949 | 0.7369 | 0.8698 | 0.7871 | 0.1774 | 0.2118 | 0.0608 | 0.2452 | 0.2118 | 0.1483 | 0.1607 | 0.265 | 0.2859 | 0.276 | 0.1808 | 0.2138 | 5:00 | 0 | 0 | 5:00 | 0 | 0 | 5:00 | 0.5198 | 0.3058 | 5:00 | 0.465 | 0.0114
|  | 154:00 | 0.7784 | 0.6517 | 0.4574 | 0.418 | 0.9313 | 0.6474 | 0.8857 | 0.8901 | 0.7889 | 0.8602 | 0.9142 | 0.8678 | 0.1587 | 0.1817 | 0.0578 | 0.1933 | 0.1817 | 0.1279 | 0.1008 | 0.1949 | 0.2515 | 0.2485 | 0.1437 | 0.1674 | 6:00 | 0 | 0 | 6:00 | 0 | 0 | 6:00 | 0.5211 | 0.3529 | 6:00 | 0.5123 | 0.0176
|  | 155:00 | 0.8407 | 0.7584 | 0.6106 | 0.5375 | 0.8615 | 0.7217 | 0.8605 | 0.9074 | 0.7938 | 0.8673 | 0.9374 | 0.8733 | 0.1475 | 0.1571 | 0.0546 | 0.1618 | 0.1571 | 0.1143 | 0.1075 | 0.1838 | 0.2577 | 0.1965 | 0.1505 | 0.1674 | 7:00 | 0 | 0 | 7:00 | 0 | 0.0163 | 7:00 | 0.5251 | 0.3608 | 7:00 | 0.5406 | 0.0347
|  | 156:00 | 0.9263 | 0.8686 | 0.6247 | 0.6802 | 0.9439 | 0.8087 | 0.8258 | 0.8888 | 0.8063 | 0.8297 | 0.8982 | 0.8498 | 0.1321 | 0.1126 | 0.0461 | 0.1367 | 0.1126 | 0.0962 | 0.0791 | 0.1675 | 0.2162 | 0.1694 | 0.1162 | 0.1374 | 8:00 | 0 | 0 | 8:00 | 0.0034 | 0.342 | 8:00 | 0.5671 | 0.2579 | 8:00 | 0.6079 | 0.0436
|  | 157:00 | 0.882 | 0.7132 | 0.5814 | 0.7039 | 0.7828 | 0.7326 | 0.8067 | 0.8584 | 0.8338 | 0.832 | 0.9157 | 0.8493 | 0.1646 | 0.1584 | 0.044 | 0.1675 | 0.1584 | 0.1161 | 0.0974 | 0.1474 | 0.3721 | 0.2092 | 0.1455 | 0.1692 | 9:00 | 0 | 0.0344 | 9:00 | 0.1654 | 0.7778 | 9:00 | 0.6276 | 0.1846 | 9:00 | 0.6839 | 0.0629
|  | 158:00 | 0.9364 | 0.8183 | 0.5236 | 0.6613 | 0.9667 | 0.7813 | 0.859 | 0.8537 | 0.8328 | 0.8202 | 0.8672 | 0.8466 | 0.2601 | 0.2392 | 0.0838 | 0.242 | 0.2392 | 0.1834 | 0.1107 | 0.145 | 0.4936 | 0.2246 | 0.1479 | 0.186 | 10:00 | 0 | 0.6145 | 10:00 | 0.7149 | 0.8863 | 10:00 | 0.6323 | 0.1127 | 10:00 | 0.7397 | 0.0634
|  | 159:00 | 0.9151 | 0.8432 | 0.503 | 0.6584 | 0.9513 | 0.7742 | 0.8508 | 0.8529 | 0.8604 | 0.8232 | 0.8717 | 0.8518 | 0.2696 | 0.1641 | 0.0842 | 0.1773 | 0.1641 | 0.1645 | 0.1014 | 0.138 | 0.6665 | 0.2639 | 0.139 | 0.2004 | 11:00 | 0.3243 | 0.9104 | 11:00 | 0.7697 | 0.8425 | 11:00 | 0.7741 | 0.1072 | 11:00 | 0.7554 | 0.0257
|  | 160:00 | 0.8859 | 0.7527 | 0.5513 | 0.6975 | 0.9239 | 0.7623 | 0.8548 | 0.8817 | 0.8659 | 0.8617 | 0.8016 | 0.8531 | 0.2578 | 0.1235 | 0.0847 | 0.1322 | 0.1235 | 0.1475 | 0.0944 | 0.1378 | 0.6608 | 0.2463 | 0.1786 | 0.218 | 12:00 | 0.5583 | 0.8476 | 12:00 | 0.7013 | 0.8282 | 12:00 | 0.7674 | 0.0846 | 12:00 | 0.7005 | 0.0032
|  | 161:00 | 0.7555 | 0.686 | 0.4032 | 0.5995 | 0.9086 | 0.6706 | 0.7982 | 0.7605 | 0.7258 | 0.8105 | 0.863 | 0.7916 | 0.2539 | 0.1341 | 0.0819 | 0.1535 | 0.1341 | 0.1508 | 0.0996 | 0.1379 | 0.6082 | 0.2835 | 0.1831 | 0.2165 | 13:00 | 0.4776 | 0.809 | 13:00 | 0.6497 | 0.7981 | 13:00 | 0.6805 | 0.1161 | 13:00 | 0.7116 | 0.0149
|  | 162:00 | 0.5924 | 0.4644 | 0.1654 | 0.4702 | 0.7905 | 0.4966 | 0.6426 | 0.62 | 0.4855 | 0.6788 | 0.7987 | 0.6451 | 0.3209 | 0.1746 | 0.1043 | 0.2259 | 0.1746 | 0.1979 | 0.1541 | 0.1498 | 0.5486 | 0.3961 | 0.2289 | 0.2466 | 14:00 | 0.4672 | 0.8309 | 14:00 | 0.6505 | 0.8065 | 14:00 | 0.5853 | 0.1268 | 14:00 | 0.6615 | 0.0224
|  | 163:00 | 0.0871 | 0.0603 | 0 | 0 | 0.3049 | 0.0905 | 0.3218 | 0.3884 | 0.1211 | 0.3327 | 0.5401 | 0.3408 | 0.3195 | 0.2606 | 0.1192 | 0.2903 | 0.2606 | 0.2265 | 0.2005 | 0.1991 | 0.5451 | 0.4695 | 0.2509 | 0.2769 | 15:00 | 0.5559 | 0.9039 | 15:00 | 0.7215 | 0.8567 | 15:00 | 0.4918 | 0.1156 | 15:00 | 0.6024 | 0.0157
|  | 164:00 | 0 | 0 | 0 | 0 | 0 | 0 | 0.0171 | 0.0409 | 0.0014 | 0.0164 | 0.1297 | 0.0411 | 0.3882 | 0.3028 | 0.1179 | 0.3217 | 0.3028 | 0.2566 | 0.2953 | 0.3185 | 0.6696 | 0.6076 | 0.364 | 0.3917 | 16:00 | 0.5868 | 0.9527 | 16:00 | 0.7105 | 0.8451 | 16:00 | 0.4502 | 0.1212 | 16:00 | 0.6017 | 0.0085
|  | 165:00 | 0 | 0 | 0 | 0 | 0 | 0 | 0 | 0 | 0 | 0 | 0 | 0 | 0.4373 | 0.3284 | 0.123 | 0.3536 | 0.3284 | 0.2818 | 0.3921 | 0.4746 | 0.7593 | 0.6708 | 0.4893 | 0.5139 | 17:00 | 0.5127 | 0.8979 | 17:00 | 0.6607 | 0.7803 | 17:00 | 0.4308 | 0.2054 | 17:00 | 0.5423 | 0.0178
|  | 166:00 | 0 | 0 | 0 | 0 | 0 | 0 | 0 | 0 | 0 | 0 | 0 | 0 | 0.3948 | 0.3615 | 0.1105 | 0.3346 | 0.3615 | 0.265 | 0.3839 | 0.4629 | 0.6054 | 0.6679 | 0.5203 | 0.5082 | 18:00 | 0 | 0 | 18:00 | 0.2355 | 0.5254 | 18:00 | 0.4523 | 0.2231 | 18:00 | 0.5687 | 0.016
|  | 167:00 | 0 | 0 | 0 | 0 | 0 | 0 | 0 | 0 | 0 | 0 | 0 | 0 | 0.3487 | 0.4139 | 0.1198 | 0.3531 | 0.4139 | 0.2656 | 0.421 | 0.435 | 0.4526 | 0.4728 | 0.5318 | 0.4857 | 19:00 | 0 | 0 | 19:00 | 0 | 0.0467 | 19:00 | 0.5123 | 0.256 | 19:00 | 0.6265 | 0.0293
|  | 168:00 | 0 | 0 | 0 | 0 | 0 | 0 | 0 | 0 | 0 | 0 | 0 | 0 | 0.4136 | 0.5264 | 0.1285 | 0.4629 | 0.5264 | 0.3226 | 0.4852 | 0.4986 | 0.3214 | 0.4285 | 0.5344 | 0.4917 | 20:00 | 0 | 0 | 20:00 | 0 | 0 | 20:00 | 0.5883 | 0.2302 | 20:00 | 0.7288 | 0.1477
Aug |  | 169:00 | 0 | 0 | 0 | 0 | 0 | 0 | 0 | 0 | 0 | 0 | 0 | 0 | 0.3524 | 0.5881 | 0.1261 | 0.4951 | 0.5881 | 0.3181 | 0.2726 | 0.4074 | 0.1638 | 0.2501 | 0.4624 | 0.3849 | 21:00 | 0 | 0 | 21:00 | 0 | 0 | 21:00 | 0.6043 | 0.2129 | 21:00 | 0.7721 | 0.4023
|  | 170:00 | 0 | 0 | 0 | 0 | 0 | 0 | 0 | 0 | 0 | 0 | 0 | 0 | 0.3313 | 0.5341 | 0.1147 | 0.4752 | 0.5341 | 0.2972 | 0.4251 | 0.4963 | 0.1287 | 0.2212 | 0.4603 | 0.4159 | 22:00 | 0 | 0 | 22:00 | 0 | 0 | 22:00 | 0.6573 | 0.2417 | 22:00 | 0.8156 | 0.3993
|  | 171:00 | 0 | 0 | 0 | 0 | 0 | 0 | 0 | 0 | 0 | 0 | 0 | 0 | 0.2816 | 0.4866 | 0.0993 | 0.4121 | 0.4866 | 0.2588 | 0.3547 | 0.4144 | 0.1299 | 0.2261 | 0.4333 | 0.3762 | 23:00 | 0 | 0 | 23:00 | 0 | 0 | 23:00 | 0.6528 | 0.2427 | 23:00 | 0.8153 | 0.3044
|  | 172:00 | 0 | 0 | 0 | 0 | 0 | 0 | 0 | 0 | 0 | 0 | 0 | 0 | 0.2455 | 0.4023 | 0.0975 | 0.3497 | 0.4023 | 0.2255 | 0.2693 | 0.3353 | 0.1153 | 0.2058 | 0.4531 | 0.3561 | 24:00 | 0 | 0 | 24:00 | 0 | 0 | 24:00 | 0.6983 | 0.1808 | 24:00 | 0.7676 | 0.2501
|  | 173:00 | 0 | 0 | 0 | 0 | 0 | 0 | 0 | 0 | 0 | 0 | 0 | 0 | 0.2454 | 0.3798 | 0.0841 | 0.3476 | 0.3798 | 0.217 | 0.2062 | 0.2734 | 0.1027 | 0.1619 | 0.4716 | 0.3409
|  | 174:00 | 0 | 0 | 0 | 0 | 0 | 0 | 0.0002 | 0.0036 | 0 | 0 | 0 | 0.0008 | 0.2551 | 0.3517 | 0.0829 | 0.3692 | 0.3517 | 0.2203 | 0.1848 | 0.1945 | 0.0758 | 0.1626 | 0.4426 | 0.303
|  | 175:00 | 0 | 0 | 0 | 0 | 0 | 0 | 0.098 | 0.1696 | 0.0692 | 0.1193 | 0.0777 | 0.1068 | 0.2616 | 0.3673 | 0.0818 | 0.3884 | 0.3673 | 0.2274 | 0.1676 | 0.1322 | 0.0767 | 0.1583 | 0.3547 | 0.2428
|  | 176:00 | 0 | 0 | 0 | 0 | 0 | 0 | 0.5074 | 0.5849 | 0.5521 | 0.5109 | 0.4982 | 0.5307 | 0.1855 | 0.2283 | 0.0563 | 0.2471 | 0.2283 | 0.1511 | 0.1141 | 0.1327 | 0.0763 | 0.1268 | 0.2491 | 0.1824
|  | 177:00 | 0.188 | 0.2351 | 0.0786 | 0.1408 | 0.0801 | 0.1445 | 0.7619 | 0.7969 | 0.7658 | 0.6611 | 0.7937 | 0.7559 | 0.1338 | 0.139 | 0.0374 | 0.1533 | 0.139 | 0.0997 | 0.085 | 0.1517 | 0.0829 | 0.1313 | 0.1758 | 0.1475
|  | 178:00 | 0.5146 | 0.69 | 0.2119 | 0.4302 | 0.3911 | 0.4476 | 0.8245 | 0.869 | 0.8392 | 0.7903 | 0.8988 | 0.8443 | 0.1124 | 0.0997 | 0.0354 | 0.1145 | 0.0997 | 0.0805 | 0.0775 | 0.1634 | 0.0662 | 0.0713 | 0.1149 | 0.1141
|  | 179:00 | 0.6991 | 0.8615 | 0.4204 | 0.7499 | 0.7329 | 0.6928 | 0.8275 | 0.7843 | 0.8568 | 0.8077 | 0.8855 | 0.8324 | 0.1395 | 0.1458 | 0.0435 | 0.1366 | 0.1458 | 0.1012 | 0.0895 | 0.1678 | 0.0661 | 0.065 | 0.2076 | 0.1627
|  | 180:00 | 0.6689 | 0.8532 | 0.4324 | 0.8079 | 0.7491 | 0.7023 | 0.8044 | 0.7741 | 0.8482 | 0.8082 | 0.8714 | 0.8212 | 0.1255 | 0.1321 | 0.038 | 0.1368 | 0.1321 | 0.0935 | 0.1087 | 0.149 | 0.0711 | 0.0684 | 0.2828 | 0.1992
|  | 181:00 | 0.7566 | 0.8969 | 0.4323 | 0.8538 | 0.7471 | 0.7373 | 0.817 | 0.7729 | 0.7981 | 0.8211 | 0.8706 | 0.8159 | 0.1859 | 0.2014 | 0.055 | 0.2136 | 0.2014 | 0.1408 | 0.1254 | 0.1231 | 0.1384 | 0.0904 | 0.196 | 0.1603
|  | 182:00 | 0.6411 | 0.8917 | 0.373 | 0.6817 | 0.7413 | 0.6658 | 0.7964 | 0.766 | 0.8268 | 0.7982 | 0.881 | 0.8137 | 0.2068 | 0.2256 | 0.0636 | 0.1931 | 0.2256 | 0.1489 | 0.1522 | 0.1033 | 0.283 | 0.0987 | 0.1853 | 0.1704
|  | 183:00 | 0.6283 | 0.8346 | 0.5449 | 0.7114 | 0.759 | 0.6957 | 0.7697 | 0.8402 | 0.8516 | 0.8095 | 0.8827 | 0.8308 | 0.2703 | 0.1456 | 0.0649 | 0.1662 | 0.1456 | 0.1525 | 0.1525 | 0.125 | 0.3656 | 0.1484 | 0.1339 | 0.1612
|  | 184:00 | 0.6178 | 0.7411 | 0.4081 | 0.6179 | 0.6237 | 0.6017 | 0.7963 | 0.7162 | 0.8268 | 0.7885 | 0.9089 | 0.8073 | 0.289 | 0.159 | 0.0744 | 0.1667 | 0.159 | 0.1633 | 0.17 | 0.1563 | 0.4496 | 0.1892 | 0.1156 | 0.1724
|  | 185:00 | 0.5176 | 0.6886 | 0.253 | 0.5694 | 0.4263 | 0.491 | 0.7205 | 0.7769 | 0.7471 | 0.7193 | 0.8465 | 0.7621 | 0.2384 | 0.1347 | 0.0629 | 0.1284 | 0.1347 | 0.1339 | 0.2016 | 0.2295 | 0.447 | 0.2218 | 0.1287 | 0.2003
|  | 186:00 | 0.3544 | 0.5102 | 0 | 0.4202 | 0.3005 | 0.3171 | 0.5217 | 0.595 | 0.4312 | 0.5092 | 0.6789 | 0.5472 | 0.2222 | 0.1381 | 0.0635 | 0.1332 | 0.1381 | 0.131 | 0.2428 | 0.2364 | 0.3809 | 0.1781 | 0.153 | 0.2092
|  | 187:00 | 0.0001 | 0.0385 | 0 | 0 | 0 | 0.0077 | 0.1407 | 0.2902 | 0.0238 | 0.1123 | 0.3057 | 0.1745 | 0.2631 | 0.159 | 0.078 | 0.1771 | 0.159 | 0.1595 | 0.2914 | 0.2861 | 0.3216 | 0.2346 | 0.2443 | 0.2675
|  | 188:00 | 0 | 0 | 0 | 0 | 0 | 0 | 0.0018 | 0.012 | 0 | 0 | 0.0211 | 0.007 | 0.3131 | 0.1961 | 0.094 | 0.2078 | 0.1961 | 0.1905 | 0.3244 | 0.3379 | 0.2973 | 0.299 | 0.3764 | 0.3493
|  | 189:00 | 0 | 0 | 0 | 0 | 0 | 0 | 0 | 0 | 0 | 0 | 0 | 0 | 0.3642 | 0.2292 | 0.1145 | 0.2498 | 0.2292 | 0.2254 | 0.3657 | 0.3735 | 0.2854 | 0.4351 | 0.5386 | 0.4482
|  | 190:00 | 0 | 0 | 0 | 0 | 0 | 0 | 0 | 0 | 0 | 0 | 0 | 0 | 0.3367 | 0.3254 | 0.1153 | 0.3409 | 0.3254 | 0.2475 | 0.3868 | 0.3109 | 0.2407 | 0.4351 | 0.5027 | 0.4133
|  | 191:00 | 0 | 0 | 0 | 0 | 0 | 0 | 0 | 0 | 0 | 0 | 0 | 0 | 0.3328 | 0.4079 | 0.1192 | 0.4105 | 0.4079 | 0.2716 | 0.4545 | 0.3578 | 0.2586 | 0.4572 | 0.594 | 0.4804
|  | 192:00 | 0 | 0 | 0 | 0 | 0 | 0 | 0 | 0 | 0 | 0 | 0 | 0 | 0.4107 | 0.6388 | 0.1493 | 0.5509 | 0.6388 | 0.3609 | 0.4306 | 0.4048 | 0.2526 | 0.3795 | 0.6235 | 0.4991
Sep | Fall | 193:00 | 0 | 0 | 0 | 0 | 0 | 0 | 0 | 0 | 0 | 0 | 0 | 0 | 0.2961 | 0.3876 | 0.1044 | 0.3829 | 0.3876 | 0.2474 | 0.4858 | 0.5294 | 0.1556 | 0.2509 | 0.6954 | 0.5527
|  | 194:00 | 0 | 0 | 0 | 0 | 0 | 0 | 0 | 0 | 0 | 0 | 0 | 0 | 0.3018 | 0.4127 | 0.1018 | 0.3801 | 0.4127 | 0.2504 | 0.4927 | 0.5395 | 0.2006 | 0.2964 | 0.602 | 0.516
|  | 195:00 | 0 | 0 | 0 | 0 | 0 | 0 | 0 | 0 | 0 | 0 | 0 | 0 | 0.2672 | 0.4315 | 0.0899 | 0.3753 | 0.4315 | 0.2372 | 0.4473 | 0.537 | 0.2035 | 0.2912 | 0.4643 | 0.4413
|  | 196:00 | 0 | 0 | 0 | 0 | 0 | 0 | 0 | 0 | 0 | 0 | 0 | 0 | 0.2534 | 0.3878 | 0.0837 | 0.3643 | 0.3878 | 0.2234 | 0.3782 | 0.5159 | 0.229 | 0.2375 | 0.386 | 0.3899
|  | 197:00 | 0 | 0 | 0 | 0 | 0 | 0 | 0 | 0 | 0 | 0 | 0 | 0 | 0.2827 | 0.4042 | 0.1045 | 0.4167 | 0.4042 | 0.2524 | 0.3268 | 0.4323 | 0.2215 | 0.2203 | 0.385 | 0.3631
|  | 198:00 | 0 | 0 | 0 | 0 | 0 | 0 | 0 | 0 | 0 | 0 | 0 | 0 | 0.2738 | 0.3691 | 0.099 | 0.4036 | 0.3691 | 0.2409 | 0.3564 | 0.3663 | 0.174 | 0.2045 | 0.357 | 0.3313
|  | 199:00 | 0 | 0 | 0 | 0 | 0 | 0 | 0.0655 | 0.0859 | 0.1041 | 0.0706 | 0.0317 | 0.0715 | 0.2793 | 0.3233 | 0.0898 | 0.3973 | 0.3233 | 0.2321 | 0.3852 | 0.3424 | 0.1753 | 0.195 | 0.4516 | 0.3764
|  | 200:00 | 0 | 0 | 0 | 0 | 0 | 0 | 0.3624 | 0.4427 | 0.3795 | 0.431 | 0.3724 | 0.3976 | 0.2406 | 0.3183 | 0.0846 | 0.3713 | 0.3183 | 0.2133 | 0.2693 | 0.303 | 0.1317 | 0.1466 | 0.4246 | 0.3337
|  | 201:00 | 0.1001 | 0.1167 | 0.0943 | 0.0682 | 0.1755 | 0.1109 | 0.5996 | 0.7571 | 0.6619 | 0.6787 | 0.6685 | 0.6732 | 0.2218 | 0.3138 | 0.0827 | 0.3621 | 0.3138 | 0.2049 | 0.1819 | 0.2742 | 0.0953 | 0.1077 | 0.4145 | 0.3064
|  | 202:00 | 0.4691 | 0.4019 | 0.2821 | 0.2763 | 0.8533 | 0.4566 | 0.7161 | 0.8521 | 0.8032 | 0.7731 | 0.8642 | 0.8017 | 0.1824 | 0.2477 | 0.0605 | 0.2682 | 0.2477 | 0.1584 | 0.0982 | 0.1661 | 0.1077 | 0.1058 | 0.4182 | 0.2757
|  | 203:00 | 0.5951 | 0.6768 | 0.4291 | 0.4108 | 0.802 | 0.5828 | 0.7656 | 0.8238 | 0.7833 | 0.7928 | 0.8123 | 0.7956 | 0.1702 | 0.1992 | 0.0613 | 0.229 | 0.1992 | 0.1417 | 0.1074 | 0.1632 | 0.1881 | 0.1632 | 0.4238 | 0.2906
|  | 204:00 | 0.6946 | 0.8037 | 0.6244 | 0.4554 | 0.9403 | 0.7037 | 0.7655 | 0.783 | 0.8087 | 0.7742 | 0.8149 | 0.7893 | 0.1716 | 0.193 | 0.0581 | 0.2092 | 0.193 | 0.1362 | 0.0911 | 0.1269 | 0.2088 | 0.2169 | 0.3376 | 0.2421
|  | 205:00 | 0.6837 | 0.8166 | 0.4642 | 0.5544 | 0.8795 | 0.6797 | 0.7623 | 0.7925 | 0.7932 | 0.7786 | 0.807 | 0.7867 | 0.1765 | 0.1601 | 0.0602 | 0.1584 | 0.1601 | 0.1244 | 0.1008 | 0.1122 | 0.2232 | 0.1996 | 0.308 | 0.2259
|  | 206:00 | 0.7127 | 0.8435 | 0.6398 | 0.6807 | 0.9511 | 0.7656 | 0.7587 | 0.8081 | 0.7944 | 0.7695 | 0.8178 | 0.7897 | 0.1901 | 0.1649 | 0.0574 | 0.1421 | 0.1649 | 0.1244 | 0.1127 | 0.1343 | 0.345 | 0.2324 | 0.3469 | 0.2671
|  | 207:00 | 0.701 | 0.7725 | 0.6235 | 0.5455 | 0.8983 | 0.7082 | 0.7554 | 0.822 | 0.7445 | 0.8082 | 0.842 | 0.7944 | 0.2005 | 0.1719 | 0.0651 | 0.1569 | 0.1719 | 0.1342 | 0.1535 | 0.1511 | 0.518 | 0.3686 | 0.3736 | 0.3148
|  | 208:00 | 0.6482 | 0.789 | 0.4881 | 0.5495 | 0.9141 | 0.6778 | 0.7112 | 0.8204 | 0.768 | 0.7709 | 0.8563 | 0.7854 | 0.1768 | 0.1585 | 0.0578 | 0.1448 | 0.1585 | 0.1206 | 0.1518 | 0.1516 | 0.4919 | 0.3985 | 0.3405 | 0.2964
|  | 209:00 | 0.503 | 0.6329 | 0.2328 | 0.4423 | 0.8195 | 0.5261 | 0.6224 | 0.7289 | 0.6205 | 0.7039 | 0.773 | 0.6897 | 0.1964 | 0.1554 | 0.066 | 0.1522 | 0.1554 | 0.1305 | 0.1411 | 0.1456 | 0.3154 | 0.2569 | 0.2906 | 0.2423
|  | 210:00 | 0.1319 | 0.2753 | 0 | 0.1034 | 0.5703 | 0.2162 | 0.3469 | 0.4673 | 0.237 | 0.4105 | 0.5643 | 0.4052 | 0.214 | 0.1649 | 0.0606 | 0.1745 | 0.1649 | 0.1389 | 0.163 | 0.1689 | 0.3292 | 0.3099 | 0.2982 | 0.2578
|  | 211:00 | 0 | 0 | 0 | 0 | 0 | 0 | 0.0244 | 0.0369 | 0.0035 | 0.0267 | 0.0345 | 0.0252 | 0.2386 | 0.206 | 0.0693 | 0.2187 | 0.206 | 0.163 | 0.2002 | 0.1972 | 0.2915 | 0.336 | 0.3629 | 0.2977
|  | 212:00 | 0 | 0 | 0 | 0 | 0 | 0 | 0 | 0 | 0 | 0 | 0 | 0 | 0.2976 | 0.3231 | 0.0956 | 0.3222 | 0.3231 | 0.2246 | 0.2501 | 0.2132 | 0.2522 | 0.3596 | 0.4946 | 0.3697
|  | 213:00 | 0 | 0 | 0 | 0 | 0 | 0 | 0 | 0 | 0 | 0 | 0 | 0 | 0.3724 | 0.4647 | 0.1359 | 0.4624 | 0.4647 | 0.3065 | 0.311 | 0.2307 | 0.2107 | 0.3488 | 0.6038 | 0.4302
|  | 214:00 | 0 | 0 | 0 | 0 | 0 | 0 | 0 | 0 | 0 | 0 | 0 | 0 | 0.3809 | 0.5463 | 0.1278 | 0.4741 | 0.5463 | 0.3177 | 0.3687 | 0.2952 | 0.2439 | 0.2874 | 0.6806 | 0.4909
|  | 215:00 | 0 | 0 | 0 | 0 | 0 | 0 | 0 | 0 | 0 | 0 | 0 | 0 | 0.3639 | 0.5908 | 0.1177 | 0.4759 | 0.5908 | 0.3145 | 0.379 | 0.2367 | 0.17 | 0.2123 | 0.7121 | 0.4829
|  | 216:00 | 0 | 0 | 0 | 0 | 0 | 0 | 0 | 0 | 0 | 0 | 0 | 0 | 0.3795 | 0.6218 | 0.1214 | 0.4901 | 0.6218 | 0.3269 | 0.3438 | 0.2015 | 0.1151 | 0.1866 | 0.6219 | 0.4182
Oct |  | 217:00 | 0 | 0 | 0 | 0 | 0 | 0 | 0 | 0 | 0 | 0 | 0 | 0 | 0.4639 | 0.665 | 0.1573 | 0.6459 | 0.665 | 0.4011 | 0.2229 | 0.1516 | 0.0774 | 0.1413 | 0.6567 | 0.4044
|  | 218:00 | 0 | 0 | 0 | 0 | 0 | 0 | 0 | 0 | 0 | 0 | 0 | 0 | 0.453 | 0.6497 | 0.1544 | 0.6106 | 0.6497 | 0.3881 | 0.2342 | 0.1798 | 0.0913 | 0.1306 | 0.5635 | 0.3664
|  | 219:00 | 0 | 0 | 0 | 0 | 0 | 0 | 0 | 0 | 0 | 0 | 0 | 0 | 0.4045 | 0.577 | 0.1431 | 0.5698 | 0.577 | 0.3531 | 0.2067 | 0.2302 | 0.1018 | 0.1214 | 0.5301 | 0.3587
|  | 220:00 | 0 | 0 | 0 | 0 | 0 | 0 | 0 | 0 | 0 | 0 | 0 | 0 | 0.4075 | 0.5688 | 0.1364 | 0.5694 | 0.5688 | 0.3502 | 0.1807 | 0.3049 | 0.1257 | 0.1332 | 0.5206 | 0.3711
|  | 221:00 | 0 | 0 | 0 | 0 | 0 | 0 | 0 | 0 | 0 | 0 | 0 | 0 | 0.3823 | 0.5325 | 0.1333 | 0.5129 | 0.5325 | 0.3263 | 0.1568 | 0.3882 | 0.1754 | 0.1853 | 0.4783 | 0.374
|  | 222:00 | 0 | 0 | 0 | 0 | 0 | 0 | 0 | 0 | 0 | 0 | 0 | 0 | 0.3291 | 0.4451 | 0.1138 | 0.4866 | 0.4451 | 0.2879 | 0.166 | 0.4362 | 0.2078 | 0.173 | 0.4386 | 0.3691
|  | 223:00 | 0 | 0 | 0 | 0 | 0 | 0 | 0.0065 | 0.0039 | 0.0123 | 0.0036 | 0 | 0.0053 | 0.3277 | 0.4047 | 0.1053 | 0.4683 | 0.4047 | 0.2757 | 0.2037 | 0.4495 | 0.2485 | 0.165 | 0.4206 | 0.3716
|  | 224:00 | 0 | 0 | 0 | 0 | 0 | 0 | 0.3084 | 0.2092 | 0.2667 | 0.2951 | 0.1441 | 0.2447 | 0.334 | 0.3927 | 0.1045 | 0.4589 | 0.3927 | 0.2739 | 0.1921 | 0.3632 | 0.2578 | 0.1291 | 0.3993 | 0.3395
|  | 225:00 | 0.0081 | 0.0516 | 0.0024 | 0 | 0 | 0.0124 | 0.6166 | 0.5118 | 0.6135 | 0.5438 | 0.4456 | 0.5463 | 0.3407 | 0.4106 | 0.1008 | 0.4438 | 0.4106 | 0.2734 | 0.1881 | 0.3028 | 0.2615 | 0.1124 | 0.3876 | 0.3193
|  | 226:00 | 0.3792 | 0.3133 | 0.5358 | 0.304 | 0.339 | 0.3743 | 0.7136 | 0.71 | 0.6708 | 0.6047 | 0.587 | 0.6572 | 0.248 | 0.3143 | 0.0771 | 0.3517 | 0.3143 | 0.208 | 0.1454 | 0.2838 | 0.1179 | 0.0806 | 0.2463 | 0.2213
|  | 227:00 | 0.6515 | 0.5309 | 0.6535 | 0.5686 | 0.716 | 0.6241 | 0.6973 | 0.7112 | 0.7344 | 0.634 | 0.6685 | 0.6891 | 0.2173 | 0.316 | 0.0789 | 0.2866 | 0.316 | 0.1874 | 0.0903 | 0.2217 | 0.1158 | 0.0792 | 0.1378 | 0.1462
|  | 228:00 | 0.5925 | 0.5712 | 0.6287 | 0.5676 | 0.6005 | 0.5921 | 0.6998 | 0.6564 | 0.6764 | 0.609 | 0.6333 | 0.655 | 0.284 | 0.3485 | 0.0911 | 0.3486 | 0.3485 | 0.2272 | 0.0999 | 0.2317 | 0.1333 | 0.0933 | 0.3282 | 0.2479
|  | 229:00 | 0.5798 | 0.5973 | 0.5641 | 0.4847 | 0.5888 | 0.5629 | 0.7205 | 0.7177 | 0.7058 | 0.667 | 0.6754 | 0.6973 | 0.2483 | 0.2956 | 0.0806 | 0.2792 | 0.2956 | 0.1929 | 0.0781 | 0.196 | 0.1046 | 0.0881 | 0.3365 | 0.238
|  | 230:00 | 0.6262 | 0.6884 | 0.642 | 0.5104 | 0.6189 | 0.6172 | 0.6979 | 0.6212 | 0.709 | 0.6362 | 0.6584 | 0.6645 | 0.2289 | 0.2245 | 0.0781 | 0.2116 | 0.2245 | 0.1645 | 0.0947 | 0.2627 | 0.1051 | 0.0932 | 0.3905 | 0.2824
|  | 231:00 | 0.6835 | 0.69 | 0.6931 | 0.4885 | 0.6936 | 0.6497 | 0.7108 | 0.6712 | 0.663 | 0.7016 | 0.7259 | 0.6945 | 0.221 | 0.211 | 0.0789 | 0.1969 | 0.211 | 0.1581 | 0.0944 | 0.2202 | 0.1163 | 0.0987 | 0.3359 | 0.2468
|  | 232:00 | 0.7056 | 0.7236 | 0.647 | 0.5094 | 0.7492 | 0.667 | 0.6682 | 0.6709 | 0.6124 | 0.6 | 0.6274 | 0.6358 | 0.2329 | 0.2043 | 0.0704 | 0.1993 | 0.2043 | 0.1577 | 0.0963 | 0.1873 | 0.1489 | 0.0991 | 0.4466 | 0.299
|  | 233:00 | 0.245 | 0.4365 | 0.0637 | 0.2973 | 0.5724 | 0.323 | 0.4486 | 0.4498 | 0.3595 | 0.4393 | 0.4792 | 0.4353 | 0.262 | 0.1925 | 0.0808 | 0.2033 | 0.1925 | 0.1695 | 0.1024 | 0.2423 | 0.1957 | 0.1062 | 0.4563 | 0.3226
|  | 234:00 | 0 | 0 | 0 | 0 | 0 | 0 | 0.0445 | 0.1421 | 0.0257 | 0.0993 | 0.1415 | 0.0906 | 0.2887 | 0.1662 | 0.0824 | 0.1823 | 0.1662 | 0.1704 | 0.1221 | 0.2547 | 0.2424 | 0.1091 | 0.4799 | 0.345
|  | 235:00 | 0 | 0 | 0 | 0 | 0 | 0 | 0 | 0.0005 | 0 | 0 | 0 | 0.0001 | 0.2926 | 0.1791 | 0.1005 | 0.2256 | 0.1791 | 0.1889 | 0.2218 | 0.2945 | 0.2692 | 0.1406 | 0.5779 | 0.419
|  | 236:00 | 0 | 0 | 0 | 0 | 0 | 0 | 0 | 0 | 0 | 0 | 0 | 0 | 0.3628 | 0.3543 | 0.1198 | 0.3734 | 0.3543 | 0.2666 | 0.3167 | 0.3966 | 0.2542 | 0.1897 | 0.4977 | 0.4129
|  | 237:00 | 0 | 0 | 0 | 0 | 0 | 0 | 0 | 0 | 0 | 0 | 0 | 0 | 0.4465 | 0.5582 | 0.146 | 0.5629 | 0.5582 | 0.3625 | 0.4251 | 0.4945 | 0.2359 | 0.2572 | 0.4199 | 0.4091
|  | 238:00 | 0 | 0 | 0 | 0 | 0 | 0 | 0 | 0 | 0 | 0 | 0 | 0 | 0.4866 | 0.6218 | 0.1548 | 0.5815 | 0.6218 | 0.3886 | 0.5174 | 0.5299 | 0.2005 | 0.3374 | 0.452 | 0.4432
|  | 239:00 | 0 | 0 | 0 | 0 | 0 | 0 | 0 | 0 | 0 | 0 | 0 | 0 | 0.4237 | 0.5731 | 0.1437 | 0.5652 | 0.5731 | 0.3574 | 0.5923 | 0.4453 | 0.1824 | 0.3096 | 0.5144 | 0.4605
|  | 240:00 | 0 | 0 | 0 | 0 | 0 | 0 | 0 | 0 | 0 | 0 | 0 | 0 | 0.4242 | 0.5723 | 0.1356 | 0.5908 | 0.5723 | 0.3593 | 0.6217 | 0.407 | 0.1743 | 0.2702 | 0.5581 | 0.4745
Nov |  | 241:00 | 0 | 0 | 0 | 0 | 0 | 0 | 0 | 0 | 0 | 0 | 0 | 0 | 0.4947 | 0.7089 | 0.1725 | 0.6852 | 0.7089 | 0.4289 | 0.2099 | 0.4218 | 0.2531 | 0.2274 | 0.4871 | 0.4027
|  | 242:00 | 0 | 0 | 0 | 0 | 0 | 0 | 0 | 0 | 0 | 0 | 0 | 0 | 0.4917 | 0.71 | 0.1729 | 0.6805 | 0.71 | 0.4274 | 0.2044 | 0.3809 | 0.2651 | 0.2646 | 0.4261 | 0.3652
|  | 243:00 | 0 | 0 | 0 | 0 | 0 | 0 | 0 | 0 | 0 | 0 | 0 | 0 | 0.4937 | 0.6948 | 0.178 | 0.6705 | 0.6948 | 0.4262 | 0.2101 | 0.3573 | 0.2261 | 0.1923 | 0.3807 | 0.3301
|  | 244:00 | 0 | 0 | 0 | 0 | 0 | 0 | 0 | 0 | 0 | 0 | 0 | 0 | 0.4702 | 0.6096 | 0.1542 | 0.6169 | 0.6096 | 0.3893 | 0.2138 | 0.3605 | 0.2277 | 0.1851 | 0.3662 | 0.3238
|  | 245:00 | 0 | 0 | 0 | 0 | 0 | 0 | 0 | 0 | 0 | 0 | 0 | 0 | 0.4349 | 0.5062 | 0.1313 | 0.5373 | 0.5062 | 0.3421 | 0.204 | 0.3855 | 0.181 | 0.1791 | 0.3662 | 0.3227
|  | 246:00 | 0 | 0 | 0 | 0 | 0 | 0 | 0 | 0 | 0 | 0 | 0 | 0 | 0.4068 | 0.403 | 0.1104 | 0.4574 | 0.403 | 0.2977 | 0.1575 | 0.3512 | 0.126 | 0.1713 | 0.3753 | 0.3077
|  | 247:00 | 0 | 0 | 0 | 0 | 0 | 0 | 0 | 0.0002 | 0 | 0 | 0 | 0 | 0.3816 | 0.3341 | 0.0889 | 0.3721 | 0.3341 | 0.2569 | 0.1613 | 0.3143 | 0.0987 | 0.1691 | 0.3968 | 0.3073
|  | 248:00 | 0 | 0 | 0 | 0 | 0 | 0 | 0.0974 | 0.1372 | 0.1977 | 0.1524 | 0.0138 | 0.1197 | 0.3344 | 0.286 | 0.0905 | 0.3293 | 0.286 | 0.23 | 0.1728 | 0.3778 | 0.1077 | 0.1882 | 0.4209 | 0.3369
|  | 249:00 | 0 | 0 | 0 | 0 | 0 | 0 | 0.4337 | 0.5359 | 0.4941 | 0.5093 | 0.3179 | 0.4582 | 0.3041 | 0.2442 | 0.0968 | 0.3064 | 0.2442 | 0.2144 | 0.211 | 0.4622 | 0.1218 | 0.2235 | 0.4756 | 0.391
|  | 250:00 | 0.0342 | 0.1126 | 0.0417 | 0.0331 | 0 | 0.0443 | 0.6116 | 0.7192 | 0.6437 | 0.673 | 0.5357 | 0.6367 | 0.2539 | 0.2189 | 0.0832 | 0.2615 | 0.2189 | 0.1829 | 0.2639 | 0.3827 | 0.1194 | 0.1837 | 0.5348 | 0.4067
|  | 251:00 | 0.1942 | 0.3514 | 0.1616 | 0.135 | 0.2637 | 0.2212 | 0.6439 | 0.7412 | 0.6888 | 0.7073 | 0.6221 | 0.6807 | 0.2578 | 0.2569 | 0.0778 | 0.283 | 0.2569 | 0.1906 | 0.2749 | 0.3577 | 0.0833 | 0.1578 | 0.4096 | 0.3342
|  | 252:00 | 0.2957 | 0.4244 | 0.2654 | 0.2368 | 0.363 | 0.3171 | 0.6289 | 0.7061 | 0.6587 | 0.6962 | 0.5973 | 0.6574 | 0.4001 | 0.3943 | 0.1274 | 0.4308 | 0.3943 | 0.2963 | 0.2494 | 0.3309 | 0.1363 | 0.178 | 0.4766 | 0.3658
|  | 253:00 | 0.305 | 0.4215 | 0.2358 | 0.2498 | 0.2043 | 0.2833 | 0.6135 | 0.6827 | 0.6518 | 0.6847 | 0.5707 | 0.6407 | 0.3731 | 0.4781 | 0.1346 | 0.4359 | 0.4781 | 0.3025 | 0.2457 | 0.2205 | 0.2593 | 0.1866 | 0.519 | 0.3762
|  | 254:00 | 0.3459 | 0.434 | 0.3104 | 0.2615 | 0.2312 | 0.3166 | 0.6307 | 0.7014 | 0.6195 | 0.6956 | 0.578 | 0.645 | 0.3191 | 0.374 | 0.1284 | 0.3824 | 0.374 | 0.2618 | 0.1385 | 0.1578 | 0.3163 | 0.1885 | 0.5607 | 0.3775
|  | 255:00 | 0.3538 | 0.4457 | 0.3882 | 0.3278 | 0.3458 | 0.3723 | 0.6294 | 0.7233 | 0.6472 | 0.7003 | 0.6186 | 0.6638 | 0.3271 | 0.3577 | 0.1359 | 0.3884 | 0.3577 | 0.2663 | 0.1036 | 0.1507 | 0.3751 | 0.2056 | 0.5191 | 0.3585
|  | 256:00 | 0.2996 | 0.439 | 0.3919 | 0.3014 | 0.4033 | 0.3671 | 0.525 | 0.6493 | 0.5138 | 0.6158 | 0.5103 | 0.5628 | 0.3402 | 0.2434 | 0.1229 | 0.2803 | 0.2434 | 0.2298 | 0.1511 | 0.1599 | 0.4214 | 0.2306 | 0.5075 | 0.3666
|  | 257:00 | 0 | 0.093 | 0.0033 | 0 | 0 | 0.0193 | 0.2582 | 0.4222 | 0.253 | 0.3649 | 0.2871 | 0.3171 | 0.3122 | 0.164 | 0.0951 | 0.235 | 0.164 | 0.1923 | 0.2309 | 0.1754 | 0.3658 | 0.1808 | 0.474 | 0.3537
|  | 258:00 | 0 | 0 | 0 | 0 | 0 | 0 | 0.0023 | 0.0535 | 0.0028 | 0.016 | 0.0296 | 0.0208 | 0.2482 | 0.1369 | 0.0696 | 0.1843 | 0.1369 | 0.1508 | 0.3112 | 0.2407 | 0.3945 | 0.195 | 0.4756 | 0.3823
|  | 259:00 | 0 | 0 | 0 | 0 | 0 | 0 | 0 | 0 | 0 | 0 | 0 | 0 | 0.3149 | 0.1944 | 0.0726 | 0.2675 | 0.1944 | 0.1942 | 0.4327 | 0.2939 | 0.4195 | 0.2558 | 0.5972 | 0.4746
|  | 260:00 | 0 | 0 | 0 | 0 | 0 | 0 | 0 | 0 | 0 | 0 | 0 | 0 | 0.3725 | 0.3874 | 0.1007 | 0.4032 | 0.3874 | 0.2715 | 0.5815 | 0.4926 | 0.399 | 0.4108 | 0.6535 | 0.5691
|  | 261:00 | 0 | 0 | 0 | 0 | 0 | 0 | 0 | 0 | 0 | 0 | 0 | 0 | 0.4355 | 0.6371 | 0.1335 | 0.5753 | 0.6371 | 0.3663 | 0.6936 | 0.6749 | 0.3912 | 0.5583 | 0.6958 | 0.6499
|  | 262:00 | 0 | 0 | 0 | 0 | 0 | 0 | 0 | 0 | 0 | 0 | 0 | 0 | 0.3971 | 0.6157 | 0.1254 | 0.5286 | 0.6157 | 0.3403 | 0.6634 | 0.6539 | 0.3687 | 0.4976 | 0.6786 | 0.6278
|  | 263:00 | 0 | 0 | 0 | 0 | 0 | 0 | 0 | 0 | 0 | 0 | 0 | 0 | 0.3623 | 0.4884 | 0.1061 | 0.4668 | 0.4884 | 0.2954 | 0.5693 | 0.6372 | 0.2842 | 0.399 | 0.6432 | 0.5816
|  | 264:00 | 0 | 0 | 0 | 0 | 0 | 0 | 0 | 0 | 0 | 0 | 0 | 0 | 0.3199 | 0.4131 | 0.095 | 0.4301 | 0.4131 | 0.2628 | 0.5608 | 0.6075 | 0.2597 | 0.3517 | 0.5578 | 0.5261
Dec | Winter | 265:00 | 0 | 0 | 0 | 0 | 0 | 0 | 0 | 0 | 0 | 0 | 0 | 0 | 0.4719 | 0.5229 | 0.1399 | 0.4926 | 0.5229 | 0.3491 | 0.2364 | 0.3373 | 0.2877 | 0.3273 | 0.3352 | 0.3187
|  | 266:00 | 0 | 0 | 0 | 0 | 0 | 0 | 0 | 0 | 0 | 0 | 0 | 0 | 0.4666 | 0.5238 | 0.1452 | 0.4859 | 0.5238 | 0.3485 | 0.302 | 0.4324 | 0.2989 | 0.361 | 0.3084 | 0.3369
|  | 267:00 | 0 | 0 | 0 | 0 | 0 | 0 | 0 | 0 | 0 | 0 | 0 | 0 | 0.4985 | 0.6102 | 0.1451 | 0.5007 | 0.6102 | 0.3706 | 0.3203 | 0.4686 | 0.2803 | 0.3302 | 0.2658 | 0.3223
|  | 268:00 | 0 | 0 | 0 | 0 | 0 | 0 | 0 | 0 | 0 | 0 | 0 | 0 | 0.5914 | 0.7272 | 0.188 | 0.6048 | 0.7272 | 0.4486 | 0.3039 | 0.4313 | 0.25 | 0.2878 | 0.2087 | 0.278
|  | 269:00 | 0 | 0 | 0 | 0 | 0 | 0 | 0 | 0 | 0 | 0 | 0 | 0 | 0.5618 | 0.7275 | 0.1916 | 0.6739 | 0.7275 | 0.4555 | 0.3084 | 0.4187 | 0.3223 | 0.342 | 0.2012 | 0.2826
|  | 270:00 | 0 | 0 | 0 | 0 | 0 | 0 | 0 | 0 | 0 | 0 | 0 | 0 | 0.5636 | 0.6389 | 0.1966 | 0.6871 | 0.6389 | 0.4501 | 0.2551 | 0.4641 | 0.3855 | 0.3944 | 0.196 | 0.2937
|  | 271:00 | 0 | 0 | 0 | 0 | 0 | 0 | 0 | 0 | 0 | 0 | 0 | 0 | 0.5482 | 0.5378 | 0.2003 | 0.6289 | 0.5378 | 0.4237 | 0.2229 | 0.4082 | 0.3854 | 0.35 | 0.1879 | 0.2714
|  | 272:00 | 0 | 0 | 0 | 0 | 0 | 0 | 0.0732 | 0.0373 | 0.0508 | 0.0733 | 0.0156 | 0.05 | 0.5238 | 0.478 | 0.1742 | 0.5699 | 0.478 | 0.3875 | 0.2453 | 0.3948 | 0.4315 | 0.4218 | 0.253 | 0.3121
|  | 273:00 | 0 | 0 | 0 | 0 | 0 | 0 | 0.3067 | 0.2851 | 0.2013 | 0.2352 | 0.2772 | 0.2611 | 0.4865 | 0.4222 | 0.1521 | 0.4886 | 0.4222 | 0.3453 | 0.3205 | 0.3883 | 0.5024 | 0.4605 | 0.3652 | 0.3853
|  | 274:00 | 0.0183 | 0.015 | 0 | 0 | 0 | 0.0067 | 0.3752 | 0.4332 | 0.1891 | 0.4127 | 0.6281 | 0.4077 | 0.4259 | 0.4918 | 0.1434 | 0.5635 | 0.4918 | 0.3479 | 0.3352 | 0.3814 | 0.3535 | 0.4013 | 0.3709 | 0.3686
|  | 275:00 | 0.0539 | 0.1665 | 0 | 0.0411 | 0.0835 | 0.069 | 0.4549 | 0.4581 | 0.3586 | 0.4777 | 0.5792 | 0.4657 | 0.4088 | 0.3514 | 0.1164 | 0.3851 | 0.3514 | 0.2802 | 0.384 | 0.3681 | 0.3077 | 0.4006 | 0.2964 | 0.3284
|  | 276:00 | 0.1171 | 0.2758 | 0 | 0.0947 | 0.2596 | 0.1494 | 0.4894 | 0.4967 | 0.4155 | 0.5139 | 0.6039 | 0.5039 | 0.3173 | 0.2512 | 0.0945 | 0.3002 | 0.2512 | 0.2168 | 0.3564 | 0.3482 | 0.3386 | 0.4946 | 0.3062 | 0.3334
|  | 277:00 | 0.1375 | 0.2614 | 0 | 0.1348 | 0.1239 | 0.1315 | 0.5035 | 0.5023 | 0.4164 | 0.4934 | 0.5964 | 0.5024 | 0.2204 | 0.2275 | 0.0653 | 0.2507 | 0.2275 | 0.1652 | 0.3314 | 0.3913 | 0.2679 | 0.3809 | 0.3634 | 0.356
|  | 278:00 | 0.1807 | 0.2808 | 0 | 0.1698 | 0.2947 | 0.1852 | 0.5438 | 0.4446 | 0.3934 | 0.4909 | 0.6306 | 0.5007 | 0.223 | 0.2988 | 0.0762 | 0.3063 | 0.2988 | 0.1898 | 0.4199 | 0.465 | 0.2974 | 0.318 | 0.4751 | 0.4393
|  | 279:00 | 0.2418 | 0.35 | 0.0196 | 0.1582 | 0.3508 | 0.2241 | 0.4848 | 0.5152 | 0.3527 | 0.4882 | 0.6868 | 0.5055 | 0.2479 | 0.3545 | 0.0783 | 0.3257 | 0.3545 | 0.2081 | 0.4124 | 0.5514 | 0.4275 | 0.3796 | 0.4937 | 0.4849
|  | 280:00 | 0.2 | 0.2984 | 0.0291 | 0.1806 | 0.283 | 0.1982 | 0.4386 | 0.4814 | 0.2267 | 0.4703 | 0.6508 | 0.4536 | 0.2655 | 0.3086 | 0.0799 | 0.3063 | 0.3086 | 0.2044 | 0.3687 | 0.6273 | 0.5371 | 0.4008 | 0.5856 | 0.5567
|  | 281:00 | 0.0079 | 0.0463 | 0 | 0 | 0 | 0.0109 | 0.2675 | 0.2315 | 0.1308 | 0.2817 | 0.4387 | 0.27 | 0.2866 | 0.2763 | 0.0858 | 0.3177 | 0.2763 | 0.2112 | 0.4285 | 0.6385 | 0.5691 | 0.4475 | 0.6157 | 0.5869
|  | 282:00 | 0 | 0 | 0 | 0 | 0 | 0 | 0.0131 | 0.0326 | 0.0018 | 0.0284 | 0.0773 | 0.0306 | 0.283 | 0.257 | 0.083 | 0.2928 | 0.257 | 0.2018 | 0.4886 | 0.683 | 0.5039 | 0.4649 | 0.6279 | 0.6032
|  | 283:00 | 0 | 0 | 0 | 0 | 0 | 0 | 0 | 0 | 0 | 0 | 0 | 0 | 0.2988 | 0.2298 | 0.0701 | 0.2516 | 0.2298 | 0.1896 | 0.6062 | 0.7746 | 0.4768 | 0.5106 | 0.7322 | 0.6885
|  | 284:00 | 0 | 0 | 0 | 0 | 0 | 0 | 0 | 0 | 0 | 0 | 0 | 0 | 0.3224 | 0.3149 | 0.0953 | 0.3431 | 0.3149 | 0.2347 | 0.5682 | 0.731 | 0.4241 | 0.5133 | 0.6216 | 0.6129
|  | 285:00 | 0 | 0 | 0 | 0 | 0 | 0 | 0 | 0 | 0 | 0 | 0 | 0 | 0.3692 | 0.4831 | 0.1236 | 0.4815 | 0.4831 | 0.3067 | 0.5342 | 0.6523 | 0.3737 | 0.5612 | 0.4975 | 0.5253
|  | 286:00 | 0 | 0 | 0 | 0 | 0 | 0 | 0 | 0 | 0 | 0 | 0 | 0 | 0.4286 | 0.4939 | 0.1116 | 0.4656 | 0.4939 | 0.3167 | 0.6524 | 0.6443 | 0.3108 | 0.474 | 0.5407 | 0.5475
|  | 287:00 | 0 | 0 | 0 | 0 | 0 | 0 | 0 | 0 | 0 | 0 | 0 | 0 | 0.4504 | 0.463 | 0.1035 | 0.3904 | 0.463 | 0.301 | 0.5929 | 0.7208 | 0.2377 | 0.4024 | 0.4685 | 0.5102
|  | 288:00 | 0 | 0 | 0 | 0 | 0 | 0 | 0 | 0 | 0 | 0 | 0 | 0 | 0.4102 | 0.4017 | 0.1166 | 0.3392 | 0.4017 | 0.2775 | 0.4699 | 0.654 | 0.1394 | 0.2952 | 0.3673 | 0.4144

## CapFactor_hour_1dayyear
|  |  | SolarCSP | [5 empty] | Solar PVSAT | [5 empty] | wind | [5 empty] | new wind
Month | Season | Hour | Northeast | West | Coastal | South | Panhandle | ERCOT total | Northeast | West | Coastal | South | Panhandle | ERCOT total | Northeast | West | Coastal | South | Panhandle | ERCOT total | Northeast | West | Coastal | South | Panhandle | ERCOT total
Jan | Winter | 1:00 | 0 | 0 | 0 | 0 | 0 | 0 | 0 | 0 | 0 | 0 | 0 | 0 | 0.3568 | 0.5495 | 0.1516 | 0.468 | 0.5495 | 0.3196 | 0.2986 | 0.444 | 0.5613 | 0.4138 | 0.3381 | 0.3864 | ERCOT total
|  | 2:00 | 0 | 0 | 0 | 0 | 0 | 0 | 0 | 0 | 0 | 0 | 0 | 0 | 0.3479 | 0.4695 | 0.1469 | 0.3893 | 0.4695 | 0.29 | 0.327 | 0.4754 | 0.4899 | 0.3877 | 0.4128 | 0.4249 |  | SOLAR CSP |  | SOLAR PVSAT |  | wind |  | wind-new
|  | 3:00 | 0 | 0 | 0 | 0 | 0 | 0 | 0 | 0 | 0 | 0 | 0 | 0 | 0.2804 | 0.3726 | 0.1093 | 0.3164 | 0.3726 | 0.23 | 0.37 | 0.4737 | 0.4768 | 0.3958 | 0.4304 | 0.4371 |  | Spring |  | Spring |  | Spring |  | Spring
|  | 4:00 | 0 | 0 | 0 | 0 | 0 | 0 | 0 | 0 | 0 | 0 | 0 | 0 | 0.2342 | 0.3478 | 0.0975 | 0.3163 | 0.3478 | 0.2092 | 0.3676 | 0.4877 | 0.4445 | 0.3451 | 0.4158 | 0.4267 | 1:00 | 0 | 1:00 | 0 | 1:00 | 0.456 | 1:00 | 0.6593
|  | 5:00 | 0 | 0 | 0 | 0 | 0 | 0 | 0 | 0 | 0 | 0 | 0 | 0 | 0.2181 | 0.4143 | 0.1077 | 0.3794 | 0.4143 | 0.2292 | 0.4697 | 0.5277 | 0.4166 | 0.319 | 0.4361 | 0.4531 | 2:00 | 0 | 2:00 | 0 | 2:00 | 0.4475 | 2:00 | 0.6402
|  | 6:00 | 0 | 0 | 0 | 0 | 0 | 0 | 0 | 0 | 0 | 0 | 0 | 0 | 0.2129 | 0.3977 | 0.0985 | 0.3798 | 0.3977 | 0.2221 | 0.5254 | 0.4825 | 0.4084 | 0.2792 | 0.4479 | 0.4525 | 3:00 | 0 | 3:00 | 0 | 3:00 | 0.4666 | 3:00 | 0.6353
|  | 7:00 | 0 | 0 | 0 | 0 | 0 | 0 | 0 | 0 | 0 | 0 | 0 | 0 | 0.2412 | 0.4065 | 0.0928 | 0.4028 | 0.4065 | 0.2335 | 0.547 | 0.4158 | 0.3878 | 0.2571 | 0.3644 | 0.3946 | 4:00 | 0 | 4:00 | 0 | 4:00 | 0.4386 | 4:00 | 0.6181
|  | 8:00 | 0 | 0 | 0 | 0 | 0 | 0 | 0.0045 | 0.0219 | 0.0251 | 0.0131 | 0 | 0.0129 | 0.2647 | 0.4105 | 0.0979 | 0.4313 | 0.4105 | 0.2483 | 0.5022 | 0.409 | 0.435 | 0.2519 | 0.3418 | 0.3818 | 5:00 | 0 | 5:00 | 0 | 5:00 | 0.3995 | 5:00 | 0.6218
|  | 9:00 | 0 | 0 | 0 | 0 | 0 | 0 | 0.2699 | 0.3216 | 0.241 | 0.196 | 0.2884 | 0.2634 | 0.3084 | 0.4286 | 0.1059 | 0.46 | 0.4286 | 0.2717 | 0.4811 | 0.4342 | 0.4567 | 0.2836 | 0.3414 | 0.3888 | 6:00 | 0 | 6:00 | 0.0007 | 6:00 | 0.3679 | 6:00 | 0.6604
|  | 10:00 | 0 | 0.0509 | 0 | 0 | 0 | 0.0102 | 0.5401 | 0.5986 | 0.4245 | 0.4177 | 0.6374 | 0.5236 | 0.2509 | 0.3759 | 0.0788 | 0.3964 | 0.3759 | 0.2258 | 0.4426 | 0.4063 | 0.2755 | 0.1751 | 0.4119 | 0.388 | 7:00 | 0 | 7:00 | 0.0958 | 7:00 | 0.3345 | 7:00 | 0.6425
|  | 11:00 | 0.1321 | 0.2156 | 0.044 | 0.0372 | 0.2493 | 0.1356 | 0.6567 | 0.6735 | 0.472 | 0.5395 | 0.7435 | 0.617 | 0.2417 | 0.4009 | 0.0773 | 0.3721 | 0.4009 | 0.2207 | 0.3362 | 0.3106 | 0.1529 | 0.0933 | 0.2399 | 0.2503 | 8:00 | 0 | 8:00 | 0.3954 | 8:00 | 0.2531 | 8:00 | 0.5487
|  | 12:00 | 0.3054 | 0.4031 | 0.1489 | 0.0974 | 0.5056 | 0.2921 | 0.6656 | 0.6866 | 0.4938 | 0.4987 | 0.7199 | 0.6129 | 0.3135 | 0.5426 | 0.0906 | 0.4699 | 0.5426 | 0.2825 | 0.2676 | 0.2322 | 0.1413 | 0.0823 | 0.2119 | 0.2089 | 9:00 | 0.1115 | 9:00 | 0.5971 | 9:00 | 0.1942 | 9:00 | 0.4574
|  | 13:00 | 0.3225 | 0.4281 | 0.1528 | 0.1441 | 0.4484 | 0.2992 | 0.6469 | 0.6762 | 0.4806 | 0.5492 | 0.6737 | 0.6053 | 0.3236 | 0.4488 | 0.0923 | 0.4197 | 0.4488 | 0.2649 | 0.2502 | 0.2231 | 0.086 | 0.0813 | 0.2155 | 0.2004 | 10:00 | 0.4102 | 10:00 | 0.7258 | 10:00 | 0.1881 | 10:00 | 0.3256
|  | 14:00 | 0.3302 | 0.4308 | 0.1496 | 0.1222 | 0.4493 | 0.2964 | 0.6532 | 0.6725 | 0.4883 | 0.504 | 0.6743 | 0.5985 | 0.2821 | 0.3345 | 0.0801 | 0.3104 | 0.3345 | 0.213 | 0.3055 | 0.2085 | 0.0752 | 0.0809 | 0.1967 | 0.1926 | 11:00 | 0.4276 | 11:00 | 0.7521 | 11:00 | 0.1917 | 11:00 | 0.3857
|  | 15:00 | 0.3472 | 0.4698 | 0.1874 | 0.1646 | 0.505 | 0.3348 | 0.6542 | 0.6929 | 0.5334 | 0.4874 | 0.7178 | 0.6171 | 0.2794 | 0.3135 | 0.0725 | 0.2824 | 0.3135 | 0.2012 | 0.3231 | 0.19 | 0.0991 | 0.0871 | 0.1995 | 0.1949 | 12:00 | 0.371 | 12:00 | 0.8102 | 12:00 | 0.2841 | 12:00 | 0.529
|  | 16:00 | 0.3221 | 0.4663 | 0.2666 | 0.0936 | 0.5566 | 0.341 | 0.5781 | 0.6588 | 0.5262 | 0.3709 | 0.7186 | 0.5705 | 0.3382 | 0.3482 | 0.0767 | 0.2834 | 0.3482 | 0.2237 | 0.3218 | 0.2012 | 0.1452 | 0.1121 | 0.1988 | 0.2033 | 13:00 | 0.339 | 13:00 | 0.8016 | 13:00 | 0.3406 | 13:00 | 0.5802
|  | 17:00 | 0.055 | 0.2775 | 0.0813 | 0.0652 | 0.4715 | 0.1901 | 0.3663 | 0.4849 | 0.3331 | 0.2389 | 0.5902 | 0.4027 | 0.3664 | 0.32 | 0.1055 | 0.2864 | 0.32 | 0.2405 | 0.3099 | 0.2105 | 0.2156 | 0.1353 | 0.2296 | 0.2286 | 14:00 | 0.4448 | 14:00 | 0.8069 | 14:00 | 0.2997 | 14:00 | 0.5397
|  | 18:00 | 0 | 0 | 0 | 0 | 0 | 0 | 0.0521 | 0.155 | 0.0411 | 0.0641 | 0.2317 | 0.1088 | 0.356 | 0.3813 | 0.1159 | 0.3203 | 0.3813 | 0.2557 | 0.3066 | 0.2415 | 0.302 | 0.1682 | 0.2813 | 0.2725 | 15:00 | 0.3666 | 15:00 | 0.8102 | 15:00 | 0.2589 | 15:00 | 0.4448
|  | 19:00 | 0 | 0 | 0 | 0 | 0 | 0 | 0 | 0.001 | 0 | 0 | 0 | 0.0002 | 0.4174 | 0.49 | 0.1369 | 0.428 | 0.49 | 0.3158 | 0.3926 | 0.3174 | 0.4002 | 0.3055 | 0.3626 | 0.3575 | 16:00 | 0.3849 | 16:00 | 0.7089 | 16:00 | 0.2578 | 16:00 | 0.4542
|  | 20:00 | 0 | 0 | 0 | 0 | 0 | 0 | 0 | 0 | 0 | 0 | 0 | 0 | 0.4117 | 0.4638 | 0.1393 | 0.4489 | 0.4638 | 0.3162 | 0.47 | 0.4323 | 0.4542 | 0.3349 | 0.4861 | 0.4618 | 17:00 | 0.4101 | 17:00 | 0.7081 | 17:00 | 0.2615 | 17:00 | 0.5143
|  | 21:00 | 0 | 0 | 0 | 0 | 0 | 0 | 0 | 0 | 0 | 0 | 0 | 0 | 0.4085 | 0.4365 | 0.1338 | 0.456 | 0.4365 | 0.3112 | 0.5246 | 0.5675 | 0.488 | 0.3838 | 0.6013 | 0.5624 | 18:00 | 0.0695 | 18:00 | 0.4816 | 18:00 | 0.3254 | 18:00 | 0.561
|  | 22:00 | 0 | 0 | 0 | 0 | 0 | 0 | 0 | 0 | 0 | 0 | 0 | 0 | 0.4282 | 0.4514 | 0.1346 | 0.4334 | 0.4514 | 0.3144 | 0.4238 | 0.5284 | 0.35 | 0.3889 | 0.5725 | 0.5121 | 19:00 | 0 | 19:00 | 0.1357 | 19:00 | 0.4104 | 19:00 | 0.6292
|  | 23:00 | 0 | 0 | 0 | 0 | 0 | 0 | 0 | 0 | 0 | 0 | 0 | 0 | 0.4664 | 0.4958 | 0.1266 | 0.435 | 0.4958 | 0.3275 | 0.3396 | 0.4841 | 0.3129 | 0.4767 | 0.527 | 0.4694 | 20:00 | 0 | 20:00 | 0.0039 | 20:00 | 0.431 | 20:00 | 0.7398
|  | 24:00 | 0 | 0 | 0 | 0 | 0 | 0 | 0 | 0 | 0 | 0 | 0 | 0 | 0.4185 | 0.4117 | 0.1115 | 0.3986 | 0.4117 | 0.2907 | 0.3879 | 0.4293 | 0.2613 | 0.4427 | 0.4378 | 0.4103 | 21:00 | 0 | 21:00 | 0 | 21:00 | 0.4282 | 21:00 | 0.8021
Feb |  | 25:00 | 0 | 0 | 0 | 0 | 0 | 0 | 0 | 0 | 0 | 0 | 0 | 0 | 0.2844 | 0.3183 | 0.0688 | 0.2738 | 0.3183 | 0.2 | 0.1647 | 0.424 | 0.1211 | 0.2983 | 0.4965 | 0.3909 | 22:00 | 0 | 22:00 | 0 | 22:00 | 0.4818 | 22:00 | 0.7607
|  | 26:00 | 0 | 0 | 0 | 0 | 0 | 0 | 0 | 0 | 0 | 0 | 0 | 0 | 0.332 | 0.3813 | 0.0903 | 0.3219 | 0.3813 | 0.239 | 0.1949 | 0.4511 | 0.2229 | 0.3483 | 0.5077 | 0.4199 | 23:00 | 0 | 23:00 | 0 | 23:00 | 0.4783 | 23:00 | 0.7406
|  | 27:00 | 0 | 0 | 0 | 0 | 0 | 0 | 0 | 0 | 0 | 0 | 0 | 0 | 0.3772 | 0.4151 | 0.1022 | 0.3595 | 0.4151 | 0.2681 | 0.198 | 0.4549 | 0.3615 | 0.428 | 0.4385 | 0.4057 | 24:00 | 0 | 24:00 | 0 | 24:00 | 0.489 | 24:00 | 0.5846
|  | 28:00 | 0 | 0 | 0 | 0 | 0 | 0 | 0 | 0 | 0 | 0 | 0 | 0 | 0.4551 | 0.4277 | 0.1189 | 0.4112 | 0.4277 | 0.3085 | 0.2824 | 0.4716 | 0.5008 | 0.5376 | 0.3863 | 0.4136
|  | 29:00 | 0 | 0 | 0 | 0 | 0 | 0 | 0 | 0 | 0 | 0 | 0 | 0 | 0.4607 | 0.4496 | 0.1361 | 0.4468 | 0.4496 | 0.3266 | 0.2791 | 0.4928 | 0.4842 | 0.5103 | 0.4603 | 0.4521
|  | 30:00 | 0 | 0 | 0 | 0 | 0 | 0 | 0 | 0 | 0 | 0 | 0 | 0 | 0.3806 | 0.4284 | 0.1214 | 0.453 | 0.4284 | 0.2968 | 0.2551 | 0.4717 | 0.3965 | 0.3981 | 0.4786 | 0.4388 | Northeast
|  | 31:00 | 0 | 0 | 0 | 0 | 0 | 0 | 0 | 0 | 0 | 0 | 0 | 0 | 0.394 | 0.3987 | 0.1186 | 0.4517 | 0.3987 | 0.2957 | 0.3075 | 0.4713 | 0.3814 | 0.4096 | 0.51 | 0.4592 |  | SOLAR CSP |  | SOLAR PVSAT |  | wind |  | new-wind
|  | 32:00 | 0 | 0 | 0 | 0 | 0 | 0 | 0.0791 | 0.064 | 0.1298 | 0.0621 | 0.0053 | 0.0681 | 0.3904 | 0.3987 | 0.0997 | 0.4025 | 0.3987 | 0.2773 | 0.2508 | 0.457 | 0.3425 | 0.447 | 0.476 | 0.4297 |  | 1 |  | 1 |  | 1 |  | 1
|  | 33:00 | 0 | 0 | 0 | 0 | 0 | 0 | 0.4657 | 0.4355 | 0.4771 | 0.3181 | 0.3369 | 0.4067 | 0.4001 | 0.4322 | 0.0942 | 0.3929 | 0.4322 | 0.2799 | 0.2143 | 0.4694 | 0.3063 | 0.5191 | 0.4703 | 0.4246 | 1:00 | 0 | 1:00 | 0 | 1:00 | 0.4932 | 1:00 | 0.6197
|  | 34:00 | 0.0943 | 0.1206 | 0.0771 | 0 | 0 | 0.0584 | 0.7051 | 0.7039 | 0.6804 | 0.5522 | 0.6468 | 0.6577 | 0.4204 | 0.4703 | 0.138 | 0.4736 | 0.4703 | 0.3238 | 0.1795 | 0.5433 | 0.2414 | 0.402 | 0.4187 | 0.3987 | 2:00 | 0 | 2:00 | 0 | 2:00 | 0.4574 | 2:00 | 0.5386
|  | 35:00 | 0.2844 | 0.5028 | 0.2332 | 0.0384 | 0.2473 | 0.2612 | 0.7824 | 0.7697 | 0.698 | 0.6017 | 0.7572 | 0.7218 | 0.4548 | 0.5354 | 0.157 | 0.5414 | 0.5354 | 0.3623 | 0.1735 | 0.6101 | 0.212 | 0.3594 | 0.4739 | 0.4356 | 3:00 | 0 | 3:00 | 0 | 3:00 | 0.4347 | 3:00 | 0.5769
|  | 36:00 | 0.4503 | 0.5996 | 0.2676 | 0.093 | 0.5459 | 0.3913 | 0.7764 | 0.7446 | 0.6983 | 0.671 | 0.7611 | 0.7303 | 0.528 | 0.5736 | 0.1734 | 0.5493 | 0.5736 | 0.3956 | 0.2558 | 0.6836 | 0.4384 | 0.3501 | 0.6124 | 0.5566 | 4:00 | 0 | 4:00 | 0 | 4:00 | 0.4349 | 4:00 | 0.5735
|  | 37:00 | 0.4974 | 0.6087 | 0.2485 | 0.1189 | 0.4577 | 0.3862 | 0.7441 | 0.7473 | 0.6806 | 0.6304 | 0.7424 | 0.709 | 0.4439 | 0.4078 | 0.1589 | 0.4572 | 0.4078 | 0.3281 | 0.2891 | 0.6269 | 0.3501 | 0.2159 | 0.7052 | 0.5781 | 5:00 | 0 | 5:00 | 0 | 5:00 | 0.3978 | 5:00 | 0.5107
|  | 38:00 | 0.4976 | 0.6204 | 0.0852 | 0.1236 | 0.3809 | 0.3415 | 0.7565 | 0.7493 | 0.7248 | 0.6099 | 0.7305 | 0.7142 | 0.3597 | 0.3062 | 0.1286 | 0.3466 | 0.3062 | 0.2582 | 0.2096 | 0.5038 | 0.2281 | 0.2448 | 0.6404 | 0.4961 | 6:00 | 0 | 6:00 | 0 | 6:00 | 0.3857 | 6:00 | 0.5037
|  | 39:00 | 0.4094 | 0.6377 | 0.0976 | 0.111 | 0.3474 | 0.3206 | 0.7402 | 0.6425 | 0.5915 | 0.5894 | 0.7166 | 0.6561 | 0.4351 | 0.3687 | 0.1434 | 0.3977 | 0.3687 | 0.3029 | 0.2128 | 0.5183 | 0.4061 | 0.352 | 0.5536 | 0.4812 | 7:00 | 0 | 7:00 | 0.0268 | 7:00 | 0.3503 | 7:00 | 0.4306
|  | 40:00 | 0.4467 | 0.6345 | 0.0897 | 0.1039 | 0.4589 | 0.3467 | 0.6328 | 0.6613 | 0.4989 | 0.4689 | 0.7239 | 0.5972 | 0.4177 | 0.3212 | 0.1424 | 0.3887 | 0.3212 | 0.2902 | 0.2718 | 0.5246 | 0.4751 | 0.369 | 0.442 | 0.442 | 8:00 | 0 | 8:00 | 0.3517 | 8:00 | 0.3621 | 8:00 | 0.3241
|  | 41:00 | 0.2648 | 0.4357 | 0 | 0.0552 | 0.1652 | 0.1842 | 0.4947 | 0.4604 | 0.2752 | 0.3842 | 0.5866 | 0.4402 | 0.3908 | 0.3303 | 0.1453 | 0.4009 | 0.3303 | 0.2873 | 0.3113 | 0.5425 | 0.4396 | 0.3181 | 0.439 | 0.4427 | 9:00 | 0.0388 | 9:00 | 0.6529 | 9:00 | 0.3943 | 9:00 | 0.2473
|  | 42:00 | 0.003 | 0.0611 | 0 | 0 | 0.0161 | 0.016 | 0.1547 | 0.1866 | 0.0869 | 0.182 | 0.3008 | 0.1822 | 0.4544 | 0.444 | 0.1727 | 0.5011 | 0.444 | 0.3496 | 0.3525 | 0.61 | 0.5217 | 0.4204 | 0.492 | 0.5031 | 10:00 | 0.4462 | 10:00 | 0.7239 | 10:00 | 0.313 | 10:00 | 0.1391
|  | 43:00 | 0 | 0 | 0 | 0 | 0 | 0 | 0.0001 | 0.006 | 0 | 0.0011 | 0.0086 | 0.0031 | 0.4559 | 0.5069 | 0.1732 | 0.4982 | 0.5069 | 0.3571 | 0.3847 | 0.6305 | 0.496 | 0.5177 | 0.5377 | 0.5357 | 11:00 | 0.4157 | 11:00 | 0.6747 | 11:00 | 0.311 | 11:00 | 0.1635
|  | 44:00 | 0 | 0 | 0 | 0 | 0 | 0 | 0 | 0 | 0 | 0 | 0 | 0 | 0.5011 | 0.5979 | 0.1737 | 0.5674 | 0.5979 | 0.3946 | 0.4378 | 0.6775 | 0.4221 | 0.5388 | 0.4807 | 0.5162 | 12:00 | 0.4284 | 12:00 | 0.706 | 12:00 | 0.2493 | 12:00 | 0.2261
|  | 45:00 | 0 | 0 | 0 | 0 | 0 | 0 | 0 | 0 | 0 | 0 | 0 | 0 | 0.5414 | 0.6738 | 0.171 | 0.6219 | 0.6738 | 0.4247 | 0.501 | 0.713 | 0.3751 | 0.5152 | 0.4428 | 0.5059 | 13:00 | 0.4848 | 13:00 | 0.6726 | 13:00 | 0.1885 | 13:00 | 0.2105
|  | 46:00 | 0 | 0 | 0 | 0 | 0 | 0 | 0 | 0 | 0 | 0 | 0 | 0 | 0.541 | 0.7208 | 0.1773 | 0.6598 | 0.7208 | 0.4403 | 0.4969 | 0.7158 | 0.3265 | 0.5712 | 0.3604 | 0.4616 | 14:00 | 0.3798 | 14:00 | 0.6786 | 14:00 | 0.1496 | 14:00 | 0.1409
|  | 47:00 | 0 | 0 | 0 | 0 | 0 | 0 | 0 | 0 | 0 | 0 | 0 | 0 | 0.4343 | 0.4994 | 0.1476 | 0.5444 | 0.4994 | 0.3491 | 0.4421 | 0.6198 | 0.1502 | 0.3745 | 0.4015 | 0.4254 | 15:00 | 0.524 | 15:00 | 0.6993 | 15:00 | 0.1324 | 15:00 | 0.1513
|  | 48:00 | 0 | 0 | 0 | 0 | 0 | 0 | 0 | 0 | 0 | 0 | 0 | 0 | 0.421 | 0.4545 | 0.1312 | 0.4711 | 0.4545 | 0.3189 | 0.3769 | 0.5331 | 0.2578 | 0.3324 | 0.3917 | 0.404 | 16:00 | 0.3869 | 16:00 | 0.5282 | 16:00 | 0.1426 | 16:00 | 0.1438
Mar | Spring | 49:00 | 0 | 0 | 0 | 0 | 0 | 0 | 0 | 0 | 0 | 0 | 0 | 0 | 0.4019 | 0.438 | 0.1198 | 0.491 | 0.438 | 0.3109 | 0.5272 | 0.6632 | 0.4977 | 0.4303 | 0.3493 | 0.4609 | 17:00 | 0.1597 | 17:00 | 0.3967 | 17:00 | 0.1598 | 17:00 | 0.1666
|  | 50:00 | 0 | 0 | 0 | 0 | 0 | 0 | 0 | 0 | 0 | 0 | 0 | 0 | 0.4382 | 0.5198 | 0.1161 | 0.4927 | 0.5198 | 0.3297 | 0.444 | 0.6632 | 0.4995 | 0.4095 | 0.4172 | 0.4848 | 18:00 | 0 | 18:00 | 0.1005 | 18:00 | 0.1651 | 18:00 | 0.1316
|  | 51:00 | 0 | 0 | 0 | 0 | 0 | 0 | 0 | 0 | 0 | 0 | 0 | 0 | 0.3895 | 0.5961 | 0.1198 | 0.5182 | 0.5961 | 0.3316 | 0.4028 | 0.6472 | 0.5451 | 0.4306 | 0.3686 | 0.4583 | 19:00 | 0 | 19:00 | 0 | 19:00 | 0.2039 | 19:00 | 0.198
|  | 52:00 | 0 | 0 | 0 | 0 | 0 | 0 | 0 | 0 | 0 | 0 | 0 | 0 | 0.3611 | 0.5037 | 0.1295 | 0.5154 | 0.5037 | 0.3159 | 0.4422 | 0.6874 | 0.5882 | 0.4568 | 0.3397 | 0.4634 | 20:00 | 0 | 20:00 | 0 | 20:00 | 0.2464 | 20:00 | 0.357
|  | 53:00 | 0 | 0 | 0 | 0 | 0 | 0 | 0 | 0 | 0 | 0 | 0 | 0 | 0.3139 | 0.4761 | 0.1041 | 0.4282 | 0.4761 | 0.2718 | 0.4876 | 0.6657 | 0.5756 | 0.4822 | 0.2807 | 0.4338 | 21:00 | 0 | 21:00 | 0 | 21:00 | 0.3092 | 21:00 | 0.5115
|  | 54:00 | 0 | 0 | 0 | 0 | 0 | 0 | 0 | 0 | 0 | 0 | 0 | 0 | 0.2912 | 0.4427 | 0.1244 | 0.4654 | 0.4427 | 0.277 | 0.5604 | 0.6296 | 0.6904 | 0.5407 | 0.2936 | 0.456 | 22:00 | 0 | 22:00 | 0 | 22:00 | 0.3522 | 22:00 | 0.5809
|  | 55:00 | 0 | 0 | 0 | 0 | 0 | 0 | 0 | 0.0034 | 0 | 0 | 0 | 0.0007 | 0.3393 | 0.4562 | 0.0992 | 0.4441 | 0.4562 | 0.2778 | 0.4933 | 0.5426 | 0.7688 | 0.5616 | 0.2784 | 0.431 | 23:00 | 0 | 23:00 | 0 | 23:00 | 0.3517 | 23:00 | 0.534
|  | 56:00 | 0 | 0 | 0 | 0 | 0 | 0 | 0.1432 | 0.1876 | 0.0235 | 0.1096 | 0.0607 | 0.1049 | 0.4779 | 0.4097 | 0.0826 | 0.3735 | 0.4097 | 0.2907 | 0.4046 | 0.4776 | 0.7102 | 0.5751 | 0.2238 | 0.3728 | 24:00 | 0 | 24:00 | 0 | 24:00 | 0.3271 | 24:00 | 0.4298
|  | 57:00 | 0 | 0.0042 | 0 | 0 | 0 | 0.0008 | 0.4621 | 0.5912 | 0.0614 | 0.4015 | 0.4395 | 0.3912 | 0.4622 | 0.3678 | 0.0742 | 0.3322 | 0.3678 | 0.2698 | 0.3507 | 0.4239 | 0.654 | 0.6047 | 0.1917 | 0.3333
|  | 58:00 | 0.2182 | 0.3351 | 0 | 0.1932 | 0.1338 | 0.176 | 0.657 | 0.7865 | 0.2379 | 0.6205 | 0.6944 | 0.5993 | 0.4017 | 0.4138 | 0.1253 | 0.3686 | 0.4138 | 0.2858 | 0.4306 | 0.4069 | 0.7136 | 0.6831 | 0.1779 | 0.3419
|  | 59:00 | 0.5002 | 0.7479 | 0 | 0.4246 | 0.4501 | 0.4246 | 0.7329 | 0.8408 | 0.3587 | 0.7949 | 0.7934 | 0.7042 | 0.4928 | 0.5659 | 0.1248 | 0.505 | 0.5659 | 0.3565 | 0.3006 | 0.325 | 0.8233 | 0.6586 | 0.1987 | 0.3306 | West
|  | 60:00 | 0.5334 | 0.7507 | 0.168 | 0.583 | 0.5327 | 0.5136 | 0.7943 | 0.8434 | 0.5496 | 0.8067 | 0.8052 | 0.7599 | 0.5693 | 0.5552 | 0.1341 | 0.5181 | 0.5552 | 0.3831 | 0.2764 | 0.3536 | 0.8207 | 0.6536 | 0.2739 | 0.3715 |  | SOLAR CSP |  | SOLAR PVSAT |  | wind |  | new wind
|  | 61:00 | 0.5713 | 0.7408 | 0.3381 | 0.6706 | 0.5635 | 0.5769 | 0.7825 | 0.8309 | 0.6791 | 0.8094 | 0.7907 | 0.7785 | 0.5345 | 0.4525 | 0.1129 | 0.4368 | 0.4525 | 0.3365 | 0.3347 | 0.4108 | 0.8523 | 0.7066 | 0.3518 | 0.4362 |  | 1 |  | 1 |  | 1 |  | 1
|  | 62:00 | 0.586 | 0.7448 | 0.4453 | 0.6625 | 0.4367 | 0.5751 | 0.7773 | 0.8354 | 0.8172 | 0.8132 | 0.77 | 0.8026 | 0.4966 | 0.3516 | 0.1381 | 0.3577 | 0.3516 | 0.3082 | 0.2941 | 0.3765 | 0.8671 | 0.7075 | 0.3182 | 0.4087 | 1:00 | 0 | 1:00 | 0 | 1:00 | 0.6845 | 1:00 | 0.6563
|  | 63:00 | 0.5851 | 0.7508 | 0.5712 | 0.6674 | 0.5637 | 0.6277 | 0.7794 | 0.8483 | 0.8211 | 0.7921 | 0.7747 | 0.8031 | 0.4158 | 0.3536 | 0.1122 | 0.3715 | 0.3536 | 0.278 | 0.3432 | 0.4391 | 0.9017 | 0.6984 | 0.3538 | 0.4498 | 2:00 | 0 | 2:00 | 0 | 2:00 | 0.6363 | 2:00 | 0.5852
|  | 64:00 | 0.517 | 0.7321 | 0.564 | 0.6423 | 0.5417 | 0.5994 | 0.7204 | 0.8257 | 0.757 | 0.7831 | 0.7438 | 0.766 | 0.4213 | 0.374 | 0.1163 | 0.3312 | 0.374 | 0.2756 | 0.3926 | 0.5244 | 0.8909 | 0.7456 | 0.4345 | 0.5161 | 3:00 | 0 | 3:00 | 0 | 3:00 | 0.5615 | 3:00 | 0.5804
|  | 65:00 | 0.3638 | 0.5514 | 0.3375 | 0.5187 | 0.3475 | 0.4238 | 0.5658 | 0.6556 | 0.5051 | 0.6473 | 0.6269 | 0.6001 | 0.4039 | 0.3712 | 0.1208 | 0.3259 | 0.3712 | 0.2711 | 0.4217 | 0.4908 | 0.8441 | 0.7563 | 0.4502 | 0.5148 | 4:00 | 0 | 4:00 | 0 | 4:00 | 0.5401 | 4:00 | 0.5593
|  | 66:00 | 0 | 0.0925 | 0 | 0.0614 | 0 | 0.0308 | 0.2652 | 0.403 | 0.1733 | 0.3705 | 0.3745 | 0.3173 | 0.3278 | 0.3617 | 0.1314 | 0.3215 | 0.3617 | 0.2519 | 0.4883 | 0.5474 | 0.8437 | 0.7828 | 0.5164 | 0.5695 | 5:00 | 0 | 5:00 | 0 | 5:00 | 0.4845 | 5:00 | 0.5144
|  | 67:00 | 0 | 0 | 0 | 0 | 0 | 0 | 0.0106 | 0.0282 | 0.001 | 0.0159 | 0.0276 | 0.0166 | 0.291 | 0.3366 | 0.0968 | 0.3201 | 0.3366 | 0.2244 | 0.6 | 0.5825 | 0.8913 | 0.8752 | 0.5814 | 0.6322 | 6:00 | 0 | 6:00 | 0 | 6:00 | 0.4908 | 6:00 | 0.5261
|  | 68:00 | 0 | 0 | 0 | 0 | 0 | 0 | 0 | 0 | 0 | 0 | 0 | 0 | 0.3242 | 0.3418 | 0.1155 | 0.3583 | 0.3418 | 0.2495 | 0.6186 | 0.6476 | 0.8139 | 0.7919 | 0.631 | 0.6614 | 7:00 | 0 | 7:00 | 0.0091 | 7:00 | 0.4489 | 7:00 | 0.4835
|  | 69:00 | 0 | 0 | 0 | 0 | 0 | 0 | 0 | 0 | 0 | 0 | 0 | 0 | 0.3288 | 0.3568 | 0.1311 | 0.3938 | 0.3568 | 0.2659 | 0.6098 | 0.6763 | 0.6646 | 0.6763 | 0.6615 | 0.66 | 8:00 | 0 | 8:00 | 0.3261 | 8:00 | 0.4268 | 8:00 | 0.4831
|  | 70:00 | 0 | 0 | 0 | 0 | 0 | 0 | 0 | 0 | 0 | 0 | 0 | 0 | 0.4091 | 0.4901 | 0.1495 | 0.4823 | 0.4901 | 0.3293 | 0.4975 | 0.5981 | 0.4927 | 0.5553 | 0.6856 | 0.6167 | 9:00 | 0.0692 | 9:00 | 0.6544 | 9:00 | 0.4198 | 9:00 | 0.4937
|  | 71:00 | 0 | 0 | 0 | 0 | 0 | 0 | 0 | 0 | 0 | 0 | 0 | 0 | 0.3655 | 0.4991 | 0.1256 | 0.4466 | 0.4991 | 0.3014 | 0.4154 | 0.5548 | 0.5015 | 0.5665 | 0.614 | 0.5632 | 10:00 | 0.4307 | 10:00 | 0.7098 | 10:00 | 0.3713 | 10:00 | 0.4459
|  | 72:00 | 0 | 0 | 0 | 0 | 0 | 0 | 0 | 0 | 0 | 0 | 0 | 0 | 0.2956 | 0.4105 | 0.1023 | 0.3639 | 0.4105 | 0.2454 | 0.3986 | 0.5649 | 0.5432 | 0.5121 | 0.5194 | 0.5184 | 11:00 | 0.4867 | 11:00 | 0.6063 | 11:00 | 0.4235 | 11:00 | 0.3662
Apr |  | 73:00 | 0 | 0 | 0 | 0 | 0 | 0 | 0 | 0 | 0 | 0 | 0 | 0 | 0.4901 | 0.7972 | 0.1844 | 0.7515 | 0.7972 | 0.456 | 0.7445 | 0.6554 | 0.5128 | 0.5885 | 0.6815 | 0.6593 | 12:00 | 0.3505 | 12:00 | 0.5598 | 12:00 | 0.4087 | 12:00 | 0.3305
|  | 74:00 | 0 | 0 | 0 | 0 | 0 | 0 | 0 | 0 | 0 | 0 | 0 | 0 | 0.5022 | 0.7537 | 0.1772 | 0.7319 | 0.7537 | 0.4475 | 0.7947 | 0.7184 | 0.4061 | 0.5213 | 0.6342 | 0.6402 | 13:00 | 0.284 | 13:00 | 0.6164 | 13:00 | 0.313 | 13:00 | 0.2482
|  | 75:00 | 0 | 0 | 0 | 0 | 0 | 0 | 0 | 0 | 0 | 0 | 0 | 0 | 0.5128 | 0.782 | 0.1902 | 0.7698 | 0.782 | 0.4666 | 0.7792 | 0.7346 | 0.3838 | 0.3994 | 0.6364 | 0.6353 | 14:00 | 0.4094 | 14:00 | 0.7476 | 14:00 | 0.2355 | 14:00 | 0.1779
|  | 76:00 | 0 | 0 | 0 | 0 | 0 | 0 | 0 | 0 | 0 | 0 | 0 | 0 | 0.4968 | 0.7423 | 0.1728 | 0.7104 | 0.7423 | 0.4386 | 0.7488 | 0.7747 | 0.3124 | 0.3205 | 0.6141 | 0.6181 | 15:00 | 0.5309 | 15:00 | 0.6695 | 15:00 | 0.1845 | 15:00 | 0.1463
|  | 77:00 | 0 | 0 | 0 | 0 | 0 | 0 | 0 | 0 | 0 | 0 | 0 | 0 | 0.4716 | 0.6588 | 0.1618 | 0.6216 | 0.6588 | 0.3995 | 0.7481 | 0.7488 | 0.3487 | 0.326 | 0.6246 | 0.6218 | 16:00 | 0.6585 | 16:00 | 0.7874 | 16:00 | 0.1697 | 16:00 | 0.1403
|  | 78:00 | 0 | 0 | 0 | 0 | 0 | 0 | 0.0014 | 0.002 | 0 | 0 | 0 | 0.0007 | 0.4353 | 0.5785 | 0.1455 | 0.5944 | 0.5785 | 0.3679 | 0.8028 | 0.6806 | 0.3613 | 0.3671 | 0.7133 | 0.6604 | 17:00 | 0.4648 | 17:00 | 0.588 | 17:00 | 0.1725 | 17:00 | 0.1512
|  | 79:00 | 0 | 0 | 0 | 0 | 0 | 0 | 0.1016 | 0.1197 | 0.0292 | 0.0329 | 0.1955 | 0.0958 | 0.428 | 0.4881 | 0.1287 | 0.525 | 0.4881 | 0.3345 | 0.7596 | 0.5497 | 0.3676 | 0.3396 | 0.7471 | 0.6425 | 18:00 | 0 | 18:00 | 0.3012 | 18:00 | 0.1698 | 18:00 | 0.1646
|  | 80:00 | 0 | 0 | 0 | 0 | 0 | 0 | 0.4377 | 0.3413 | 0.2824 | 0.2432 | 0.6724 | 0.3954 | 0.3158 | 0.3645 | 0.1038 | 0.3985 | 0.3645 | 0.2531 | 0.6612 | 0.4204 | 0.5347 | 0.4047 | 0.5969 | 0.5487 | 19:00 | 0 | 19:00 | 0.0082 | 19:00 | 0.1904 | 19:00 | 0.2259
|  | 81:00 | 0.1055 | 0.1789 | 0.0455 | 0 | 0.2016 | 0.1063 | 0.5326 | 0.5164 | 0.5664 | 0.4386 | 0.9314 | 0.5971 | 0.2343 | 0.2759 | 0.0885 | 0.3018 | 0.2759 | 0.1942 | 0.5498 | 0.3037 | 0.6601 | 0.4692 | 0.4586 | 0.4574 | 20:00 | 0 | 20:00 | 0 | 20:00 | 0.2596 | 20:00 | 0.2845
|  | 82:00 | 0.2351 | 0.5234 | 0.0378 | 0.0037 | 0.4131 | 0.2426 | 0.6937 | 0.7146 | 0.5973 | 0.6443 | 0.979 | 0.7258 | 0.2387 | 0.2749 | 0.0799 | 0.2823 | 0.2749 | 0.1881 | 0.3326 | 0.2141 | 0.6133 | 0.4368 | 0.2989 | 0.3256 | 21:00 | 0 | 21:00 | 0 | 21:00 | 0.3436 | 21:00 | 0.3755
|  | 83:00 | 0.3224 | 0.6106 | 0.1893 | 0 | 0.5187 | 0.3282 | 0.6577 | 0.7741 | 0.639 | 0.7218 | 0.9679 | 0.7521 | 0.2258 | 0.3041 | 0.0839 | 0.2932 | 0.3041 | 0.1917 | 0.4044 | 0.1922 | 0.5747 | 0.4512 | 0.4198 | 0.3857 | 22:00 | 0 | 22:00 | 0 | 22:00 | 0.3727 | 22:00 | 0.4598
|  | 84:00 | 0.3717 | 0.651 | 0.513 | 0.0397 | 0.4423 | 0.4036 | 0.7851 | 0.7777 | 0.748 | 0.8009 | 0.9394 | 0.8102 | 0.3282 | 0.423 | 0.1279 | 0.4533 | 0.423 | 0.2841 | 0.6083 | 0.1957 | 0.6472 | 0.4106 | 0.6446 | 0.529 | 23:00 | 0 | 23:00 | 0 | 23:00 | 0.3282 | 23:00 | 0.4636
|  | 85:00 | 0.4552 | 0.7989 | 0.5299 | 0.1222 | 0.5245 | 0.4861 | 0.8012 | 0.7708 | 0.7071 | 0.8366 | 0.8925 | 0.8016 | 0.4264 | 0.5567 | 0.1422 | 0.4894 | 0.5567 | 0.3406 | 0.5031 | 0.2567 | 0.535 | 0.3656 | 0.7722 | 0.5802 | 24:00 | 0 | 24:00 | 0 | 24:00 | 0.3408 | 24:00 | 0.5104
|  | 86:00 | 0.5988 | 0.8842 | 0.5587 | 0.0973 | 0.4527 | 0.5183 | 0.834 | 0.8301 | 0.7051 | 0.8478 | 0.8175 | 0.8069 | 0.45 | 0.3819 | 0.1308 | 0.3779 | 0.3819 | 0.2997 | 0.5732 | 0.3566 | 0.4762 | 0.2784 | 0.652 | 0.5397
|  | 87:00 | 0.6746 | 0.8483 | 0.5792 | 0.2029 | 0.4102 | 0.543 | 0.8855 | 0.7944 | 0.7514 | 0.887 | 0.7328 | 0.8102 | 0.3854 | 0.3208 | 0.1127 | 0.3368 | 0.3208 | 0.2589 | 0.5983 | 0.3502 | 0.4996 | 0.2782 | 0.455 | 0.4448
|  | 88:00 | 0.494 | 0.8716 | 0.5207 | 0.272 | 0.4208 | 0.5158 | 0.8597 | 0.7453 | 0.7507 | 0.7929 | 0.3958 | 0.7089 | 0.3797 | 0.3404 | 0.115 | 0.3234 | 0.3404 | 0.2578 | 0.6161 | 0.3483 | 0.6139 | 0.3184 | 0.441 | 0.4542 | Coastal
|  | 89:00 | 0.6101 | 0.7637 | 0.533 | 0.3717 | 0.0789 | 0.4714 | 0.8062 | 0.6603 | 0.5717 | 0.718 | 0.7843 | 0.7081 | 0.3672 | 0.3367 | 0.1233 | 0.3453 | 0.3367 | 0.2615 | 0.6242 | 0.3939 | 0.6877 | 0.3447 | 0.5192 | 0.5143 |  | SOLAR CSP |  | SOLAR PVSAT |  | wind |  | new wind
|  | 90:00 | 0.3008 | 0.468 | 0.0594 | 0.1676 | 0.1294 | 0.225 | 0.5527 | 0.5618 | 0.3614 | 0.47 | 0.4622 | 0.4816 | 0.4289 | 0.4801 | 0.1357 | 0.4684 | 0.4801 | 0.3254 | 0.7545 | 0.3932 | 0.816 | 0.4943 | 0.5406 | 0.561 |  | 1 |  | 1 |  | 1 |  | 1
|  | 91:00 | 0 | 0 | 0 | 0 | 0 | 0 | 0.1571 | 0.129 | 0.0328 | 0.0653 | 0.2942 | 0.1357 | 0.514 | 0.6373 | 0.1715 | 0.6093 | 0.6373 | 0.4104 | 0.8526 | 0.4571 | 0.8206 | 0.6335 | 0.6123 | 0.6292 | 1:00 | 0 | 1:00 | 0 | 1:00 | 0.4488 | 1:00 | 0.2568
|  | 92:00 | 0 | 0 | 0 | 0 | 0 | 0 | 0.0014 | 0.0018 | 0 | 0 | 0.0161 | 0.0039 | 0.5283 | 0.6904 | 0.1809 | 0.6422 | 0.6904 | 0.431 | 0.8526 | 0.6257 | 0.7209 | 0.6598 | 0.777 | 0.7398 | 2:00 | 0 | 2:00 | 0 | 2:00 | 0.3807 | 2:00 | 0.1941
|  | 93:00 | 0 | 0 | 0 | 0 | 0 | 0 | 0 | 0 | 0 | 0 | 0 | 0 | 0.5194 | 0.708 | 0.1753 | 0.6413 | 0.708 | 0.4282 | 0.8454 | 0.7489 | 0.5912 | 0.6425 | 0.8784 | 0.8021 | 3:00 | 0 | 3:00 | 0 | 3:00 | 0.3475 | 3:00 | 0.1769
|  | 94:00 | 0 | 0 | 0 | 0 | 0 | 0 | 0 | 0 | 0 | 0 | 0 | 0 | 0.5829 | 0.7866 | 0.1886 | 0.7471 | 0.7866 | 0.4818 | 0.836 | 0.8297 | 0.3649 | 0.541 | 0.8222 | 0.7607 | 4:00 | 0 | 4:00 | 0 | 4:00 | 0.3529 | 4:00 | 0.1833
|  | 95:00 | 0 | 0 | 0 | 0 | 0 | 0 | 0 | 0 | 0 | 0 | 0 | 0 | 0.5667 | 0.7988 | 0.1879 | 0.7466 | 0.7988 | 0.4783 | 0.7803 | 0.8306 | 0.4893 | 0.564 | 0.7639 | 0.7406 | 5:00 | 0 | 5:00 | 0 | 5:00 | 0.3594 | 5:00 | 0.2644
|  | 96:00 | 0 | 0 | 0 | 0 | 0 | 0 | 0 | 0 | 0 | 0 | 0 | 0 | 0.5669 | 0.7994 | 0.2034 | 0.7685 | 0.7994 | 0.489 | 0.7109 | 0.6966 | 0.4996 | 0.4101 | 0.5406 | 0.5846 | 6:00 | 0 | 6:00 | 0 | 6:00 | 0.334 | 6:00 | 0.2178
May |  | 97:00 | 0 | 0 | 0 | 0 | 0 | 0 | 0 | 0 | 0 | 0 | 0 | 0 | 0.6385 | 0.8176 | 0.2171 | 0.7686 | 0.8176 | 0.5168 | 0.7875 | 0.8276 | 0.453 | 0.5583 | 0.8481 | 0.7786 | 7:00 | 0 | 7:00 | 0.0135 | 7:00 | 0.2981 | 7:00 | 0.1679
|  | 98:00 | 0 | 0 | 0 | 0 | 0 | 0 | 0 | 0 | 0 | 0 | 0 | 0 | 0.605 | 0.7233 | 0.1998 | 0.7481 | 0.7233 | 0.4852 | 0.7082 | 0.796 | 0.3941 | 0.4907 | 0.7784 | 0.7177 | 8:00 | 0 | 8:00 | 0.344 | 8:00 | 0.3248 | 8:00 | 0.2524
|  | 99:00 | 0 | 0 | 0 | 0 | 0 | 0 | 0 | 0 | 0 | 0 | 0 | 0 | 0.5742 | 0.6414 | 0.1944 | 0.7204 | 0.6414 | 0.4591 | 0.5901 | 0.7297 | 0.373 | 0.4308 | 0.7219 | 0.656 | 9:00 | 0.009 | 9:00 | 0.5481 | 9:00 | 0.3744 | 9:00 | 0.3611
|  | 100:00 | 0 | 0 | 0 | 0 | 0 | 0 | 0 | 0 | 0 | 0 | 0 | 0 | 0.5868 | 0.6374 | 0.2007 | 0.7254 | 0.6374 | 0.4657 | 0.5979 | 0.7098 | 0.4314 | 0.4241 | 0.6872 | 0.6413 | 10:00 | 0.3592 | 10:00 | 0.783 | 10:00 | 0.275 | 10:00 | 0.1761
|  | 101:00 | 0 | 0 | 0 | 0 | 0 | 0 | 0 | 0 | 0 | 0 | 0 | 0 | 0.5549 | 0.6141 | 0.1814 | 0.6861 | 0.6141 | 0.4384 | 0.5583 | 0.6456 | 0.4318 | 0.3715 | 0.6188 | 0.5857 | 11:00 | 0.3758 | 11:00 | 0.6715 | 11:00 | 0.3058 | 11:00 | 0.207
|  | 102:00 | 0 | 0 | 0 | 0 | 0 | 0 | 0.0081 | 0.0015 | 0.0073 | 0 | 0.0172 | 0.0068 | 0.4858 | 0.5524 | 0.1542 | 0.6133 | 0.5524 | 0.3863 | 0.5208 | 0.5472 | 0.4695 | 0.411 | 0.5761 | 0.5438 | 12:00 | 0.3477 | 12:00 | 0.618 | 12:00 | 0.3243 | 12:00 | 0.1851
|  | 103:00 | 0 | 0 | 0 | 0 | 0 | 0 | 0.1185 | 0.0443 | 0.1541 | 0.0535 | 0.2905 | 0.1322 | 0.421 | 0.4789 | 0.1369 | 0.5155 | 0.4789 | 0.3329 | 0.4866 | 0.4776 | 0.4648 | 0.3821 | 0.5372 | 0.5029 | 13:00 | 0.4741 | 13:00 | 0.69 | 13:00 | 0.2274 | 13:00 | 0.1364
|  | 104:00 | 0.0919 | 0.0795 | 0.1017 | 0 | 0.0584 | 0.0663 | 0.3286 | 0.2155 | 0.3035 | 0.2646 | 0.5784 | 0.3381 | 0.3488 | 0.3612 | 0.1027 | 0.3764 | 0.3612 | 0.2572 | 0.342 | 0.4007 | 0.4112 | 0.346 | 0.4057 | 0.3953 | 14:00 | 0.441 | 14:00 | 0.6603 | 14:00 | 0.1901 | 14:00 | 0.1142
|  | 105:00 | 0.6225 | 0.3471 | 0.5634 | 0.1817 | 0.4926 | 0.4415 | 0.5488 | 0.3698 | 0.453 | 0.4588 | 0.7337 | 0.5128 | 0.2977 | 0.2554 | 0.0828 | 0.2714 | 0.2554 | 0.2014 | 0.2373 | 0.3465 | 0.3566 | 0.2885 | 0.3083 | 0.3136 | 15:00 | 0.5682 | 15:00 | 0.7396 | 15:00 | 0.1637 | 15:00 | 0.1039
|  | 106:00 | 0.7778 | 0.5444 | 0.6954 | 0.4354 | 0.7095 | 0.6325 | 0.7757 | 0.5652 | 0.7578 | 0.6824 | 0.7218 | 0.7006 | 0.4451 | 0.3606 | 0.1221 | 0.3805 | 0.3606 | 0.2929 | 0.2673 | 0.4859 | 0.3633 | 0.42 | 0.3029 | 0.3523 | 16:00 | 0.6245 | 16:00 | 0.7272 | 16:00 | 0.1133 | 16:00 | 0.137
|  | 107:00 | 0.728 | 0.519 | 0.6909 | 0.4643 | 0.6302 | 0.6065 | 0.8004 | 0.6347 | 0.8771 | 0.7571 | 0.8328 | 0.7804 | 0.4247 | 0.3343 | 0.117 | 0.3607 | 0.3343 | 0.278 | 0.255 | 0.4026 | 0.4666 | 0.4609 | 0.2956 | 0.3421 | 17:00 | 0.3874 | 17:00 | 0.5795 | 17:00 | 0.1464 | 17:00 | 0.1942
|  | 108:00 | 0.6962 | 0.4977 | 0.6933 | 0.4473 | 0.5506 | 0.577 | 0.7882 | 0.738 | 0.9156 | 0.7989 | 0.7494 | 0.798 | 0.4347 | 0.3193 | 0.1033 | 0.3516 | 0.3193 | 0.2717 | 0.2345 | 0.3691 | 0.5243 | 0.4997 | 0.2445 | 0.3148 | 18:00 | 0 | 18:00 | 0.0929 | 18:00 | 0.185 | 18:00 | 0.2403
|  | 109:00 | 0.655 | 0.4678 | 0.6576 | 0.4104 | 0.5067 | 0.5395 | 0.7497 | 0.7401 | 0.8859 | 0.8088 | 0.7343 | 0.7838 | 0.4714 | 0.3555 | 0.1148 | 0.3771 | 0.3555 | 0.2961 | 0.28 | 0.3877 | 0.6418 | 0.5985 | 0.2469 | 0.3432 | 19:00 | 0 | 19:00 | 0 | 19:00 | 0.2306 | 19:00 | 0.3342
|  | 110:00 | 0.6247 | 0.4529 | 0.6494 | 0.3847 | 0.4925 | 0.5209 | 0.6807 | 0.7043 | 0.9105 | 0.7819 | 0.8137 | 0.7782 | 0.4712 | 0.3957 | 0.1369 | 0.3723 | 0.3957 | 0.3087 | 0.3 | 0.414 | 0.5972 | 0.5364 | 0.324 | 0.3823 | 20:00 | 0 | 20:00 | 0 | 20:00 | 0.3193 | 20:00 | 0.3878
|  | 111:00 | 0.6013 | 0.4449 | 0.6134 | 0.3181 | 0.3922 | 0.474 | 0.7128 | 0.6533 | 0.8799 | 0.7825 | 0.714 | 0.7485 | 0.4301 | 0.3389 | 0.1365 | 0.3526 | 0.3389 | 0.2863 | 0.3948 | 0.4232 | 0.657 | 0.5894 | 0.369 | 0.4269 | 21:00 | 0 | 21:00 | 0 | 21:00 | 0.3989 | 21:00 | 0.4317
|  | 112:00 | 0.5877 | 0.4536 | 0.5718 | 0.2972 | 0.4614 | 0.4743 | 0.7153 | 0.6373 | 0.8475 | 0.78 | 0.7466 | 0.7453 | 0.4299 | 0.3076 | 0.1344 | 0.3128 | 0.3076 | 0.2737 | 0.4042 | 0.4498 | 0.7209 | 0.6839 | 0.3892 | 0.4556 | 22:00 | 0 | 22:00 | 0 | 22:00 | 0.3029 | 22:00 | 0.3
|  | 113:00 | 0.574 | 0.4498 | 0.5354 | 0.2972 | 0.4843 | 0.4681 | 0.6394 | 0.5709 | 0.6718 | 0.5907 | 0.7058 | 0.6357 | 0.3777 | 0.2678 | 0.1149 | 0.2666 | 0.2678 | 0.2373 | 0.3674 | 0.3921 | 0.6623 | 0.6544 | 0.3263 | 0.3988 | 23:00 | 0 | 23:00 | 0 | 23:00 | 0.2564 | 23:00 | 0.1785
|  | 114:00 | 0.518 | 0.2785 | 0.454 | 0.2598 | 0.5109 | 0.4042 | 0.4404 | 0.3816 | 0.3732 | 0.3664 | 0.4972 | 0.4118 | 0.3436 | 0.199 | 0.098 | 0.2175 | 0.199 | 0.203 | 0.392 | 0.3492 | 0.6021 | 0.7255 | 0.3724 | 0.4113 | 24:00 | 0 | 24:00 | 0 | 24:00 | 0.0862 | 24:00 | 0.1159
|  | 115:00 | 0 | 0.0461 | 0 | 0 | 0.0764 | 0.0245 | 0.1268 | 0.0722 | 0.0668 | 0.0925 | 0.1455 | 0.1008 | 0.3845 | 0.201 | 0.0953 | 0.2721 | 0.201 | 0.2246 | 0.4627 | 0.401 | 0.6607 | 0.7666 | 0.4616 | 0.4843
|  | 116:00 | 0 | 0 | 0 | 0 | 0 | 0 | 0.0025 | 0.0033 | 0 | 0.0005 | 0.0023 | 0.0017 | 0.4372 | 0.3637 | 0.1326 | 0.4154 | 0.3637 | 0.3022 | 0.6011 | 0.5377 | 0.503 | 0.6303 | 0.5447 | 0.5485
|  | 117:00 | 0 | 0 | 0 | 0 | 0 | 0 | 0 | 0 | 0 | 0 | 0 | 0 | 0.5068 | 0.6257 | 0.1806 | 0.607 | 0.6257 | 0.4102 | 0.729 | 0.68 | 0.3946 | 0.5171 | 0.6101 | 0.6106 | South
|  | 118:00 | 0 | 0 | 0 | 0 | 0 | 0 | 0 | 0 | 0 | 0 | 0 | 0 | 0.5004 | 0.5604 | 0.1739 | 0.5791 | 0.5604 | 0.3924 | 0.8081 | 0.772 | 0.3525 | 0.5302 | 0.6921 | 0.6772 |  | SOLAR CSP |  | SOLAR PVSAT |  | wind |  | new wind
|  | 119:00 | 0 | 0 | 0 | 0 | 0 | 0 | 0 | 0 | 0 | 0 | 0 | 0 | 0.4883 | 0.5769 | 0.1684 | 0.617 | 0.5769 | 0.3963 | 0.7527 | 0.7147 | 0.2773 | 0.4993 | 0.7785 | 0.6914 |  | 1 |  | 1 |  | 1 |  | 1
|  | 120:00 | 0 | 0 | 0 | 0 | 0 | 0 | 0 | 0 | 0 | 0 | 0 | 0 | 0.5015 | 0.6476 | 0.1689 | 0.6387 | 0.6476 | 0.4129 | 0.7016 | 0.683 | 0.2792 | 0.4343 | 0.8431 | 0.7083 | 1:00 | 0 | 1:00 | 0 | 1:00 | 0.6631 | 1:00 | 0.3354
Jun | Summer | 121:00 | 0 | 0 | 0 | 0 | 0 | 0 | 0 | 0 | 0 | 0 | 0 | 0 | 0.4009 | 0.5533 | 0.1448 | 0.512 | 0.5533 | 0.3385 | 0.5623 | 0.6079 | 0.2468 | 0.4259 | 0.7044 | 0.6019 | 2:00 | 0 | 2:00 | 0 | 2:00 | 0.6286 | 2:00 | 0.2875
|  | 122:00 | 0 | 0 | 0 | 0 | 0 | 0 | 0 | 0 | 0 | 0 | 0 | 0 | 0.4216 | 0.6265 | 0.1628 | 0.6211 | 0.6265 | 0.3819 | 0.5698 | 0.6233 | 0.1733 | 0.3276 | 0.6543 | 0.5682 | 3:00 | 0 | 3:00 | 0 | 3:00 | 0.5897 | 3:00 | 0.2675
|  | 123:00 | 0 | 0 | 0 | 0 | 0 | 0 | 0 | 0 | 0 | 0 | 0 | 0 | 0.4632 | 0.641 | 0.1753 | 0.6666 | 0.641 | 0.4094 | 0.5021 | 0.5716 | 0.1377 | 0.242 | 0.5513 | 0.4893 | 4:00 | 0 | 4:00 | 0 | 4:00 | 0.5964 | 4:00 | 0.3187
|  | 124:00 | 0 | 0 | 0 | 0 | 0 | 0 | 0 | 0 | 0 | 0 | 0 | 0 | 0.4017 | 0.5004 | 0.1309 | 0.5099 | 0.5004 | 0.3265 | 0.5137 | 0.621 | 0.1311 | 0.2202 | 0.5233 | 0.486 | 5:00 | 0 | 5:00 | 0 | 5:00 | 0.5402 | 5:00 | 0.3589
|  | 125:00 | 0 | 0 | 0 | 0 | 0 | 0 | 0 | 0 | 0 | 0 | 0 | 0 | 0.3339 | 0.4336 | 0.116 | 0.4403 | 0.4336 | 0.2796 | 0.4457 | 0.5956 | 0.1287 | 0.168 | 0.5419 | 0.4793 | 6:00 | 0 | 6:00 | 0 | 6:00 | 0.5428 | 6:00 | 0.3141
|  | 126:00 | 0 | 0 | 0 | 0 | 0 | 0 | 0.0081 | 0.0318 | 0.0054 | 0.0007 | 0.0161 | 0.0124 | 0.2863 | 0.365 | 0.0941 | 0.3862 | 0.365 | 0.2385 | 0.3488 | 0.5194 | 0.1282 | 0.1287 | 0.5481 | 0.4525 | 7:00 | 0 | 7:00 | 0.0385 | 7:00 | 0.4864 | 7:00 | 0.2614
|  | 127:00 | 0 | 0 | 0 | 0 | 0 | 0 | 0.205 | 0.2529 | 0.2581 | 0.1851 | 0.2561 | 0.2314 | 0.2561 | 0.3168 | 0.0904 | 0.3632 | 0.3168 | 0.2182 | 0.3374 | 0.488 | 0.1301 | 0.1129 | 0.5233 | 0.4311 | 8:00 | 0 | 8:00 | 0.4146 | 8:00 | 0.4782 | 8:00 | 0.3553
|  | 128:00 | 0 | 0.0691 | 0.003 | 0 | 0.0551 | 0.0254 | 0.4665 | 0.5399 | 0.555 | 0.4628 | 0.57 | 0.5188 | 0.2274 | 0.2623 | 0.0741 | 0.2934 | 0.2623 | 0.1833 | 0.2499 | 0.4379 | 0.0738 | 0.077 | 0.3779 | 0.3288 | 9:00 | 0.0618 | 9:00 | 0.7294 | 9:00 | 0.4604 | 9:00 | 0.4525
|  | 129:00 | 0.1391 | 0.3718 | 0.1905 | 0.1221 | 0.3625 | 0.2372 | 0.6663 | 0.6884 | 0.6583 | 0.6703 | 0.667 | 0.67 | 0.2136 | 0.2235 | 0.0621 | 0.242 | 0.2235 | 0.1598 | 0.1945 | 0.3864 | 0.0655 | 0.0679 | 0.2588 | 0.2498 | 10:00 | 0.5133 | 10:00 | 0.7674 | 10:00 | 0.4091 | 10:00 | 0.3517
|  | 130:00 | 0.5212 | 0.7383 | 0.4679 | 0.3956 | 0.6951 | 0.5636 | 0.8139 | 0.8353 | 0.8065 | 0.78 | 0.9188 | 0.8309 | 0.26 | 0.3009 | 0.0704 | 0.2812 | 0.3009 | 0.1931 | 0.185 | 0.4238 | 0.067 | 0.0691 | 0.2407 | 0.2483 | 11:00 | 0.615 | 11:00 | 0.7798 | 11:00 | 0.4178 | 11:00 | 0.3511
|  | 131:00 | 0.5952 | 0.7789 | 0.5189 | 0.5646 | 0.8617 | 0.6639 | 0.8045 | 0.9544 | 0.792 | 0.7936 | 0.8859 | 0.8461 | 0.3036 | 0.3208 | 0.0782 | 0.2879 | 0.3208 | 0.2122 | 0.2031 | 0.4331 | 0.0911 | 0.0931 | 0.304 | 0.288 | 12:00 | 0.4335 | 12:00 | 0.6869 | 12:00 | 0.3844 | 12:00 | 0.3744
|  | 132:00 | 0.6921 | 0.8701 | 0.5665 | 0.7629 | 0.9696 | 0.7722 | 0.8546 | 0.9537 | 0.8117 | 0.9028 | 0.9199 | 0.8885 | 0.3167 | 0.2943 | 0.0913 | 0.2959 | 0.2943 | 0.2196 | 0.245 | 0.403 | 0.1375 | 0.1401 | 0.3553 | 0.3191 | 13:00 | 0.4412 | 13:00 | 0.7136 | 13:00 | 0.2706 | 13:00 | 0.3043
|  | 133:00 | 0.6784 | 0.9507 | 0.6321 | 0.7152 | 0.9502 | 0.7853 | 0.8521 | 0.9409 | 0.8465 | 0.8606 | 0.8622 | 0.8725 | 0.3457 | 0.4139 | 0.0981 | 0.3605 | 0.4139 | 0.2576 | 0.2167 | 0.3285 | 0.2788 | 0.1742 | 0.3812 | 0.3298 | 14:00 | 0.3961 | 14:00 | 0.6521 | 14:00 | 0.1969 | 14:00 | 0.2699
|  | 134:00 | 0.6991 | 0.9595 | 0.5803 | 0.7729 | 0.9405 | 0.7905 | 0.8833 | 0.9368 | 0.8048 | 0.8862 | 0.8998 | 0.8822 | 0.3228 | 0.358 | 0.1086 | 0.3147 | 0.358 | 0.2396 | 0.2227 | 0.2934 | 0.4472 | 0.2647 | 0.5054 | 0.4082 | 15:00 | 0.4734 | 15:00 | 0.7203 | 15:00 | 0.1761 | 15:00 | 0.2326
|  | 135:00 | 0.7082 | 0.9326 | 0.5078 | 0.7345 | 0.871 | 0.7508 | 0.8668 | 0.9337 | 0.7714 | 0.8764 | 0.86 | 0.8617 | 0.3098 | 0.2882 | 0.1003 | 0.2831 | 0.2882 | 0.218 | 0.1719 | 0.2343 | 0.5535 | 0.3299 | 0.4924 | 0.3976 | 16:00 | 0.6276 | 16:00 | 0.7626 | 16:00 | 0.1679 | 16:00 | 0.1784
|  | 136:00 | 0.6713 | 0.8787 | 0.4952 | 0.6527 | 0.974 | 0.7343 | 0.8355 | 0.8938 | 0.7385 | 0.8239 | 0.9144 | 0.8412 | 0.3543 | 0.3513 | 0.1158 | 0.3417 | 0.3513 | 0.2559 | 0.1597 | 0.1893 | 0.6087 | 0.3408 | 0.467 | 0.3802 | 17:00 | 0.6511 | 17:00 | 0.6794 | 17:00 | 0.1639 | 17:00 | 0.1849
|  | 137:00 | 0.5695 | 0.8573 | 0.4065 | 0.5906 | 0.9575 | 0.6763 | 0.7337 | 0.8421 | 0.6282 | 0.7598 | 0.8824 | 0.7692 | 0.3784 | 0.3478 | 0.1187 | 0.3474 | 0.3478 | 0.2646 | 0.1986 | 0.1942 | 0.5772 | 0.3918 | 0.4984 | 0.4001 | 18:00 | 0 | 18:00 | 0.2588 | 18:00 | 0.1574 | 18:00 | 0.1884
|  | 138:00 | 0.3871 | 0.6907 | 0.2345 | 0.4219 | 0.6719 | 0.4812 | 0.5545 | 0.6739 | 0.4239 | 0.5509 | 0.6159 | 0.5638 | 0.3325 | 0.3626 | 0.1106 | 0.3115 | 0.3626 | 0.243 | 0.1823 | 0.1922 | 0.5771 | 0.4522 | 0.4815 | 0.392 | 19:00 | 0 | 19:00 | 0 | 19:00 | 0.1869 | 19:00 | 0.2191
|  | 139:00 | 0.0306 | 0.1081 | 0 | 0 | 0.4574 | 0.1192 | 0.2701 | 0.3803 | 0.1457 | 0.2483 | 0.4102 | 0.2909 | 0.3411 | 0.3631 | 0.1131 | 0.33 | 0.3631 | 0.2502 | 0.2024 | 0.226 | 0.4514 | 0.4974 | 0.4892 | 0.3934 | 20:00 | 0 | 20:00 | 0 | 20:00 | 0.2258 | 20:00 | 0.311
|  | 140:00 | 0 | 0 | 0 | 0 | 0 | 0 | 0.0138 | 0.0364 | 0 | 0.0039 | 0.0997 | 0.0308 | 0.3794 | 0.4143 | 0.1218 | 0.3959 | 0.4143 | 0.2836 | 0.3708 | 0.3598 | 0.4186 | 0.531 | 0.627 | 0.5096 | 21:00 | 0 | 21:00 | 0 | 21:00 | 0.2785 | 21:00 | 0.423
|  | 141:00 | 0 | 0 | 0 | 0 | 0 | 0 | 0 | 0 | 0 | 0 | 0 | 0 | 0.4157 | 0.4738 | 0.1305 | 0.4771 | 0.4738 | 0.3206 | 0.5927 | 0.5102 | 0.3859 | 0.6077 | 0.7515 | 0.6308 | 22:00 | 0 | 22:00 | 0 | 22:00 | 0.3435 | 22:00 | 0.4285
|  | 142:00 | 0 | 0 | 0 | 0 | 0 | 0 | 0 | 0 | 0 | 0 | 0 | 0 | 0.4312 | 0.5824 | 0.1362 | 0.548 | 0.5824 | 0.3542 | 0.6591 | 0.5195 | 0.3469 | 0.5982 | 0.7292 | 0.6244 | 23:00 | 0 | 23:00 | 0 | 23:00 | 0.3914 | 23:00 | 0.3485
|  | 143:00 | 0 | 0 | 0 | 0 | 0 | 0 | 0 | 0 | 0 | 0 | 0 | 0 | 0.4375 | 0.6135 | 0.1428 | 0.5374 | 0.6135 | 0.3602 | 0.7468 | 0.6261 | 0.2849 | 0.5539 | 0.7575 | 0.6635 | 24:00 | 0 | 24:00 | 0 | 24:00 | 0.3636 | 24:00 | 0.3241
|  | 144:00 | 0 | 0 | 0 | 0 | 0 | 0 | 0 | 0 | 0 | 0 | 0 | 0 | 0.4962 | 0.7185 | 0.1676 | 0.629 | 0.7185 | 0.4173 | 0.7453 | 0.7021 | 0.2484 | 0.4782 | 0.7838 | 0.6862
Jul |  | 145:00 | 0 | 0 | 0 | 0 | 0 | 0 | 0 | 0 | 0 | 0 | 0 | 0 | 0.3864 | 0.5017 | 0.1334 | 0.4849 | 0.5017 | 0.3183 | 0.5625 | 0.5888 | 0.3206 | 0.4366 | 0.5347 | 0.5212
|  | 146:00 | 0 | 0 | 0 | 0 | 0 | 0 | 0 | 0 | 0 | 0 | 0 | 0 | 0.3146 | 0.4357 | 0.1032 | 0.3852 | 0.4357 | 0.2584 | 0.4352 | 0.5795 | 0.2356 | 0.2946 | 0.4855 | 0.464 | Panhandle
|  | 147:00 | 0 | 0 | 0 | 0 | 0 | 0 | 0 | 0 | 0 | 0 | 0 | 0 | 0.2951 | 0.4027 | 0.0996 | 0.371 | 0.4027 | 0.2446 | 0.4515 | 0.556 | 0.168 | 0.2664 | 0.4993 | 0.4585 |  | SOLAR CSP |  | SOLAR PVSAT |  | wind |  | new wind
|  | 148:00 | 0 | 0 | 0 | 0 | 0 | 0 | 0 | 0 | 0 | 0 | 0 | 0 | 0.3288 | 0.4327 | 0.1064 | 0.4161 | 0.4327 | 0.2694 | 0.3977 | 0.507 | 0.1685 | 0.26 | 0.467 | 0.4249 |  | 1 |  | 1 |  | 1 |  | 1
|  | 149:00 | 0 | 0 | 0 | 0 | 0 | 0 | 0 | 0 | 0 | 0 | 0 | 0 | 0.3091 | 0.4037 | 0.1012 | 0.4037 | 0.4037 | 0.2559 | 0.3448 | 0.4612 | 0.1351 | 0.2717 | 0.4848 | 0.4142 | 1:00 | 0 | 1:00 | 0 | 1:00 | 0.6845 | 1:00 | 0.6664
|  | 150:00 | 0 | 0 | 0 | 0 | 0 | 0 | 0.0122 | 0.0076 | 0.0082 | 0.0003 | 0.0049 | 0.0066 | 0.3345 | 0.3966 | 0.1058 | 0.4301 | 0.3966 | 0.2693 | 0.3065 | 0.4072 | 0.1284 | 0.2631 | 0.4413 | 0.3747 | 2:00 | 0 | 2:00 | 0 | 2:00 | 0.6363 | 2:00 | 0.5896
|  | 151:00 | 0 | 0 | 0 | 0 | 0 | 0 | 0.2479 | 0.2222 | 0.1774 | 0.0912 | 0.1848 | 0.1847 | 0.3093 | 0.3317 | 0.1039 | 0.4258 | 0.3317 | 0.2529 | 0.3033 | 0.3466 | 0.1293 | 0.265 | 0.3828 | 0.3314 | 3:00 | 0 | 3:00 | 0 | 3:00 | 0.5615 | 3:00 | 0.6167
|  | 152:00 | 0.0704 | 0.0575 | 0 | 0 | 0 | 0.0256 | 0.5476 | 0.5893 | 0.4836 | 0.4995 | 0.6685 | 0.5577 | 0.2373 | 0.2618 | 0.0827 | 0.331 | 0.2618 | 0.1969 | 0.2244 | 0.3051 | 0.1958 | 0.2528 | 0.2691 | 0.263 | 4:00 | 0 | 4:00 | 0 | 4:00 | 0.5401 | 4:00 | 0.6219
|  | 153:00 | 0.4491 | 0.308 | 0.0878 | 0.1251 | 0.3326 | 0.2605 | 0.7962 | 0.8375 | 0.6949 | 0.7369 | 0.8698 | 0.7871 | 0.1774 | 0.2118 | 0.0608 | 0.2452 | 0.2118 | 0.1483 | 0.1607 | 0.265 | 0.2859 | 0.276 | 0.1808 | 0.2138 | 5:00 | 0 | 5:00 | 0 | 5:00 | 0.4845 | 5:00 | 0.5673
|  | 154:00 | 0.7784 | 0.6517 | 0.4574 | 0.418 | 0.9313 | 0.6474 | 0.8857 | 0.8901 | 0.7889 | 0.8602 | 0.9142 | 0.8678 | 0.1587 | 0.1817 | 0.0578 | 0.1933 | 0.1817 | 0.1279 | 0.1008 | 0.1949 | 0.2515 | 0.2485 | 0.1437 | 0.1674 | 6:00 | 0 | 6:00 | 0 | 6:00 | 0.4908 | 6:00 | 0.5431
|  | 155:00 | 0.8407 | 0.7584 | 0.6106 | 0.5375 | 0.8615 | 0.7217 | 0.8605 | 0.9074 | 0.7938 | 0.8673 | 0.9374 | 0.8733 | 0.1475 | 0.1571 | 0.0546 | 0.1618 | 0.1571 | 0.1143 | 0.1075 | 0.1838 | 0.2577 | 0.1965 | 0.1505 | 0.1674 | 7:00 | 0 | 7:00 | 0.0015 | 7:00 | 0.4489 | 7:00 | 0.4535
|  | 156:00 | 0.9263 | 0.8686 | 0.6247 | 0.6802 | 0.9439 | 0.8087 | 0.8258 | 0.8888 | 0.8063 | 0.8297 | 0.8982 | 0.8498 | 0.1321 | 0.1126 | 0.0461 | 0.1367 | 0.1126 | 0.0962 | 0.0791 | 0.1675 | 0.2162 | 0.1694 | 0.1162 | 0.1374 | 8:00 | 0 | 8:00 | 0.2127 | 8:00 | 0.4268 | 8:00 | 0.3831
|  | 157:00 | 0.882 | 0.7132 | 0.5814 | 0.7039 | 0.7828 | 0.7326 | 0.8067 | 0.8584 | 0.8338 | 0.832 | 0.9157 | 0.8493 | 0.1646 | 0.1584 | 0.044 | 0.1675 | 0.1584 | 0.1161 | 0.0974 | 0.1474 | 0.3721 | 0.2092 | 0.1455 | 0.1692 | 9:00 | 0 | 9:00 | 0.4264 | 9:00 | 0.4198 | 9:00 | 0.3225
|  | 158:00 | 0.9364 | 0.8183 | 0.5236 | 0.6613 | 0.9667 | 0.7813 | 0.859 | 0.8537 | 0.8328 | 0.8202 | 0.8672 | 0.8466 | 0.2601 | 0.2392 | 0.0838 | 0.242 | 0.2392 | 0.1834 | 0.1107 | 0.145 | 0.4936 | 0.2246 | 0.1479 | 0.186 | 10:00 | 0.1141 | 10:00 | 0.7152 | 10:00 | 0.3713 | 10:00 | 0.1645
|  | 159:00 | 0.9151 | 0.8432 | 0.503 | 0.6584 | 0.9513 | 0.7742 | 0.8508 | 0.8529 | 0.8604 | 0.8232 | 0.8717 | 0.8518 | 0.2696 | 0.1641 | 0.0842 | 0.1773 | 0.1641 | 0.1645 | 0.1014 | 0.138 | 0.6665 | 0.2639 | 0.139 | 0.2004 | 11:00 | 0.2884 | 11:00 | 0.6733 | 11:00 | 0.4235 | 11:00 | 0.0948
|  | 160:00 | 0.8859 | 0.7527 | 0.5513 | 0.6975 | 0.9239 | 0.7623 | 0.8548 | 0.8817 | 0.8659 | 0.8617 | 0.8016 | 0.8531 | 0.2578 | 0.1235 | 0.0847 | 0.1322 | 0.1235 | 0.1475 | 0.0944 | 0.1378 | 0.6608 | 0.2463 | 0.1786 | 0.218 | 12:00 | 0.1923 | 12:00 | 0.4778 | 12:00 | 0.4087 | 12:00 | 0.0679
|  | 161:00 | 0.7555 | 0.686 | 0.4032 | 0.5995 | 0.9086 | 0.6706 | 0.7982 | 0.7605 | 0.7258 | 0.8105 | 0.863 | 0.7916 | 0.2539 | 0.1341 | 0.0819 | 0.1535 | 0.1341 | 0.1508 | 0.0996 | 0.1379 | 0.6082 | 0.2835 | 0.1831 | 0.2165 | 13:00 | 0.1603 | 13:00 | 0.4718 | 13:00 | 0.313 | 13:00 | 0.0401
|  | 162:00 | 0.5924 | 0.4644 | 0.1654 | 0.4702 | 0.7905 | 0.4966 | 0.6426 | 0.62 | 0.4855 | 0.6788 | 0.7987 | 0.6451 | 0.3209 | 0.1746 | 0.1043 | 0.2259 | 0.1746 | 0.1979 | 0.1541 | 0.1498 | 0.5486 | 0.3961 | 0.2289 | 0.2466 | 14:00 | 0.1404 | 14:00 | 0.4386 | 14:00 | 0.2355 | 14:00 | 0.0374
|  | 163:00 | 0.0871 | 0.0603 | 0 | 0 | 0.3049 | 0.0905 | 0.3218 | 0.3884 | 0.1211 | 0.3327 | 0.5401 | 0.3408 | 0.3195 | 0.2606 | 0.1192 | 0.2903 | 0.2606 | 0.2265 | 0.2005 | 0.1991 | 0.5451 | 0.4695 | 0.2509 | 0.2769 | 15:00 | 0.1584 | 15:00 | 0.3757 | 15:00 | 0.1845 | 15:00 | 0.0802
|  | 164:00 | 0 | 0 | 0 | 0 | 0 | 0 | 0.0171 | 0.0409 | 0.0014 | 0.0164 | 0.1297 | 0.0411 | 0.3882 | 0.3028 | 0.1179 | 0.3217 | 0.3028 | 0.2566 | 0.2953 | 0.3185 | 0.6696 | 0.6076 | 0.364 | 0.3917 | 16:00 | 0 | 16:00 | 0.2294 | 16:00 | 0.1697 | 16:00 | 0.119
|  | 165:00 | 0 | 0 | 0 | 0 | 0 | 0 | 0 | 0 | 0 | 0 | 0 | 0 | 0.4373 | 0.3284 | 0.123 | 0.3536 | 0.3284 | 0.2818 | 0.3921 | 0.4746 | 0.7593 | 0.6708 | 0.4893 | 0.5139 | 17:00 | 0.0983 | 17:00 | 0.4031 | 17:00 | 0.1725 | 17:00 | 0.1593
|  | 166:00 | 0 | 0 | 0 | 0 | 0 | 0 | 0 | 0 | 0 | 0 | 0 | 0 | 0.3948 | 0.3615 | 0.1105 | 0.3346 | 0.3615 | 0.265 | 0.3839 | 0.4629 | 0.6054 | 0.6679 | 0.5203 | 0.5082 | 18:00 | 0 | 18:00 | 0.033 | 18:00 | 0.1698 | 18:00 | 0.1366
|  | 167:00 | 0 | 0 | 0 | 0 | 0 | 0 | 0 | 0 | 0 | 0 | 0 | 0 | 0.3487 | 0.4139 | 0.1198 | 0.3531 | 0.4139 | 0.2656 | 0.421 | 0.435 | 0.4526 | 0.4728 | 0.5318 | 0.4857 | 19:00 | 0 | 19:00 | 0 | 19:00 | 0.1904 | 19:00 | 0.24
|  | 168:00 | 0 | 0 | 0 | 0 | 0 | 0 | 0 | 0 | 0 | 0 | 0 | 0 | 0.4136 | 0.5264 | 0.1285 | 0.4629 | 0.5264 | 0.3226 | 0.4852 | 0.4986 | 0.3214 | 0.4285 | 0.5344 | 0.4917 | 20:00 | 0 | 20:00 | 0 | 20:00 | 0.2596 | 20:00 | 0.34
Aug |  | 169:00 | 0 | 0 | 0 | 0 | 0 | 0 | 0 | 0 | 0 | 0 | 0 | 0 | 0.3524 | 0.5881 | 0.1261 | 0.4951 | 0.5881 | 0.3181 | 0.2726 | 0.4074 | 0.1638 | 0.2501 | 0.4624 | 0.3849 | 21:00 | 0 | 21:00 | 0 | 21:00 | 0.3436 | 21:00 | 0.4712
|  | 170:00 | 0 | 0 | 0 | 0 | 0 | 0 | 0 | 0 | 0 | 0 | 0 | 0 | 0.3313 | 0.5341 | 0.1147 | 0.4752 | 0.5341 | 0.2972 | 0.4251 | 0.4963 | 0.1287 | 0.2212 | 0.4603 | 0.4159 | 22:00 | 0 | 22:00 | 0 | 22:00 | 0.3727 | 22:00 | 0.469
|  | 171:00 | 0 | 0 | 0 | 0 | 0 | 0 | 0 | 0 | 0 | 0 | 0 | 0 | 0.2816 | 0.4866 | 0.0993 | 0.4121 | 0.4866 | 0.2588 | 0.3547 | 0.4144 | 0.1299 | 0.2261 | 0.4333 | 0.3762 | 23:00 | 0 | 23:00 | 0 | 23:00 | 0.3282 | 23:00 | 0.4011
|  | 172:00 | 0 | 0 | 0 | 0 | 0 | 0 | 0 | 0 | 0 | 0 | 0 | 0 | 0.2455 | 0.4023 | 0.0975 | 0.3497 | 0.4023 | 0.2255 | 0.2693 | 0.3353 | 0.1153 | 0.2058 | 0.4531 | 0.3561 | 24:00 | 0 | 24:00 | 0 | 24:00 | 0.3408 | 24:00 | 0.389
|  | 173:00 | 0 | 0 | 0 | 0 | 0 | 0 | 0 | 0 | 0 | 0 | 0 | 0 | 0.2454 | 0.3798 | 0.0841 | 0.3476 | 0.3798 | 0.217 | 0.2062 | 0.2734 | 0.1027 | 0.1619 | 0.4716 | 0.3409
|  | 174:00 | 0 | 0 | 0 | 0 | 0 | 0 | 0.0002 | 0.0036 | 0 | 0 | 0 | 0.0008 | 0.2551 | 0.3517 | 0.0829 | 0.3692 | 0.3517 | 0.2203 | 0.1848 | 0.1945 | 0.0758 | 0.1626 | 0.4426 | 0.303
|  | 175:00 | 0 | 0 | 0 | 0 | 0 | 0 | 0.098 | 0.1696 | 0.0692 | 0.1193 | 0.0777 | 0.1068 | 0.2616 | 0.3673 | 0.0818 | 0.3884 | 0.3673 | 0.2274 | 0.1676 | 0.1322 | 0.0767 | 0.1583 | 0.3547 | 0.2428
|  | 176:00 | 0 | 0 | 0 | 0 | 0 | 0 | 0.5074 | 0.5849 | 0.5521 | 0.5109 | 0.4982 | 0.5307 | 0.1855 | 0.2283 | 0.0563 | 0.2471 | 0.2283 | 0.1511 | 0.1141 | 0.1327 | 0.0763 | 0.1268 | 0.2491 | 0.1824
|  | 177:00 | 0.188 | 0.2351 | 0.0786 | 0.1408 | 0.0801 | 0.1445 | 0.7619 | 0.7969 | 0.7658 | 0.6611 | 0.7937 | 0.7559 | 0.1338 | 0.139 | 0.0374 | 0.1533 | 0.139 | 0.0997 | 0.085 | 0.1517 | 0.0829 | 0.1313 | 0.1758 | 0.1475
|  | 178:00 | 0.5146 | 0.69 | 0.2119 | 0.4302 | 0.3911 | 0.4476 | 0.8245 | 0.869 | 0.8392 | 0.7903 | 0.8988 | 0.8443 | 0.1124 | 0.0997 | 0.0354 | 0.1145 | 0.0997 | 0.0805 | 0.0775 | 0.1634 | 0.0662 | 0.0713 | 0.1149 | 0.1141
|  | 179:00 | 0.6991 | 0.8615 | 0.4204 | 0.7499 | 0.7329 | 0.6928 | 0.8275 | 0.7843 | 0.8568 | 0.8077 | 0.8855 | 0.8324 | 0.1395 | 0.1458 | 0.0435 | 0.1366 | 0.1458 | 0.1012 | 0.0895 | 0.1678 | 0.0661 | 0.065 | 0.2076 | 0.1627
|  | 180:00 | 0.6689 | 0.8532 | 0.4324 | 0.8079 | 0.7491 | 0.7023 | 0.8044 | 0.7741 | 0.8482 | 0.8082 | 0.8714 | 0.8212 | 0.1255 | 0.1321 | 0.038 | 0.1368 | 0.1321 | 0.0935 | 0.1087 | 0.149 | 0.0711 | 0.0684 | 0.2828 | 0.1992
|  | 181:00 | 0.7566 | 0.8969 | 0.4323 | 0.8538 | 0.7471 | 0.7373 | 0.817 | 0.7729 | 0.7981 | 0.8211 | 0.8706 | 0.8159 | 0.1859 | 0.2014 | 0.055 | 0.2136 | 0.2014 | 0.1408 | 0.1254 | 0.1231 | 0.1384 | 0.0904 | 0.196 | 0.1603
|  | 182:00 | 0.6411 | 0.8917 | 0.373 | 0.6817 | 0.7413 | 0.6658 | 0.7964 | 0.766 | 0.8268 | 0.7982 | 0.881 | 0.8137 | 0.2068 | 0.2256 | 0.0636 | 0.1931 | 0.2256 | 0.1489 | 0.1522 | 0.1033 | 0.283 | 0.0987 | 0.1853 | 0.1704
|  | 183:00 | 0.6283 | 0.8346 | 0.5449 | 0.7114 | 0.759 | 0.6957 | 0.7697 | 0.8402 | 0.8516 | 0.8095 | 0.8827 | 0.8308 | 0.2703 | 0.1456 | 0.0649 | 0.1662 | 0.1456 | 0.1525 | 0.1525 | 0.125 | 0.3656 | 0.1484 | 0.1339 | 0.1612
|  | 184:00 | 0.6178 | 0.7411 | 0.4081 | 0.6179 | 0.6237 | 0.6017 | 0.7963 | 0.7162 | 0.8268 | 0.7885 | 0.9089 | 0.8073 | 0.289 | 0.159 | 0.0744 | 0.1667 | 0.159 | 0.1633 | 0.17 | 0.1563 | 0.4496 | 0.1892 | 0.1156 | 0.1724
|  | 185:00 | 0.5176 | 0.6886 | 0.253 | 0.5694 | 0.4263 | 0.491 | 0.7205 | 0.7769 | 0.7471 | 0.7193 | 0.8465 | 0.7621 | 0.2384 | 0.1347 | 0.0629 | 0.1284 | 0.1347 | 0.1339 | 0.2016 | 0.2295 | 0.447 | 0.2218 | 0.1287 | 0.2003
|  | 186:00 | 0.3544 | 0.5102 | 0 | 0.4202 | 0.3005 | 0.3171 | 0.5217 | 0.595 | 0.4312 | 0.5092 | 0.6789 | 0.5472 | 0.2222 | 0.1381 | 0.0635 | 0.1332 | 0.1381 | 0.131 | 0.2428 | 0.2364 | 0.3809 | 0.1781 | 0.153 | 0.2092
|  | 187:00 | 0.0001 | 0.0385 | 0 | 0 | 0 | 0.0077 | 0.1407 | 0.2902 | 0.0238 | 0.1123 | 0.3057 | 0.1745 | 0.2631 | 0.159 | 0.078 | 0.1771 | 0.159 | 0.1595 | 0.2914 | 0.2861 | 0.3216 | 0.2346 | 0.2443 | 0.2675
|  | 188:00 | 0 | 0 | 0 | 0 | 0 | 0 | 0.0018 | 0.012 | 0 | 0 | 0.0211 | 0.007 | 0.3131 | 0.1961 | 0.094 | 0.2078 | 0.1961 | 0.1905 | 0.3244 | 0.3379 | 0.2973 | 0.299 | 0.3764 | 0.3493
|  | 189:00 | 0 | 0 | 0 | 0 | 0 | 0 | 0 | 0 | 0 | 0 | 0 | 0 | 0.3642 | 0.2292 | 0.1145 | 0.2498 | 0.2292 | 0.2254 | 0.3657 | 0.3735 | 0.2854 | 0.4351 | 0.5386 | 0.4482
|  | 190:00 | 0 | 0 | 0 | 0 | 0 | 0 | 0 | 0 | 0 | 0 | 0 | 0 | 0.3367 | 0.3254 | 0.1153 | 0.3409 | 0.3254 | 0.2475 | 0.3868 | 0.3109 | 0.2407 | 0.4351 | 0.5027 | 0.4133
|  | 191:00 | 0 | 0 | 0 | 0 | 0 | 0 | 0 | 0 | 0 | 0 | 0 | 0 | 0.3328 | 0.4079 | 0.1192 | 0.4105 | 0.4079 | 0.2716 | 0.4545 | 0.3578 | 0.2586 | 0.4572 | 0.594 | 0.4804
|  | 192:00 | 0 | 0 | 0 | 0 | 0 | 0 | 0 | 0 | 0 | 0 | 0 | 0 | 0.4107 | 0.6388 | 0.1493 | 0.5509 | 0.6388 | 0.3609 | 0.4306 | 0.4048 | 0.2526 | 0.3795 | 0.6235 | 0.4991
Sep | Fall | 193:00 | 0 | 0 | 0 | 0 | 0 | 0 | 0 | 0 | 0 | 0 | 0 | 0 | 0.2961 | 0.3876 | 0.1044 | 0.3829 | 0.3876 | 0.2474 | 0.4858 | 0.5294 | 0.1556 | 0.2509 | 0.6954 | 0.5527
|  | 194:00 | 0 | 0 | 0 | 0 | 0 | 0 | 0 | 0 | 0 | 0 | 0 | 0 | 0.3018 | 0.4127 | 0.1018 | 0.3801 | 0.4127 | 0.2504 | 0.4927 | 0.5395 | 0.2006 | 0.2964 | 0.602 | 0.516
|  | 195:00 | 0 | 0 | 0 | 0 | 0 | 0 | 0 | 0 | 0 | 0 | 0 | 0 | 0.2672 | 0.4315 | 0.0899 | 0.3753 | 0.4315 | 0.2372 | 0.4473 | 0.537 | 0.2035 | 0.2912 | 0.4643 | 0.4413
|  | 196:00 | 0 | 0 | 0 | 0 | 0 | 0 | 0 | 0 | 0 | 0 | 0 | 0 | 0.2534 | 0.3878 | 0.0837 | 0.3643 | 0.3878 | 0.2234 | 0.3782 | 0.5159 | 0.229 | 0.2375 | 0.386 | 0.3899
|  | 197:00 | 0 | 0 | 0 | 0 | 0 | 0 | 0 | 0 | 0 | 0 | 0 | 0 | 0.2827 | 0.4042 | 0.1045 | 0.4167 | 0.4042 | 0.2524 | 0.3268 | 0.4323 | 0.2215 | 0.2203 | 0.385 | 0.3631
|  | 198:00 | 0 | 0 | 0 | 0 | 0 | 0 | 0 | 0 | 0 | 0 | 0 | 0 | 0.2738 | 0.3691 | 0.099 | 0.4036 | 0.3691 | 0.2409 | 0.3564 | 0.3663 | 0.174 | 0.2045 | 0.357 | 0.3313
|  | 199:00 | 0 | 0 | 0 | 0 | 0 | 0 | 0.0655 | 0.0859 | 0.1041 | 0.0706 | 0.0317 | 0.0715 | 0.2793 | 0.3233 | 0.0898 | 0.3973 | 0.3233 | 0.2321 | 0.3852 | 0.3424 | 0.1753 | 0.195 | 0.4516 | 0.3764
|  | 200:00 | 0 | 0 | 0 | 0 | 0 | 0 | 0.3624 | 0.4427 | 0.3795 | 0.431 | 0.3724 | 0.3976 | 0.2406 | 0.3183 | 0.0846 | 0.3713 | 0.3183 | 0.2133 | 0.2693 | 0.303 | 0.1317 | 0.1466 | 0.4246 | 0.3337
|  | 201:00 | 0.1001 | 0.1167 | 0.0943 | 0.0682 | 0.1755 | 0.1109 | 0.5996 | 0.7571 | 0.6619 | 0.6787 | 0.6685 | 0.6732 | 0.2218 | 0.3138 | 0.0827 | 0.3621 | 0.3138 | 0.2049 | 0.1819 | 0.2742 | 0.0953 | 0.1077 | 0.4145 | 0.3064
|  | 202:00 | 0.4691 | 0.4019 | 0.2821 | 0.2763 | 0.8533 | 0.4566 | 0.7161 | 0.8521 | 0.8032 | 0.7731 | 0.8642 | 0.8017 | 0.1824 | 0.2477 | 0.0605 | 0.2682 | 0.2477 | 0.1584 | 0.0982 | 0.1661 | 0.1077 | 0.1058 | 0.4182 | 0.2757
|  | 203:00 | 0.5951 | 0.6768 | 0.4291 | 0.4108 | 0.802 | 0.5828 | 0.7656 | 0.8238 | 0.7833 | 0.7928 | 0.8123 | 0.7956 | 0.1702 | 0.1992 | 0.0613 | 0.229 | 0.1992 | 0.1417 | 0.1074 | 0.1632 | 0.1881 | 0.1632 | 0.4238 | 0.2906
|  | 204:00 | 0.6946 | 0.8037 | 0.6244 | 0.4554 | 0.9403 | 0.7037 | 0.7655 | 0.783 | 0.8087 | 0.7742 | 0.8149 | 0.7893 | 0.1716 | 0.193 | 0.0581 | 0.2092 | 0.193 | 0.1362 | 0.0911 | 0.1269 | 0.2088 | 0.2169 | 0.3376 | 0.2421
|  | 205:00 | 0.6837 | 0.8166 | 0.4642 | 0.5544 | 0.8795 | 0.6797 | 0.7623 | 0.7925 | 0.7932 | 0.7786 | 0.807 | 0.7867 | 0.1765 | 0.1601 | 0.0602 | 0.1584 | 0.1601 | 0.1244 | 0.1008 | 0.1122 | 0.2232 | 0.1996 | 0.308 | 0.2259
|  | 206:00 | 0.7127 | 0.8435 | 0.6398 | 0.6807 | 0.9511 | 0.7656 | 0.7587 | 0.8081 | 0.7944 | 0.7695 | 0.8178 | 0.7897 | 0.1901 | 0.1649 | 0.0574 | 0.1421 | 0.1649 | 0.1244 | 0.1127 | 0.1343 | 0.345 | 0.2324 | 0.3469 | 0.2671
|  | 207:00 | 0.701 | 0.7725 | 0.6235 | 0.5455 | 0.8983 | 0.7082 | 0.7554 | 0.822 | 0.7445 | 0.8082 | 0.842 | 0.7944 | 0.2005 | 0.1719 | 0.0651 | 0.1569 | 0.1719 | 0.1342 | 0.1535 | 0.1511 | 0.518 | 0.3686 | 0.3736 | 0.3148
|  | 208:00 | 0.6482 | 0.789 | 0.4881 | 0.5495 | 0.9141 | 0.6778 | 0.7112 | 0.8204 | 0.768 | 0.7709 | 0.8563 | 0.7854 | 0.1768 | 0.1585 | 0.0578 | 0.1448 | 0.1585 | 0.1206 | 0.1518 | 0.1516 | 0.4919 | 0.3985 | 0.3405 | 0.2964
|  | 209:00 | 0.503 | 0.6329 | 0.2328 | 0.4423 | 0.8195 | 0.5261 | 0.6224 | 0.7289 | 0.6205 | 0.7039 | 0.773 | 0.6897 | 0.1964 | 0.1554 | 0.066 | 0.1522 | 0.1554 | 0.1305 | 0.1411 | 0.1456 | 0.3154 | 0.2569 | 0.2906 | 0.2423
|  | 210:00 | 0.1319 | 0.2753 | 0 | 0.1034 | 0.5703 | 0.2162 | 0.3469 | 0.4673 | 0.237 | 0.4105 | 0.5643 | 0.4052 | 0.214 | 0.1649 | 0.0606 | 0.1745 | 0.1649 | 0.1389 | 0.163 | 0.1689 | 0.3292 | 0.3099 | 0.2982 | 0.2578
|  | 211:00 | 0 | 0 | 0 | 0 | 0 | 0 | 0.0244 | 0.0369 | 0.0035 | 0.0267 | 0.0345 | 0.0252 | 0.2386 | 0.206 | 0.0693 | 0.2187 | 0.206 | 0.163 | 0.2002 | 0.1972 | 0.2915 | 0.336 | 0.3629 | 0.2977
|  | 212:00 | 0 | 0 | 0 | 0 | 0 | 0 | 0 | 0 | 0 | 0 | 0 | 0 | 0.2976 | 0.3231 | 0.0956 | 0.3222 | 0.3231 | 0.2246 | 0.2501 | 0.2132 | 0.2522 | 0.3596 | 0.4946 | 0.3697
|  | 213:00 | 0 | 0 | 0 | 0 | 0 | 0 | 0 | 0 | 0 | 0 | 0 | 0 | 0.3724 | 0.4647 | 0.1359 | 0.4624 | 0.4647 | 0.3065 | 0.311 | 0.2307 | 0.2107 | 0.3488 | 0.6038 | 0.4302
|  | 214:00 | 0 | 0 | 0 | 0 | 0 | 0 | 0 | 0 | 0 | 0 | 0 | 0 | 0.3809 | 0.5463 | 0.1278 | 0.4741 | 0.5463 | 0.3177 | 0.3687 | 0.2952 | 0.2439 | 0.2874 | 0.6806 | 0.4909
|  | 215:00 | 0 | 0 | 0 | 0 | 0 | 0 | 0 | 0 | 0 | 0 | 0 | 0 | 0.3639 | 0.5908 | 0.1177 | 0.4759 | 0.5908 | 0.3145 | 0.379 | 0.2367 | 0.17 | 0.2123 | 0.7121 | 0.4829
|  | 216:00 | 0 | 0 | 0 | 0 | 0 | 0 | 0 | 0 | 0 | 0 | 0 | 0 | 0.3795 | 0.6218 | 0.1214 | 0.4901 | 0.6218 | 0.3269 | 0.3438 | 0.2015 | 0.1151 | 0.1866 | 0.6219 | 0.4182
Oct |  | 217:00 | 0 | 0 | 0 | 0 | 0 | 0 | 0 | 0 | 0 | 0 | 0 | 0 | 0.4639 | 0.665 | 0.1573 | 0.6459 | 0.665 | 0.4011 | 0.2229 | 0.1516 | 0.0774 | 0.1413 | 0.6567 | 0.4044
|  | 218:00 | 0 | 0 | 0 | 0 | 0 | 0 | 0 | 0 | 0 | 0 | 0 | 0 | 0.453 | 0.6497 | 0.1544 | 0.6106 | 0.6497 | 0.3881 | 0.2342 | 0.1798 | 0.0913 | 0.1306 | 0.5635 | 0.3664
|  | 219:00 | 0 | 0 | 0 | 0 | 0 | 0 | 0 | 0 | 0 | 0 | 0 | 0 | 0.4045 | 0.577 | 0.1431 | 0.5698 | 0.577 | 0.3531 | 0.2067 | 0.2302 | 0.1018 | 0.1214 | 0.5301 | 0.3587
|  | 220:00 | 0 | 0 | 0 | 0 | 0 | 0 | 0 | 0 | 0 | 0 | 0 | 0 | 0.4075 | 0.5688 | 0.1364 | 0.5694 | 0.5688 | 0.3502 | 0.1807 | 0.3049 | 0.1257 | 0.1332 | 0.5206 | 0.3711
|  | 221:00 | 0 | 0 | 0 | 0 | 0 | 0 | 0 | 0 | 0 | 0 | 0 | 0 | 0.3823 | 0.5325 | 0.1333 | 0.5129 | 0.5325 | 0.3263 | 0.1568 | 0.3882 | 0.1754 | 0.1853 | 0.4783 | 0.374
|  | 222:00 | 0 | 0 | 0 | 0 | 0 | 0 | 0 | 0 | 0 | 0 | 0 | 0 | 0.3291 | 0.4451 | 0.1138 | 0.4866 | 0.4451 | 0.2879 | 0.166 | 0.4362 | 0.2078 | 0.173 | 0.4386 | 0.3691
|  | 223:00 | 0 | 0 | 0 | 0 | 0 | 0 | 0.0065 | 0.0039 | 0.0123 | 0.0036 | 0 | 0.0053 | 0.3277 | 0.4047 | 0.1053 | 0.4683 | 0.4047 | 0.2757 | 0.2037 | 0.4495 | 0.2485 | 0.165 | 0.4206 | 0.3716
|  | 224:00 | 0 | 0 | 0 | 0 | 0 | 0 | 0.3084 | 0.2092 | 0.2667 | 0.2951 | 0.1441 | 0.2447 | 0.334 | 0.3927 | 0.1045 | 0.4589 | 0.3927 | 0.2739 | 0.1921 | 0.3632 | 0.2578 | 0.1291 | 0.3993 | 0.3395
|  | 225:00 | 0.0081 | 0.0516 | 0.0024 | 0 | 0 | 0.0124 | 0.6166 | 0.5118 | 0.6135 | 0.5438 | 0.4456 | 0.5463 | 0.3407 | 0.4106 | 0.1008 | 0.4438 | 0.4106 | 0.2734 | 0.1881 | 0.3028 | 0.2615 | 0.1124 | 0.3876 | 0.3193
|  | 226:00 | 0.3792 | 0.3133 | 0.5358 | 0.304 | 0.339 | 0.3743 | 0.7136 | 0.71 | 0.6708 | 0.6047 | 0.587 | 0.6572 | 0.248 | 0.3143 | 0.0771 | 0.3517 | 0.3143 | 0.208 | 0.1454 | 0.2838 | 0.1179 | 0.0806 | 0.2463 | 0.2213
|  | 227:00 | 0.6515 | 0.5309 | 0.6535 | 0.5686 | 0.716 | 0.6241 | 0.6973 | 0.7112 | 0.7344 | 0.634 | 0.6685 | 0.6891 | 0.2173 | 0.316 | 0.0789 | 0.2866 | 0.316 | 0.1874 | 0.0903 | 0.2217 | 0.1158 | 0.0792 | 0.1378 | 0.1462
|  | 228:00 | 0.5925 | 0.5712 | 0.6287 | 0.5676 | 0.6005 | 0.5921 | 0.6998 | 0.6564 | 0.6764 | 0.609 | 0.6333 | 0.655 | 0.284 | 0.3485 | 0.0911 | 0.3486 | 0.3485 | 0.2272 | 0.0999 | 0.2317 | 0.1333 | 0.0933 | 0.3282 | 0.2479
|  | 229:00 | 0.5798 | 0.5973 | 0.5641 | 0.4847 | 0.5888 | 0.5629 | 0.7205 | 0.7177 | 0.7058 | 0.667 | 0.6754 | 0.6973 | 0.2483 | 0.2956 | 0.0806 | 0.2792 | 0.2956 | 0.1929 | 0.0781 | 0.196 | 0.1046 | 0.0881 | 0.3365 | 0.238
|  | 230:00 | 0.6262 | 0.6884 | 0.642 | 0.5104 | 0.6189 | 0.6172 | 0.6979 | 0.6212 | 0.709 | 0.6362 | 0.6584 | 0.6645 | 0.2289 | 0.2245 | 0.0781 | 0.2116 | 0.2245 | 0.1645 | 0.0947 | 0.2627 | 0.1051 | 0.0932 | 0.3905 | 0.2824
|  | 231:00 | 0.6835 | 0.69 | 0.6931 | 0.4885 | 0.6936 | 0.6497 | 0.7108 | 0.6712 | 0.663 | 0.7016 | 0.7259 | 0.6945 | 0.221 | 0.211 | 0.0789 | 0.1969 | 0.211 | 0.1581 | 0.0944 | 0.2202 | 0.1163 | 0.0987 | 0.3359 | 0.2468
|  | 232:00 | 0.7056 | 0.7236 | 0.647 | 0.5094 | 0.7492 | 0.667 | 0.6682 | 0.6709 | 0.6124 | 0.6 | 0.6274 | 0.6358 | 0.2329 | 0.2043 | 0.0704 | 0.1993 | 0.2043 | 0.1577 | 0.0963 | 0.1873 | 0.1489 | 0.0991 | 0.4466 | 0.299
|  | 233:00 | 0.245 | 0.4365 | 0.0637 | 0.2973 | 0.5724 | 0.323 | 0.4486 | 0.4498 | 0.3595 | 0.4393 | 0.4792 | 0.4353 | 0.262 | 0.1925 | 0.0808 | 0.2033 | 0.1925 | 0.1695 | 0.1024 | 0.2423 | 0.1957 | 0.1062 | 0.4563 | 0.3226
|  | 234:00 | 0 | 0 | 0 | 0 | 0 | 0 | 0.0445 | 0.1421 | 0.0257 | 0.0993 | 0.1415 | 0.0906 | 0.2887 | 0.1662 | 0.0824 | 0.1823 | 0.1662 | 0.1704 | 0.1221 | 0.2547 | 0.2424 | 0.1091 | 0.4799 | 0.345
|  | 235:00 | 0 | 0 | 0 | 0 | 0 | 0 | 0 | 0.0005 | 0 | 0 | 0 | 0.0001 | 0.2926 | 0.1791 | 0.1005 | 0.2256 | 0.1791 | 0.1889 | 0.2218 | 0.2945 | 0.2692 | 0.1406 | 0.5779 | 0.419
|  | 236:00 | 0 | 0 | 0 | 0 | 0 | 0 | 0 | 0 | 0 | 0 | 0 | 0 | 0.3628 | 0.3543 | 0.1198 | 0.3734 | 0.3543 | 0.2666 | 0.3167 | 0.3966 | 0.2542 | 0.1897 | 0.4977 | 0.4129
|  | 237:00 | 0 | 0 | 0 | 0 | 0 | 0 | 0 | 0 | 0 | 0 | 0 | 0 | 0.4465 | 0.5582 | 0.146 | 0.5629 | 0.5582 | 0.3625 | 0.4251 | 0.4945 | 0.2359 | 0.2572 | 0.4199 | 0.4091
|  | 238:00 | 0 | 0 | 0 | 0 | 0 | 0 | 0 | 0 | 0 | 0 | 0 | 0 | 0.4866 | 0.6218 | 0.1548 | 0.5815 | 0.6218 | 0.3886 | 0.5174 | 0.5299 | 0.2005 | 0.3374 | 0.452 | 0.4432
|  | 239:00 | 0 | 0 | 0 | 0 | 0 | 0 | 0 | 0 | 0 | 0 | 0 | 0 | 0.4237 | 0.5731 | 0.1437 | 0.5652 | 0.5731 | 0.3574 | 0.5923 | 0.4453 | 0.1824 | 0.3096 | 0.5144 | 0.4605
|  | 240:00 | 0 | 0 | 0 | 0 | 0 | 0 | 0 | 0 | 0 | 0 | 0 | 0 | 0.4242 | 0.5723 | 0.1356 | 0.5908 | 0.5723 | 0.3593 | 0.6217 | 0.407 | 0.1743 | 0.2702 | 0.5581 | 0.4745
Nov |  | 241:00 | 0 | 0 | 0 | 0 | 0 | 0 | 0 | 0 | 0 | 0 | 0 | 0 | 0.4947 | 0.7089 | 0.1725 | 0.6852 | 0.7089 | 0.4289 | 0.2099 | 0.4218 | 0.2531 | 0.2274 | 0.4871 | 0.4027
|  | 242:00 | 0 | 0 | 0 | 0 | 0 | 0 | 0 | 0 | 0 | 0 | 0 | 0 | 0.4917 | 0.71 | 0.1729 | 0.6805 | 0.71 | 0.4274 | 0.2044 | 0.3809 | 0.2651 | 0.2646 | 0.4261 | 0.3652
|  | 243:00 | 0 | 0 | 0 | 0 | 0 | 0 | 0 | 0 | 0 | 0 | 0 | 0 | 0.4937 | 0.6948 | 0.178 | 0.6705 | 0.6948 | 0.4262 | 0.2101 | 0.3573 | 0.2261 | 0.1923 | 0.3807 | 0.3301
|  | 244:00 | 0 | 0 | 0 | 0 | 0 | 0 | 0 | 0 | 0 | 0 | 0 | 0 | 0.4702 | 0.6096 | 0.1542 | 0.6169 | 0.6096 | 0.3893 | 0.2138 | 0.3605 | 0.2277 | 0.1851 | 0.3662 | 0.3238
|  | 245:00 | 0 | 0 | 0 | 0 | 0 | 0 | 0 | 0 | 0 | 0 | 0 | 0 | 0.4349 | 0.5062 | 0.1313 | 0.5373 | 0.5062 | 0.3421 | 0.204 | 0.3855 | 0.181 | 0.1791 | 0.3662 | 0.3227
|  | 246:00 | 0 | 0 | 0 | 0 | 0 | 0 | 0 | 0 | 0 | 0 | 0 | 0 | 0.4068 | 0.403 | 0.1104 | 0.4574 | 0.403 | 0.2977 | 0.1575 | 0.3512 | 0.126 | 0.1713 | 0.3753 | 0.3077
|  | 247:00 | 0 | 0 | 0 | 0 | 0 | 0 | 0 | 0.0002 | 0 | 0 | 0 | 0 | 0.3816 | 0.3341 | 0.0889 | 0.3721 | 0.3341 | 0.2569 | 0.1613 | 0.3143 | 0.0987 | 0.1691 | 0.3968 | 0.3073
|  | 248:00 | 0 | 0 | 0 | 0 | 0 | 0 | 0.0974 | 0.1372 | 0.1977 | 0.1524 | 0.0138 | 0.1197 | 0.3344 | 0.286 | 0.0905 | 0.3293 | 0.286 | 0.23 | 0.1728 | 0.3778 | 0.1077 | 0.1882 | 0.4209 | 0.3369
|  | 249:00 | 0 | 0 | 0 | 0 | 0 | 0 | 0.4337 | 0.5359 | 0.4941 | 0.5093 | 0.3179 | 0.4582 | 0.3041 | 0.2442 | 0.0968 | 0.3064 | 0.2442 | 0.2144 | 0.211 | 0.4622 | 0.1218 | 0.2235 | 0.4756 | 0.391
|  | 250:00 | 0.0342 | 0.1126 | 0.0417 | 0.0331 | 0 | 0.0443 | 0.6116 | 0.7192 | 0.6437 | 0.673 | 0.5357 | 0.6367 | 0.2539 | 0.2189 | 0.0832 | 0.2615 | 0.2189 | 0.1829 | 0.2639 | 0.3827 | 0.1194 | 0.1837 | 0.5348 | 0.4067
|  | 251:00 | 0.1942 | 0.3514 | 0.1616 | 0.135 | 0.2637 | 0.2212 | 0.6439 | 0.7412 | 0.6888 | 0.7073 | 0.6221 | 0.6807 | 0.2578 | 0.2569 | 0.0778 | 0.283 | 0.2569 | 0.1906 | 0.2749 | 0.3577 | 0.0833 | 0.1578 | 0.4096 | 0.3342
|  | 252:00 | 0.2957 | 0.4244 | 0.2654 | 0.2368 | 0.363 | 0.3171 | 0.6289 | 0.7061 | 0.6587 | 0.6962 | 0.5973 | 0.6574 | 0.4001 | 0.3943 | 0.1274 | 0.4308 | 0.3943 | 0.2963 | 0.2494 | 0.3309 | 0.1363 | 0.178 | 0.4766 | 0.3658
|  | 253:00 | 0.305 | 0.4215 | 0.2358 | 0.2498 | 0.2043 | 0.2833 | 0.6135 | 0.6827 | 0.6518 | 0.6847 | 0.5707 | 0.6407 | 0.3731 | 0.4781 | 0.1346 | 0.4359 | 0.4781 | 0.3025 | 0.2457 | 0.2205 | 0.2593 | 0.1866 | 0.519 | 0.3762
|  | 254:00 | 0.3459 | 0.434 | 0.3104 | 0.2615 | 0.2312 | 0.3166 | 0.6307 | 0.7014 | 0.6195 | 0.6956 | 0.578 | 0.645 | 0.3191 | 0.374 | 0.1284 | 0.3824 | 0.374 | 0.2618 | 0.1385 | 0.1578 | 0.3163 | 0.1885 | 0.5607 | 0.3775
|  | 255:00 | 0.3538 | 0.4457 | 0.3882 | 0.3278 | 0.3458 | 0.3723 | 0.6294 | 0.7233 | 0.6472 | 0.7003 | 0.6186 | 0.6638 | 0.3271 | 0.3577 | 0.1359 | 0.3884 | 0.3577 | 0.2663 | 0.1036 | 0.1507 | 0.3751 | 0.2056 | 0.5191 | 0.3585
|  | 256:00 | 0.2996 | 0.439 | 0.3919 | 0.3014 | 0.4033 | 0.3671 | 0.525 | 0.6493 | 0.5138 | 0.6158 | 0.5103 | 0.5628 | 0.3402 | 0.2434 | 0.1229 | 0.2803 | 0.2434 | 0.2298 | 0.1511 | 0.1599 | 0.4214 | 0.2306 | 0.5075 | 0.3666
|  | 257:00 | 0 | 0.093 | 0.0033 | 0 | 0 | 0.0193 | 0.2582 | 0.4222 | 0.253 | 0.3649 | 0.2871 | 0.3171 | 0.3122 | 0.164 | 0.0951 | 0.235 | 0.164 | 0.1923 | 0.2309 | 0.1754 | 0.3658 | 0.1808 | 0.474 | 0.3537
|  | 258:00 | 0 | 0 | 0 | 0 | 0 | 0 | 0.0023 | 0.0535 | 0.0028 | 0.016 | 0.0296 | 0.0208 | 0.2482 | 0.1369 | 0.0696 | 0.1843 | 0.1369 | 0.1508 | 0.3112 | 0.2407 | 0.3945 | 0.195 | 0.4756 | 0.3823
|  | 259:00 | 0 | 0 | 0 | 0 | 0 | 0 | 0 | 0 | 0 | 0 | 0 | 0 | 0.3149 | 0.1944 | 0.0726 | 0.2675 | 0.1944 | 0.1942 | 0.4327 | 0.2939 | 0.4195 | 0.2558 | 0.5972 | 0.4746
|  | 260:00 | 0 | 0 | 0 | 0 | 0 | 0 | 0 | 0 | 0 | 0 | 0 | 0 | 0.3725 | 0.3874 | 0.1007 | 0.4032 | 0.3874 | 0.2715 | 0.5815 | 0.4926 | 0.399 | 0.4108 | 0.6535 | 0.5691
|  | 261:00 | 0 | 0 | 0 | 0 | 0 | 0 | 0 | 0 | 0 | 0 | 0 | 0 | 0.4355 | 0.6371 | 0.1335 | 0.5753 | 0.6371 | 0.3663 | 0.6936 | 0.6749 | 0.3912 | 0.5583 | 0.6958 | 0.6499
|  | 262:00 | 0 | 0 | 0 | 0 | 0 | 0 | 0 | 0 | 0 | 0 | 0 | 0 | 0.3971 | 0.6157 | 0.1254 | 0.5286 | 0.6157 | 0.3403 | 0.6634 | 0.6539 | 0.3687 | 0.4976 | 0.6786 | 0.6278
|  | 263:00 | 0 | 0 | 0 | 0 | 0 | 0 | 0 | 0 | 0 | 0 | 0 | 0 | 0.3623 | 0.4884 | 0.1061 | 0.4668 | 0.4884 | 0.2954 | 0.5693 | 0.6372 | 0.2842 | 0.399 | 0.6432 | 0.5816
|  | 264:00 | 0 | 0 | 0 | 0 | 0 | 0 | 0 | 0 | 0 | 0 | 0 | 0 | 0.3199 | 0.4131 | 0.095 | 0.4301 | 0.4131 | 0.2628 | 0.5608 | 0.6075 | 0.2597 | 0.3517 | 0.5578 | 0.5261
Dec | Winter | 265:00 | 0 | 0 | 0 | 0 | 0 | 0 | 0 | 0 | 0 | 0 | 0 | 0 | 0.4719 | 0.5229 | 0.1399 | 0.4926 | 0.5229 | 0.3491 | 0.2364 | 0.3373 | 0.2877 | 0.3273 | 0.3352 | 0.3187
|  | 266:00 | 0 | 0 | 0 | 0 | 0 | 0 | 0 | 0 | 0 | 0 | 0 | 0 | 0.4666 | 0.5238 | 0.1452 | 0.4859 | 0.5238 | 0.3485 | 0.302 | 0.4324 | 0.2989 | 0.361 | 0.3084 | 0.3369
|  | 267:00 | 0 | 0 | 0 | 0 | 0 | 0 | 0 | 0 | 0 | 0 | 0 | 0 | 0.4985 | 0.6102 | 0.1451 | 0.5007 | 0.6102 | 0.3706 | 0.3203 | 0.4686 | 0.2803 | 0.3302 | 0.2658 | 0.3223
|  | 268:00 | 0 | 0 | 0 | 0 | 0 | 0 | 0 | 0 | 0 | 0 | 0 | 0 | 0.5914 | 0.7272 | 0.188 | 0.6048 | 0.7272 | 0.4486 | 0.3039 | 0.4313 | 0.25 | 0.2878 | 0.2087 | 0.278
|  | 269:00 | 0 | 0 | 0 | 0 | 0 | 0 | 0 | 0 | 0 | 0 | 0 | 0 | 0.5618 | 0.7275 | 0.1916 | 0.6739 | 0.7275 | 0.4555 | 0.3084 | 0.4187 | 0.3223 | 0.342 | 0.2012 | 0.2826
|  | 270:00 | 0 | 0 | 0 | 0 | 0 | 0 | 0 | 0 | 0 | 0 | 0 | 0 | 0.5636 | 0.6389 | 0.1966 | 0.6871 | 0.6389 | 0.4501 | 0.2551 | 0.4641 | 0.3855 | 0.3944 | 0.196 | 0.2937
|  | 271:00 | 0 | 0 | 0 | 0 | 0 | 0 | 0 | 0 | 0 | 0 | 0 | 0 | 0.5482 | 0.5378 | 0.2003 | 0.6289 | 0.5378 | 0.4237 | 0.2229 | 0.4082 | 0.3854 | 0.35 | 0.1879 | 0.2714
|  | 272:00 | 0 | 0 | 0 | 0 | 0 | 0 | 0.0732 | 0.0373 | 0.0508 | 0.0733 | 0.0156 | 0.05 | 0.5238 | 0.478 | 0.1742 | 0.5699 | 0.478 | 0.3875 | 0.2453 | 0.3948 | 0.4315 | 0.4218 | 0.253 | 0.3121
|  | 273:00 | 0 | 0 | 0 | 0 | 0 | 0 | 0.3067 | 0.2851 | 0.2013 | 0.2352 | 0.2772 | 0.2611 | 0.4865 | 0.4222 | 0.1521 | 0.4886 | 0.4222 | 0.3453 | 0.3205 | 0.3883 | 0.5024 | 0.4605 | 0.3652 | 0.3853
|  | 274:00 | 0.0183 | 0.015 | 0 | 0 | 0 | 0.0067 | 0.3752 | 0.4332 | 0.1891 | 0.4127 | 0.6281 | 0.4077 | 0.4259 | 0.4918 | 0.1434 | 0.5635 | 0.4918 | 0.3479 | 0.3352 | 0.3814 | 0.3535 | 0.4013 | 0.3709 | 0.3686
|  | 275:00 | 0.0539 | 0.1665 | 0 | 0.0411 | 0.0835 | 0.069 | 0.4549 | 0.4581 | 0.3586 | 0.4777 | 0.5792 | 0.4657 | 0.4088 | 0.3514 | 0.1164 | 0.3851 | 0.3514 | 0.2802 | 0.384 | 0.3681 | 0.3077 | 0.4006 | 0.2964 | 0.3284
|  | 276:00 | 0.1171 | 0.2758 | 0 | 0.0947 | 0.2596 | 0.1494 | 0.4894 | 0.4967 | 0.4155 | 0.5139 | 0.6039 | 0.5039 | 0.3173 | 0.2512 | 0.0945 | 0.3002 | 0.2512 | 0.2168 | 0.3564 | 0.3482 | 0.3386 | 0.4946 | 0.3062 | 0.3334
|  | 277:00 | 0.1375 | 0.2614 | 0 | 0.1348 | 0.1239 | 0.1315 | 0.5035 | 0.5023 | 0.4164 | 0.4934 | 0.5964 | 0.5024 | 0.2204 | 0.2275 | 0.0653 | 0.2507 | 0.2275 | 0.1652 | 0.3314 | 0.3913 | 0.2679 | 0.3809 | 0.3634 | 0.356
|  | 278:00 | 0.1807 | 0.2808 | 0 | 0.1698 | 0.2947 | 0.1852 | 0.5438 | 0.4446 | 0.3934 | 0.4909 | 0.6306 | 0.5007 | 0.223 | 0.2988 | 0.0762 | 0.3063 | 0.2988 | 0.1898 | 0.4199 | 0.465 | 0.2974 | 0.318 | 0.4751 | 0.4393
|  | 279:00 | 0.2418 | 0.35 | 0.0196 | 0.1582 | 0.3508 | 0.2241 | 0.4848 | 0.5152 | 0.3527 | 0.4882 | 0.6868 | 0.5055 | 0.2479 | 0.3545 | 0.0783 | 0.3257 | 0.3545 | 0.2081 | 0.4124 | 0.5514 | 0.4275 | 0.3796 | 0.4937 | 0.4849
|  | 280:00 | 0.2 | 0.2984 | 0.0291 | 0.1806 | 0.283 | 0.1982 | 0.4386 | 0.4814 | 0.2267 | 0.4703 | 0.6508 | 0.4536 | 0.2655 | 0.3086 | 0.0799 | 0.3063 | 0.3086 | 0.2044 | 0.3687 | 0.6273 | 0.5371 | 0.4008 | 0.5856 | 0.5567
|  | 281:00 | 0.0079 | 0.0463 | 0 | 0 | 0 | 0.0109 | 0.2675 | 0.2315 | 0.1308 | 0.2817 | 0.4387 | 0.27 | 0.2866 | 0.2763 | 0.0858 | 0.3177 | 0.2763 | 0.2112 | 0.4285 | 0.6385 | 0.5691 | 0.4475 | 0.6157 | 0.5869
|  | 282:00 | 0 | 0 | 0 | 0 | 0 | 0 | 0.0131 | 0.0326 | 0.0018 | 0.0284 | 0.0773 | 0.0306 | 0.283 | 0.257 | 0.083 | 0.2928 | 0.257 | 0.2018 | 0.4886 | 0.683 | 0.5039 | 0.4649 | 0.6279 | 0.6032
|  | 283:00 | 0 | 0 | 0 | 0 | 0 | 0 | 0 | 0 | 0 | 0 | 0 | 0 | 0.2988 | 0.2298 | 0.0701 | 0.2516 | 0.2298 | 0.1896 | 0.6062 | 0.7746 | 0.4768 | 0.5106 | 0.7322 | 0.6885
|  | 284:00 | 0 | 0 | 0 | 0 | 0 | 0 | 0 | 0 | 0 | 0 | 0 | 0 | 0.3224 | 0.3149 | 0.0953 | 0.3431 | 0.3149 | 0.2347 | 0.5682 | 0.731 | 0.4241 | 0.5133 | 0.6216 | 0.6129
|  | 285:00 | 0 | 0 | 0 | 0 | 0 | 0 | 0 | 0 | 0 | 0 | 0 | 0 | 0.3692 | 0.4831 | 0.1236 | 0.4815 | 0.4831 | 0.3067 | 0.5342 | 0.6523 | 0.3737 | 0.5612 | 0.4975 | 0.5253
|  | 286:00 | 0 | 0 | 0 | 0 | 0 | 0 | 0 | 0 | 0 | 0 | 0 | 0 | 0.4286 | 0.4939 | 0.1116 | 0.4656 | 0.4939 | 0.3167 | 0.6524 | 0.6443 | 0.3108 | 0.474 | 0.5407 | 0.5475
|  | 287:00 | 0 | 0 | 0 | 0 | 0 | 0 | 0 | 0 | 0 | 0 | 0 | 0 | 0.4504 | 0.463 | 0.1035 | 0.3904 | 0.463 | 0.301 | 0.5929 | 0.7208 | 0.2377 | 0.4024 | 0.4685 | 0.5102
|  | 288:00 | 0 | 0 | 0 | 0 | 0 | 0 | 0 | 0 | 0 | 0 | 0 | 0 | 0.4102 | 0.4017 | 0.1166 | 0.3392 | 0.4017 | 0.2775 | 0.4699 | 0.654 | 0.1394 | 0.2952 | 0.3673 | 0.4144

## CapFactor_half
ERCOT total
|  |  | SolarCSP | [5 empty] | Solar PVSAT | [5 empty] | wind | [5 empty] | new_wind | [6 empty] | SOLAR CSP |  |  |  |  | SOLAR PVSAT |  |  |  |  | wind |  |  |  |  | new_wind
Month | Season | Hour | Northeast | West | Coastal | South | Panhandle | ERCOT total | Northeast | West | Coastal | South | Panhandle | ERCOT total | Northeast | West | Coastal | South | Panhandle | ERCOT total | Northeast | West | Coastal | South | Panhandle | ERCOT total |  | Spring | Summer | Fall | Winter |  | Spring | Summer | Fall | Winter |  | Spring | Summer | Fall | Winter |  | Spring | Summer | Fall | Winter
Jan | Winter | 0:30 | 0 | 0 | 0 | 0 | 0 | 0 | 0 | 0 | 0 | 0 | 0 | 0 | 0.3568 | 0.5495 | 0.1516 | 0.468 | 0.5495 | 0.3196 | 0.2986 | 0.444 | 0.5613 | 0.4138 | 0.3381 | 0.3864 | 0:30 | 0 | 0 | 0 | 0 | 0:30 | 0 | 0 | 0 | 0 | 0:30 | 0.456 | 0.3183 | 0.4011 | 0.3196 | 0:30 | 0.6593 | 0.5212 | 0.4044 | 0.3864
|  | 1:00 | 0 | 0 | 0 | 0 | 0 | 0 | 0 | 0 | 0 | 0 | 0 | 0 | 0.3101 | 0.632 | 0.1205 | 0.5098 | 0.3296 | 0.3282 | 0.4246 | 0.3794 | 0.5271 | 0.4034 | 0.4144 | 0.3758 | 1:00 | 0 | 0 | 0 | 0 | 1:00 | 0 | 0 | 0 | 0 | 1:00 | 0.3468 | 0.3546 | 0.2651 | 0.3282 | 1:00 | 0.6408 | 0.7656 | 0.4988 | 0.3758
|  | 1:30 | 0 | 0 | 0 | 0 | 0 | 0 | 0 | 0 | 0 | 0 | 0 | 0 | 0.3479 | 0.4695 | 0.1469 | 0.3893 | 0.4695 | 0.29 | 0.327 | 0.4754 | 0.4899 | 0.3877 | 0.4128 | 0.4249 | 1:30 | 0 | 0 | 0 | 0 | 1:30 | 0 | 0 | 0 | 0 | 1:30 | 0.4475 | 0.2584 | 0.3881 | 0.29 | 1:30 | 0.6402 | 0.464 | 0.3664 | 0.4249
|  | 2:00 | 0 | 0 | 0 | 0 | 0 | 0 | 0 | 0 | 0 | 0 | 0 | 0 | 0.2336 | 0.2368 | 0.1936 | 0.2533 | 0.37 | 0.3619 | 0.4192 | 0.4204 | 0.5878 | 0.2091 | 0.4794 | 0.3534 | 2:00 | 0 | 0 | 0 | 0 | 2:00 | 0 | 0 | 0 | 0 | 2:00 | 0.3872 | 0.1461 | 0.3819 | 0.3619 | 2:00 | 0.5104 | 0.5072 | 0.4973 | 0.3534
|  | 2:30 | 0 | 0 | 0 | 0 | 0 | 0 | 0 | 0 | 0 | 0 | 0 | 0 | 0.2804 | 0.3726 | 0.1093 | 0.3164 | 0.3726 | 0.23 | 0.37 | 0.4737 | 0.4768 | 0.3958 | 0.4304 | 0.4371 | 2:30 | 0 | 0 | 0 | 0 | 2:30 | 0 | 0 | 0 | 0 | 2:30 | 0.4666 | 0.2446 | 0.3531 | 0.23 | 2:30 | 0.6353 | 0.4585 | 0.3587 | 0.4371
|  | 3:00 | 0 | 0 | 0 | 0 | 0 | 0 | 0 | 0 | 0 | 0 | 0 | 0 | 0.3055 | 0.3157 | 0 | 0.3572 | 0.3217 | 0.3165 | 0.2711 | 0.341 | 0.5323 | 0.2668 | 0.3482 | 0.4349 | 3:00 | 0 | 0 | 0 | 0 | 3:00 | 0 | 0 | 0 | 0 | 3:00 | 0.4873 | 0.1689 | 0.5895 | 0.3165 | 3:00 | 0.4253 | 0.3225 | 0.2896 | 0.4349
|  | 3:30 | 0 | 0 | 0 | 0 | 0 | 0 | 0 | 0 | 0 | 0 | 0 | 0 | 0.2342 | 0.3478 | 0.0975 | 0.3163 | 0.3478 | 0.2092 | 0.3676 | 0.4877 | 0.4445 | 0.3451 | 0.4158 | 0.4267 | 3:30 | 0 | 0 | 0 | 0 | 3:30 | 0 | 0 | 0 | 0 | 3:30 | 0.4386 | 0.2694 | 0.3502 | 0.2092 | 3:30 | 0.6181 | 0.4249 | 0.3711 | 0.4267
|  | 4:00 | 0 | 0 | 0 | 0 | 0 | 0 | 0 | 0 | 0 | 0 | 0 | 0 | 0.1605 | 0.422 | 0.2649 | 0.307 | 0.5228 | 0.2579 | 0.4587 | 0.5374 | 0.5525 | 0.3238 | 0.4699 | 0.6482 | 4:00 | 0 | 0 | 0 | 0 | 4:00 | 0 | 0 | 0 | 0 | 4:00 | 0.452 | 0.3237 | 0.2527 | 0.2579 | 4:00 | 0.5606 | 0.4717 | 0.3791 | 0.6482
|  | 4:30 | 0 | 0 | 0 | 0 | 0 | 0 | 0 | 0 | 0 | 0 | 0 | 0 | 0.2181 | 0.4143 | 0.1077 | 0.3794 | 0.4143 | 0.2292 | 0.4697 | 0.5277 | 0.4166 | 0.319 | 0.4361 | 0.4531 | 4:30 | 0 | 0 | 0 | 0 | 4:30 | 0 | 0 | 0 | 0 | 4:30 | 0.3995 | 0.2559 | 0.3263 | 0.2292 | 4:30 | 0.6218 | 0.4142 | 0.374 | 0.4531
|  | 5:00 | 0 | 0 | 0 | 0 | 0 | 0 | 0 | 0 | 0 | 0 | 0 | 0 | 0.3461 | 0.2914 | 0.0317 | 0.4034 | 0.5526 | 0.1877 | 0.4447 | 0.5023 | 0.3999 | 0.2315 | 0.4183 | 0.4053 | 5:00 | 0 | 0 | 0 | 0 | 5:00 | 0 | 0 | 0 | 0 | 5:00 | 0.3642 | 0.2312 | 0.3776 | 0.1877 | 5:00 | 0.7118 | 0.4169 | 0.4234 | 0.4053
|  | 5:30 | 0 | 0 | 0 | 0 | 0 | 0 | 0 | 0 | 0 | 0 | 0 | 0 | 0.2129 | 0.3977 | 0.0985 | 0.3798 | 0.3977 | 0.2221 | 0.5254 | 0.4825 | 0.4084 | 0.2792 | 0.4479 | 0.4525 | 5:30 | 0 | 0 | 0 | 0 | 5:30 | 0.0007 | 0.0066 | 0 | 0 | 5:30 | 0.3679 | 0.2693 | 0.2879 | 0.2221 | 5:30 | 0.6604 | 0.3747 | 0.3691 | 0.4525
|  | 6:00 | 0 | 0 | 0 | 0 | 0 | 0 | 0 | 0 | 0 | 0 | 0 | 0 | 0.2715 | 0.4462 | 0.0249 | 0.4556 | 0.5378 | 0.2554 | 0.4984 | 0.5924 | 0.3002 | 0.349 | 0.4983 | 0.3216 | 6:00 | 0 | 0 | 0 | 0 | 6:00 | 0.0659 | 0.1002 | 0 | 0 | 6:00 | 0.4168 | 0.3373 | 0.4349 | 0.2554 | 6:00 | 0.6389 | 0.4185 | 0.3868 | 0.3216
|  | 6:30 | 0 | 0 | 0 | 0 | 0 | 0 | 0 | 0 | 0 | 0 | 0 | 0 | 0.2412 | 0.4065 | 0.0928 | 0.4028 | 0.4065 | 0.2335 | 0.547 | 0.4158 | 0.3878 | 0.2571 | 0.3644 | 0.3946 | 6:30 | 0 | 0 | 0 | 0 | 6:30 | 0.0958 | 0.1847 | 0.0053 | 0 | 6:30 | 0.3345 | 0.2529 | 0.2757 | 0.2335 | 6:30 | 0.6425 | 0.3314 | 0.3716 | 0.3946
|  | 7:00 | 0 | 0 | 0 | 0 | 0 | 0 | 0 | 0.0456 | 0.0147 | 0.0174 | 0 | 0.045 | 0.314 | 0.555 | 0.1108 | 0.5684 | 0.3297 | 0.2201 | 0.5353 | 0.4371 | 0.3961 | 0.2084 | 0.4195 | 0.2873 | 7:00 | 0 | 0.0084 | 0 | 0 | 7:00 | 0.2533 | 0.3766 | 0.0893 | 0.045 | 7:00 | 0.3427 | 0.3663 | 0.2583 | 0.2201 | 7:00 | 0.7006 | 0.376 | 0.341 | 0.2873
|  | 7:30 | 0 | 0 | 0 | 0 | 0 | 0 | 0.0045 | 0.0219 | 0.0251 | 0.0131 | 0 | 0.0129 | 0.2647 | 0.4105 | 0.0979 | 0.4313 | 0.4105 | 0.2483 | 0.5022 | 0.409 | 0.435 | 0.2519 | 0.3418 | 0.3818 | 7:30 | 0 | 0.0256 | 0 | 0 | 7:30 | 0.3954 | 0.5577 | 0.2447 | 0.0129 | 7:30 | 0.2531 | 0.1969 | 0.2739 | 0.2483 | 7:30 | 0.5487 | 0.263 | 0.3395 | 0.3818
|  | 8:00 | 0 | 0 | 0 | 0 | 0 | 0 | 0.1693 | 0.1817 | 0.1293 | 0.1011 | 0.1418 | 0.1446 | 0.2981 | 0.3345 | 0.1294 | 0.46 | 0.3868 | 0.0309 | 0.6687 | 0.55 | 0.4448 | 0.4042 | 0.3859 | 0.2969 | 8:00 | 0.0594 | 0.1579 | 0.0263 | 0 | 8:00 | 0.4985 | 0.6729 | 0.3889 | 0.1446 | 8:00 | 0.2693 | 0.1071 | 0.2716 | 0.0309 | 8:00 | 0.5598 | 0.1683 | 0.4853 | 0.2969
|  | 8:30 | 0 | 0 | 0 | 0 | 0 | 0 | 0.2699 | 0.3216 | 0.241 | 0.196 | 0.2884 | 0.2634 | 0.3084 | 0.4286 | 0.1059 | 0.46 | 0.4286 | 0.2717 | 0.4811 | 0.4342 | 0.4567 | 0.2836 | 0.3414 | 0.3888 | 8:30 | 0.1063 | 0.2605 | 0.0124 | 0 | 8:30 | 0.5971 | 0.7871 | 0.5463 | 0.2634 | 8:30 | 0.1942 | 0.1483 | 0.2734 | 0.2717 | 8:30 | 0.4574 | 0.2138 | 0.3193 | 0.3888
|  | 9:00 | 0 | 0 | 0 | 0 | 0 | 0 | 0.4243 | 0.4287 | 0.3443 | 0.2994 | 0.4603 | 0.4031 | 0.1844 | 0.3614 | 0.0744 | 0.4926 | 0.3182 | 0.2724 | 0.5337 | 0.4678 | 0.3976 | 0.3114 | 0.4548 | 0.354 | 9:00 | 0.1782 | 0.45 | 0.1934 | 0 | 9:00 | 0.6787 | 0.8193 | 0.6187 | 0.4031 | 9:00 | 0.1854 | 0.1445 | 0.1525 | 0.2724 | 9:00 | 0.4703 | 0.2104 | 0.3355 | 0.354
|  | 9:30 | 0 | 0.0509 | 0 | 0 | 0 | 0.0102 | 0.5401 | 0.5986 | 0.4245 | 0.4177 | 0.6374 | 0.5236 | 0.2509 | 0.3759 | 0.0788 | 0.3964 | 0.3759 | 0.2258 | 0.4426 | 0.4063 | 0.2755 | 0.1751 | 0.4119 | 0.388 | 9:30 | 0.2426 | 0.6474 | 0.3743 | 0.0102 | 9:30 | 0.7258 | 0.8678 | 0.6572 | 0.5236 | 9:30 | 0.1881 | 0.1279 | 0.208 | 0.2258 | 9:30 | 0.3256 | 0.1674 | 0.2213 | 0.388
|  | 10:00 | 0.0625 | 0.1001 | 0.0368 | 0.0285 | 0.117 | 0.0623 | 0.6338 | 0.6289 | 0.4855 | 0.473 | 0.6827 | 0.5686 | 0.231 | 0.2039 | 0.0921 | 0.3436 | 0.4889 | 0.1504 | 0.4974 | 0.2946 | 0.1299 | 0.285 | 0.4469 | 0.1769 | 10:00 | 0.29 | 0.667 | 0.4995 | 0.0623 | 10:00 | 0.7403 | 0.861 | 0.6711 | 0.5686 | 10:00 | 0.229 | 0.0556 | 0.1599 | 0.1504 | 10:00 | 0.5002 | 0.1796 | 0.0678 | 0.1769
|  | 10:30 | 0.1321 | 0.2156 | 0.044 | 0.0372 | 0.2493 | 0.1356 | 0.6567 | 0.6735 | 0.472 | 0.5395 | 0.7435 | 0.617 | 0.2417 | 0.4009 | 0.0773 | 0.3721 | 0.4009 | 0.2207 | 0.3362 | 0.3106 | 0.1529 | 0.0933 | 0.2399 | 0.2503 | 10:30 | 0.3282 | 0.7217 | 0.6241 | 0.1356 | 10:30 | 0.7521 | 0.8733 | 0.6891 | 0.617 | 10:30 | 0.1917 | 0.1143 | 0.1874 | 0.2207 | 10:30 | 0.3857 | 0.1674 | 0.1462 | 0.2503
|  | 11:00 | 0.209 | 0.3114 | 0.0954 | 0.0855 | 0.3927 | 0.1994 | 0.6673 | 0.6245 | 0.4838 | 0.5141 | 0.7896 | 0.6319 | 0.2361 | 0.3599 | 0 | 0.4826 | 0.6448 | 0.3837 | 0.2485 | 0.2244 | 0.1799 | 0.1142 | 0.183 | 0.22 | 11:00 | 0.3575 | 0.7751 | 0.6049 | 0.1994 | 11:00 | 0.7794 | 0.876 | 0.6723 | 0.6319 | 11:00 | 0.1506 | 0 | 0.1111 | 0.3837 | 11:00 | 0.5488 | 0.1022 | 0.217 | 0.22
|  | 11:30 | 0.3054 | 0.4031 | 0.1489 | 0.0974 | 0.5056 | 0.2921 | 0.6656 | 0.6866 | 0.4938 | 0.4987 | 0.7199 | 0.6129 | 0.3135 | 0.5426 | 0.0906 | 0.4699 | 0.5426 | 0.2825 | 0.2676 | 0.2322 | 0.1413 | 0.0823 | 0.2119 | 0.2089 | 11:30 | 0.4036 | 0.8087 | 0.5921 | 0.2921 | 11:30 | 0.8102 | 0.8498 | 0.655 | 0.6129 | 11:30 | 0.2841 | 0.0962 | 0.2272 | 0.2825 | 11:30 | 0.529 | 0.1374 | 0.2479 | 0.2089
|  | 12:00 | 0.2875 | 0.4216 | 0.1601 | 0.1038 | 0.4938 | 0.2813 | 0.6474 | 0.7176 | 0.4887 | 0.5117 | 0.6887 | 0.6384 | 0.206 | 0.4589 | 0.0688 | 0.5131 | 0.4407 | 0.478 | 0.3646 | 0.2278 | 0 | 0.0442 | 0.2386 | 0.4357 | 12:00 | 0.4197 | 0.7889 | 0.5628 | 0.2813 | 12:00 | 0.7895 | 0.8642 | 0.677 | 0.6384 | 12:00 | 0.2004 | 0.3116 | 0 | 0.478 | 12:00 | 0.5381 | 0.2223 | 0.2324 | 0.4357
|  | 12:30 | 0.3225 | 0.4281 | 0.1528 | 0.1441 | 0.4484 | 0.2992 | 0.6469 | 0.6762 | 0.4806 | 0.5492 | 0.6737 | 0.6053 | 0.3236 | 0.4488 | 0.0923 | 0.4197 | 0.4488 | 0.2649 | 0.2502 | 0.2231 | 0.086 | 0.0813 | 0.2155 | 0.2004 | 12:30 | 0.4861 | 0.7326 | 0.5629 | 0.2992 | 12:30 | 0.8016 | 0.8493 | 0.6973 | 0.6053 | 12:30 | 0.3406 | 0.1161 | 0.1929 | 0.2649 | 12:30 | 0.5802 | 0.1692 | 0.238 | 0.2004
|  | 13:00 | 0.335 | 0.3779 | 0.1577 | 0.1381 | 0.4433 | 0.3007 | 0.6524 | 0.6599 | 0.4639 | 0.5332 | 0.6653 | 0.6069 | 0.3398 | 0.5137 | 0.0413 | 0.3337 | 0.3614 | 0.184 | 0.2476 | 0.1155 | 0.0979 | 0.0911 | 0 | 0.1766 | 13:00 | 0.4835 | 0.749 | 0.5717 | 0.3007 | 13:00 | 0.7953 | 0.8301 | 0.6727 | 0.6069 | 13:00 | 0.3626 | 0.1414 | 0.0058 | 0.184 | 13:00 | 0.5555 | 0.2469 | 0.2392 | 0.1766
|  | 13:30 | 0.3302 | 0.4308 | 0.1496 | 0.1222 | 0.4493 | 0.2964 | 0.6532 | 0.6725 | 0.4883 | 0.504 | 0.6743 | 0.5985 | 0.2821 | 0.3345 | 0.0801 | 0.3104 | 0.3345 | 0.213 | 0.3055 | 0.2085 | 0.0752 | 0.0809 | 0.1967 | 0.1926 | 13:30 | 0.5183 | 0.7813 | 0.6172 | 0.2964 | 13:30 | 0.8069 | 0.8466 | 0.6645 | 0.5985 | 13:30 | 0.2997 | 0.1834 | 0.1645 | 0.213 | 13:30 | 0.5397 | 0.186 | 0.2824 | 0.1926
|  | 14:00 | 0.3318 | 0.4423 | 0.1977 | 0.1746 | 0.4851 | 0.3187 | 0.66 | 0.6089 | 0.5128 | 0.4918 | 0.7017 | 0.6232 | 0.2515 | 0.326 | 0.1226 | 0.3251 | 0.4012 | 0.3143 | 0.3313 | 0.1758 | 0 | 0.1111 | 0.1388 | 0.1544 | 14:00 | 0.554 | 0.7849 | 0.5918 | 0.3187 | 14:00 | 0.8331 | 0.8491 | 0.6917 | 0.6232 | 14:00 | 0.2128 | 0.3704 | 0.2371 | 0.3143 | 14:00 | 0.3538 | 0.1752 | 0.3067 | 0.1544
|  | 14:30 | 0.3472 | 0.4698 | 0.1874 | 0.1646 | 0.505 | 0.3348 | 0.6542 | 0.6929 | 0.5334 | 0.4874 | 0.7178 | 0.6171 | 0.2794 | 0.3135 | 0.0725 | 0.2824 | 0.3135 | 0.2012 | 0.3231 | 0.19 | 0.0991 | 0.0871 | 0.1995 | 0.1949 | 14:30 | 0.543 | 0.7742 | 0.6497 | 0.3348 | 14:30 | 0.8102 | 0.8518 | 0.6945 | 0.6171 | 14:30 | 0.2589 | 0.1645 | 0.1581 | 0.2012 | 14:30 | 0.4448 | 0.2004 | 0.2468 | 0.1949
|  | 15:00 | 0.3625 | 0.4715 | 0.2208 | 0.1292 | 0.5172 | 0.3444 | 0.6376 | 0.7171 | 0.5317 | 0.4391 | 0.7196 | 0.5984 | 0.4274 | 0.3028 | 0.0748 | 0.2156 | 0.3746 | 0.0501 | 0.4919 | 0.1766 | 0.0003 | 0.1908 | 0.1965 | 0.1528 | 15:00 | 0.5257 | 0.7696 | 0.6702 | 0.3444 | 15:00 | 0.7586 | 0.8337 | 0.6843 | 0.5984 | 15:00 | 0.2856 | 0.1167 | 0.066 | 0.0501 | 15:00 | 0.5316 | 0.1884 | 0.3634 | 0.1528
|  | 15:30 | 0.3221 | 0.4663 | 0.2666 | 0.0936 | 0.5566 | 0.341 | 0.5781 | 0.6588 | 0.5262 | 0.3709 | 0.7186 | 0.5705 | 0.3382 | 0.3482 | 0.0767 | 0.2834 | 0.3482 | 0.2237 | 0.3218 | 0.2012 | 0.1452 | 0.1121 | 0.1988 | 0.2033 | 15:30 | 0.5158 | 0.7623 | 0.667 | 0.341 | 15:30 | 0.7089 | 0.8531 | 0.6358 | 0.5705 | 15:30 | 0.2578 | 0.1475 | 0.1577 | 0.2237 | 15:30 | 0.4542 | 0.218 | 0.299 | 0.2033
|  | 16:00 | 0.2138 | 0.3782 | 0.1719 | 0.0912 | 0.5154 | 0.2836 | 0.4781 | 0.5707 | 0.4513 | 0.3092 | 0.6617 | 0.4724 | 0.4596 | 0.2731 | 0.1172 | 0.2842 | 0.4323 | 0.1825 | 0.2922 | 0.2956 | 0.2217 | 0.1488 | 0.1244 | 0.1448 | 16:00 | 0.4743 | 0.7078 | 0.4858 | 0.2836 | 16:00 | 0.6946 | 0.826 | 0.5419 | 0.4724 | 16:00 | 0.2105 | 0.0907 | 0.1772 | 0.1825 | 16:00 | 0.3942 | 0.0575 | 0.2086 | 0.1448
|  | 16:30 | 0.055 | 0.2775 | 0.0813 | 0.0652 | 0.4715 | 0.1901 | 0.3663 | 0.4849 | 0.3331 | 0.2389 | 0.5902 | 0.4027 | 0.3664 | 0.32 | 0.1055 | 0.2864 | 0.32 | 0.2405 | 0.3099 | 0.2105 | 0.2156 | 0.1353 | 0.2296 | 0.2286 | 16:30 | 0.4714 | 0.6706 | 0.323 | 0.1901 | 16:30 | 0.7081 | 0.7916 | 0.4353 | 0.4027 | 16:30 | 0.2615 | 0.1508 | 0.1695 | 0.2405 | 16:30 | 0.5143 | 0.2165 | 0.3226 | 0.2286
|  | 17:00 | 0.0169 | 0.1841 | 0.0728 | 0.0447 | 0.2326 | 0.0786 | 0.1807 | 0.3362 | 0.2068 | 0.1684 | 0.4272 | 0.2463 | 0.3162 | 0.4435 | 0.0313 | 0.2823 | 0.3151 | 0.1724 | 0.2999 | 0.2207 | 0.3941 | 0.0304 | 0.2575 | 0.3103 | 17:00 | 0.3563 | 0.583 | 0.1186 | 0.0786 | 17:00 | 0.6061 | 0.7414 | 0.258 | 0.2463 | 17:00 | 0.2453 | 0.4415 | 0.2979 | 0.1724 | 17:00 | 0.4968 | 0.0402 | 0.3169 | 0.3103
|  | 17:30 | 0 | 0 | 0 | 0 | 0 | 0 | 0.0521 | 0.155 | 0.0411 | 0.0641 | 0.2317 | 0.1088 | 0.356 | 0.3813 | 0.1159 | 0.3203 | 0.3813 | 0.2557 | 0.3066 | 0.2415 | 0.302 | 0.1682 | 0.2813 | 0.2725 | 17:30 | 0.225 | 0.4966 | 0 | 0 | 17:30 | 0.4816 | 0.6451 | 0.0906 | 0.1088 | 17:30 | 0.3254 | 0.1979 | 0.1704 | 0.2557 | 17:30 | 0.561 | 0.2466 | 0.345 | 0.2725
|  | 18:00 | 0 | 0 | 0 | 0 | 0 | 0 | 0.0483 | 0.1155 | 0.0604 | 0.0525 | 0.1386 | 0.0815 | 0.2872 | 0.4936 | 0.2929 | 0.4818 | 0.2818 | 0.14 | 0.4063 | 0.3774 | 0.2302 | 0.3318 | 0.2943 | 0.2126 | 18:00 | 0.0938 | 0.2836 | 0 | 0 | 18:00 | 0.3059 | 0.4747 | 0.0288 | 0.0815 | 18:00 | 0.3593 | 0.2074 | 0.3054 | 0.14 | 18:00 | 0.5543 | 0.2552 | 0.3767 | 0.2126
|  | 18:30 | 0 | 0 | 0 | 0 | 0 | 0 | 0 | 0.001 | 0 | 0 | 0 | 0.0002 | 0.4174 | 0.49 | 0.1369 | 0.428 | 0.49 | 0.3158 | 0.3926 | 0.3174 | 0.4002 | 0.3055 | 0.3626 | 0.3575 | 18:30 | 0 | 0.0905 | 0 | 0 | 18:30 | 0.1357 | 0.3408 | 0.0001 | 0.0002 | 18:30 | 0.4104 | 0.2265 | 0.1889 | 0.3158 | 18:30 | 0.6292 | 0.2769 | 0.419 | 0.3575
|  | 19:00 | 0 | 0 | 0 | 0 | 0 | 0 | 0 | 0 | 0 | 0 | 0 | 0 | 0.3323 | 0.429 | 0.0818 | 0.4175 | 0.4006 | 0.3365 | 0.5814 | 0.3185 | 0.5408 | 0.3005 | 0.371 | 0.5047 | 19:00 | 0 | 0.0674 | 0 | 0 | 19:00 | 0.0546 | 0.2269 | 0.0064 | 0 | 19:00 | 0.4693 | 0.312 | 0.2901 | 0.3365 | 19:00 | 0.6566 | 0.3111 | 0.4801 | 0.5047
|  | 19:30 | 0 | 0 | 0 | 0 | 0 | 0 | 0 | 0 | 0 | 0 | 0 | 0 | 0.4117 | 0.4638 | 0.1393 | 0.4489 | 0.4638 | 0.3162 | 0.47 | 0.4323 | 0.4542 | 0.3349 | 0.4861 | 0.4618 | 19:30 | 0 | 0 | 0 | 0 | 19:30 | 0.0039 | 0.0411 | 0 | 0 | 19:30 | 0.431 | 0.2566 | 0.2666 | 0.3162 | 19:30 | 0.7398 | 0.3917 | 0.4129 | 0.4618
|  | 20:00 | 0 | 0 | 0 | 0 | 0 | 0 | 0 | 0 | 0 | 0 | 0 | 0 | 0.4096 | 0.5764 | 0.3594 | 0.3877 | 0.4904 | 0.3705 | 0.5231 | 0.6723 | 0.5063 | 0.3029 | 0.4085 | 0.3991 | 20:00 | 0 | 0 | 0 | 0 | 20:00 | 0 | 0.0313 | 0 | 0 | 20:00 | 0.3034 | 0.1996 | 0.3686 | 0.3705 | 20:00 | 0.7802 | 0.4732 | 0.3082 | 0.3991
|  | 20:30 | 0 | 0 | 0 | 0 | 0 | 0 | 0 | 0 | 0 | 0 | 0 | 0 | 0.4085 | 0.4365 | 0.1338 | 0.456 | 0.4365 | 0.3112 | 0.5246 | 0.5675 | 0.488 | 0.3838 | 0.6013 | 0.5624 | 20:30 | 0 | 0 | 0 | 0 | 20:30 | 0 | 0 | 0 | 0 | 20:30 | 0.4282 | 0.2818 | 0.3625 | 0.3112 | 20:30 | 0.8021 | 0.5139 | 0.4091 | 0.5624
|  | 21:00 | 0 | 0 | 0 | 0 | 0 | 0 | 0 | 0 | 0 | 0 | 0 | 0 | 0.4315 | 0.4646 | 0.09 | 0.4566 | 0.276 | 0.19 | 0.4187 | 0.7116 | 0.3891 | 0.5054 | 0.6359 | 0.4596 | 21:00 | 0 | 0 | 0 | 0 | 21:00 | 0 | 0 | 0 | 0 | 21:00 | 0.5556 | 0.3374 | 0.3073 | 0.19 | 21:00 | 0.7661 | 0.3466 | 0.3996 | 0.4596
|  | 21:30 | 0 | 0 | 0 | 0 | 0 | 0 | 0 | 0 | 0 | 0 | 0 | 0 | 0.4282 | 0.4514 | 0.1346 | 0.4334 | 0.4514 | 0.3144 | 0.4238 | 0.5284 | 0.35 | 0.3889 | 0.5725 | 0.5121 | 21:30 | 0 | 0 | 0 | 0 | 21:30 | 0 | 0 | 0 | 0 | 21:30 | 0.4818 | 0.265 | 0.3886 | 0.3144 | 21:30 | 0.7607 | 0.5082 | 0.4432 | 0.5121
|  | 22:00 | 0 | 0 | 0 | 0 | 0 | 0 | 0 | 0 | 0 | 0 | 0 | 0 | 0.3666 | 0.4313 | 0.2186 | 0.401 | 0.5194 | 0.3716 | 0.4461 | 0.514 | 0.3371 | 0.4265 | 0.49 | 0.361 | 22:00 | 0 | 0 | 0 | 0 | 22:00 | 0 | 0 | 0 | 0 | 22:00 | 0.4623 | 0.2582 | 0.3016 | 0.3716 | 22:00 | 0.7443 | 0.6072 | 0.4064 | 0.361
|  | 22:30 | 0 | 0 | 0 | 0 | 0 | 0 | 0 | 0 | 0 | 0 | 0 | 0 | 0.4664 | 0.4958 | 0.1266 | 0.435 | 0.4958 | 0.3275 | 0.3396 | 0.4841 | 0.3129 | 0.4767 | 0.527 | 0.4694 | 22:30 | 0 | 0 | 0 | 0 | 22:30 | 0 | 0 | 0 | 0 | 22:30 | 0.4783 | 0.2656 | 0.3574 | 0.3275 | 22:30 | 0.7406 | 0.4857 | 0.4605 | 0.4694
|  | 23:00 | 0 | 0 | 0 | 0 | 0 | 0 | 0 | 0 | 0 | 0 | 0 | 0 | 0.3587 | 0.4498 | 0.0223 | 0.3162 | 0.4508 | 0.2685 | 0.3283 | 0.289 | 0.2866 | 0.4084 | 0.5023 | 0.405 | 23:00 | 0 | 0 | 0 | 0 | 23:00 | 0 | 0 | 0 | 0 | 23:00 | 0.4867 | 0.3351 | 0.5187 | 0.2685 | 23:00 | 0.4613 | 0.435 | 0.536 | 0.405
|  | 23:30 | 0 | 0 | 0 | 0 | 0 | 0 | 0 | 0 | 0 | 0 | 0 | 0 | 0.4185 | 0.4117 | 0.1115 | 0.3986 | 0.4117 | 0.2907 | 0.3879 | 0.4293 | 0.2613 | 0.4427 | 0.4378 | 0.4103 | 23:30 | 0 | 0 | 0 | 0 | 23:30 | 0 | 0 | 0 | 0 | 23:30 | 0.489 | 0.3226 | 0.3593 | 0.2907 | 23:30 | 0.5846 | 0.4917 | 0.4745 | 0.4103
|  | 24:00 | 0 | 0 | 0 | 0 | 0 | 0 | 0 | 0 | 0 | 0 | 0 | 0 | 0.3895 | 0.3508 | 0.0064 | 0.2775 | 0.4631 | 0.3422 | 0.3191 | 0.3444 | 0.2469 | 0.1751 | 0.4743 | 0.5065 | 0:00 | 0 | 0 | 0 | 0 | 0:00 | 0 | 0 | 0 | 0 | 0:00 | 0.6549 | 0.1939 | 0.4361 | 0.3422 | 0:00 | 0.7279 | 0.3741 | 0.4065 | 0.5065
Fev |  | 24:30 | 0 | 0 | 0 | 0 | 0 | 0 | 0 | 0 | 0 | 0 | 0 | 0 | 0.2844 | 0.3183 | 0.0688 | 0.2738 | 0.3183 | 0.2 | 0.1647 | 0.424 | 0.1211 | 0.2983 | 0.4965 | 0.3909
|  | 25:00 | 0 | 0 | 0 | 0 | 0 | 0 | 0 | 0 | 0 | 0 | 0 | 0 | 0.2942 | 0.2796 | 0.1203 | 0.3444 | 0.4223 | 0.1129 | 0.4112 | 0.6341 | 0.0519 | 0.3786 | 0.603 | 0.3675
|  | 25:30 | 0 | 0 | 0 | 0 | 0 | 0 | 0 | 0 | 0 | 0 | 0 | 0 | 0.332 | 0.3813 | 0.0903 | 0.3219 | 0.3813 | 0.239 | 0.1949 | 0.4511 | 0.2229 | 0.3483 | 0.5077 | 0.4199 | Northeast
|  | 26:00 | 0 | 0 | 0 | 0 | 0 | 0 | 0 | 0 | 0 | 0 | 0 | 0 | 0.3899 | 0.437 | 0.0222 | 0.3456 | 0.2446 | 0.2453 | 0.1685 | 0.5234 | 0.2578 | 0.5211 | 0.4637 | 0.2815 |  | SOLAR CSP |  |  |  |  | SOLAR PVSAT |  |  |  |  | wind |  |  |  |  | new_wind
|  | 26:30 | 0 | 0 | 0 | 0 | 0 | 0 | 0 | 0 | 0 | 0 | 0 | 0 | 0.3772 | 0.4151 | 0.1022 | 0.3595 | 0.4151 | 0.2681 | 0.198 | 0.4549 | 0.3615 | 0.428 | 0.4385 | 0.4057 |  | Spring | Summer | Fall | Winter |  | Spring | Summer | Fall | Winter |  | Spring | Summer | Fall | Winter |  | Spring | Summer | Fall | Winter
|  | 27:00 | 0 | 0 | 0 | 0 | 0 | 0 | 0 | 0 | 0 | 0 | 0 | 0 | 0.3578 | 0.4805 | 0.1244 | 0.4623 | 0.4086 | 0.2685 | 0.3951 | 0.4467 | 0.5505 | 0.3293 | 0.3416 | 0.405 | 0:30 | 0 | 0 | 0 | 0 | 0:30 | 0 | 0 | 0 | 0 | 0:30 | 0.4901 | 0.3864 | 0.4639 | 0.3568 | 0:30 | 0.7445 | 0.5625 | 0.2229 | 0.2986
|  | 27:30 | 0 | 0 | 0 | 0 | 0 | 0 | 0 | 0 | 0 | 0 | 0 | 0 | 0.4551 | 0.4277 | 0.1189 | 0.4112 | 0.4277 | 0.3085 | 0.2824 | 0.4716 | 0.5008 | 0.5376 | 0.3863 | 0.4136 | 1:00 | 0 | 0 | 0 | 0 | 1:00 | 0 | 0 | 0 | 0 | 1:00 | 0.3614 | 0.2482 | 0.3605 | 0.3101 | 1:00 | 0.8401 | 0.6902 | 0.177 | 0.4246
|  | 28:00 | 0 | 0 | 0 | 0 | 0 | 0 | 0 | 0 | 0 | 0 | 0 | 0 | 0.2837 | 0.3931 | 0.0274 | 0.505 | 0.5152 | 0.4517 | 0.2953 | 0.5428 | 0.2984 | 0.3622 | 0.5194 | 0.4492 | 1:30 | 0 | 0 | 0 | 0 | 1:30 | 0 | 0 | 0 | 0 | 1:30 | 0.5022 | 0.3146 | 0.453 | 0.3479 | 1:30 | 0.7947 | 0.4352 | 0.2342 | 0.327
|  | 28:30 | 0 | 0 | 0 | 0 | 0 | 0 | 0 | 0 | 0 | 0 | 0 | 0 | 0.4607 | 0.4496 | 0.1361 | 0.4468 | 0.4496 | 0.3266 | 0.2791 | 0.4928 | 0.4842 | 0.5103 | 0.4603 | 0.4521 | 2:00 | 0 | 0 | 0 | 0 | 2:00 | 0 | 0 | 0 | 0 | 2:00 | 0.4061 | 0.4814 | 0.4617 | 0.2336 | 2:00 | 0.7475 | 0.4642 | 0.195 | 0.4192
|  | 29:00 | 0 | 0 | 0 | 0 | 0 | 0 | 0 | 0 | 0 | 0 | 0 | 0 | 0.4262 | 0.4259 | 0.2034 | 0.3516 | 0.5965 | 0.3283 | 0.4452 | 0.4619 | 0.4403 | 0.6154 | 0.4146 | 0.415 | 2:30 | 0 | 0 | 0 | 0 | 2:30 | 0 | 0 | 0 | 0 | 2:30 | 0.5128 | 0.2951 | 0.4045 | 0.2804 | 2:30 | 0.7792 | 0.4515 | 0.2067 | 0.37
|  | 29:30 | 0 | 0 | 0 | 0 | 0 | 0 | 0 | 0 | 0 | 0 | 0 | 0 | 0.3806 | 0.4284 | 0.1214 | 0.453 | 0.4284 | 0.2968 | 0.2551 | 0.4717 | 0.3965 | 0.3981 | 0.4786 | 0.4388 | 3:00 | 0 | 0 | 0 | 0 | 3:00 | 0 | 0 | 0 | 0 | 3:00 | 0.6173 | 0.3933 | 0.4206 | 0.3055 | 3:00 | 0.7781 | 0.3973 | 0.3312 | 0.2711
|  | 30:00 | 0 | 0 | 0 | 0 | 0 | 0 | 0 | 0 | 0 | 0 | 0 | 0 | 0.3827 | 0.5752 | 0.0235 | 0.3083 | 0.3711 | 0.3749 | 0.4572 | 0.4096 | 0.4008 | 0.2111 | 0.4907 | 0.4871 | 3:30 | 0 | 0 | 0 | 0 | 3:30 | 0 | 0 | 0 | 0 | 3:30 | 0.4968 | 0.3288 | 0.4075 | 0.2342 | 3:30 | 0.7488 | 0.3977 | 0.1807 | 0.3676
|  | 30:30 | 0 | 0 | 0 | 0 | 0 | 0 | 0 | 0 | 0 | 0 | 0 | 0 | 0.394 | 0.3987 | 0.1186 | 0.4517 | 0.3987 | 0.2957 | 0.3075 | 0.4713 | 0.3814 | 0.4096 | 0.51 | 0.4592 | 4:00 | 0 | 0 | 0 | 0 | 4:00 | 0 | 0 | 0 | 0 | 4:00 | 0.3822 | 0.4626 | 0.4956 | 0.1605 | 4:00 | 0.739 | 0.4045 | 0.2062 | 0.4587
|  | 31:00 | 0 | 0 | 0 | 0 | 0 | 0 | 0.0342 | 0.0646 | 0.0641 | 0.0393 | 0.0163 | 0.0385 | 0.3299 | 0.3469 | 0 | 0.2856 | 0.3251 | 0.0976 | 0.2878 | 0.5407 | 0.4607 | 0.4055 | 0.5584 | 0.3039 | 4:30 | 0 | 0 | 0 | 0 | 4:30 | 0 | 0 | 0 | 0 | 4:30 | 0.4716 | 0.3091 | 0.3823 | 0.2181 | 4:30 | 0.7481 | 0.3448 | 0.1568 | 0.4697
|  | 31:30 | 0 | 0 | 0 | 0 | 0 | 0 | 0.0791 | 0.064 | 0.1298 | 0.0621 | 0.0053 | 0.0681 | 0.3904 | 0.3987 | 0.0997 | 0.4025 | 0.3987 | 0.2773 | 0.2508 | 0.457 | 0.3425 | 0.447 | 0.476 | 0.4297 | 5:00 | 0 | 0 | 0 | 0 | 5:00 | 0.0091 | 0.003 | 0 | 0 | 5:00 | 0.4063 | 0.2781 | 0.5024 | 0.3461 | 5:00 | 0.7476 | 0.192 | 0.2334 | 0.4447
|  | 32:00 | 0 | 0 | 0 | 0 | 0 | 0 | 0.2258 | 0.2456 | 0.304 | 0.1894 | 0.1588 | 0.2226 | 0.4355 | 0.4775 | 0.0202 | 0.413 | 0.4554 | 0.2281 | 0.2541 | 0.3749 | 0.396 | 0.2848 | 0.6244 | 0.3716 | 5:30 | 0 | 0 | 0 | 0 | 5:30 | 0.0014 | 0.0122 | 0 | 0 | 5:30 | 0.4353 | 0.3345 | 0.3291 | 0.2129 | 5:30 | 0.8028 | 0.3065 | 0.166 | 0.5254
|  | 32:30 | 0 | 0 | 0 | 0 | 0 | 0 | 0.4657 | 0.4355 | 0.4771 | 0.3181 | 0.3369 | 0.4067 | 0.4001 | 0.4322 | 0.0942 | 0.3929 | 0.4322 | 0.2799 | 0.2143 | 0.4694 | 0.3063 | 0.5191 | 0.4703 | 0.4246 | 6:00 | 0 | 0 | 0 | 0 | 6:00 | 0.0628 | 0.1209 | 0.0033 | 0 | 6:00 | 0.5713 | 0.2153 | 0.358 | 0.2715 | 6:00 | 0.7293 | 0.3426 | 0.2595 | 0.4984
|  | 33:00 | 0.0487 | 0.1192 | 0.033 | 0 | 0 | 0.0326 | 0.5802 | 0.5654 | 0.5615 | 0.4605 | 0.5184 | 0.5291 | 0.4169 | 0.5783 | 0.164 | 0.36 | 0.2603 | 0.2058 | 0.248 | 0.4882 | 0.3104 | 0.4384 | 0.3608 | 0.5396 | 6:30 | 0 | 0 | 0 | 0 | 6:30 | 0.1016 | 0.2479 | 0.0065 | 0 | 6:30 | 0.428 | 0.3093 | 0.3277 | 0.2412 | 6:30 | 0.7596 | 0.3033 | 0.2037 | 0.547
|  | 33:30 | 0.0943 | 0.1206 | 0.0771 | 0 | 0 | 0.0584 | 0.7051 | 0.7039 | 0.6804 | 0.5522 | 0.6468 | 0.6577 | 0.4204 | 0.4703 | 0.138 | 0.4736 | 0.4703 | 0.3238 | 0.1795 | 0.5433 | 0.2414 | 0.402 | 0.4187 | 0.3987 | 7:00 | 0 | 0.0055 | 0 | 0 | 7:00 | 0.2726 | 0.395 | 0.1848 | 0 | 7:00 | 0.4228 | 0.1469 | 0.1689 | 0.314 | 7:00 | 0.8575 | 0.1687 | 0.159 | 0.5353
|  | 34:00 | 0.1993 | 0.3143 | 0.1498 | 0 | 0.1197 | 0.177 | 0.7257 | 0.7096 | 0.6798 | 0.5591 | 0.6918 | 0.6937 | 0.4798 | 0.5722 | 0.1647 | 0.4832 | 0.567 | 0.2151 | 0.0425 | 0.5873 | 0.2457 | 0.3039 | 0.3971 | 0.4847 | 7:30 | 0 | 0.0704 | 0 | 0 | 7:30 | 0.4377 | 0.5476 | 0.3084 | 0.0045 | 7:30 | 0.3158 | 0.2373 | 0.334 | 0.2647 | 7:30 | 0.6612 | 0.2244 | 0.1921 | 0.5022
|  | 34:30 | 0.2844 | 0.5028 | 0.2332 | 0.0384 | 0.2473 | 0.2612 | 0.7824 | 0.7697 | 0.698 | 0.6017 | 0.7572 | 0.7218 | 0.4548 | 0.5354 | 0.157 | 0.5414 | 0.5354 | 0.3623 | 0.1735 | 0.6101 | 0.212 | 0.3594 | 0.4739 | 0.4356 | 8:00 | 0.0647 | 0.2694 | 0 | 0 | 8:00 | 0.488 | 0.6472 | 0.4955 | 0.1693 | 8:00 | 0.326 | 0.2485 | 0.2657 | 0.2981 | 8:00 | 0.6557 | 0.1167 | 0.2335 | 0.6687
|  | 35:00 | 0.318 | 0.5614 | 0.2682 | 0.0849 | 0.3646 | 0.3405 | 0.7533 | 0.7706 | 0.6881 | 0.6453 | 0.7891 | 0.7157 | 0.2815 | 0.4295 | 0.034 | 0.3954 | 0.4563 | 0.4377 | 0.2232 | 0.6469 | 0.4854 | 0.2438 | 0.4744 | 0.3661 | 8:30 | 0.1055 | 0.4491 | 0.0081 | 0 | 8:30 | 0.5326 | 0.7962 | 0.6166 | 0.2699 | 8:30 | 0.2343 | 0.1774 | 0.3407 | 0.3084 | 8:30 | 0.5498 | 0.1607 | 0.1881 | 0.4811
|  | 35:30 | 0.4503 | 0.5996 | 0.2676 | 0.093 | 0.5459 | 0.3913 | 0.7764 | 0.7446 | 0.6983 | 0.671 | 0.7611 | 0.7303 | 0.528 | 0.5736 | 0.1734 | 0.5493 | 0.5736 | 0.3956 | 0.2558 | 0.6836 | 0.4384 | 0.3501 | 0.6124 | 0.5566 | 9:00 | 0.1405 | 0.6414 | 0.1816 | 0 | 9:00 | 0.6373 | 0.7873 | 0.6472 | 0.4243 | 9:00 | 0.1098 | 0.2857 | 0.2429 | 0.1844 | 9:00 | 0.3742 | 0.1685 | 0.0633 | 0.5337
|  | 36:00 | 0.483 | 0.6066 | 0.2481 | 0.0687 | 0.5177 | 0.394 | 0.77 | 0.7626 | 0.6862 | 0.6401 | 0.7211 | 0.7367 | 0.525 | 0.4702 | 0.2284 | 0.5673 | 0.5223 | 0.1858 | 0.3438 | 0.7293 | 0.3586 | 0.3243 | 0.6771 | 0.5386 | 9:30 | 0.2351 | 0.7784 | 0.3792 | 0 | 9:30 | 0.6937 | 0.8857 | 0.7136 | 0.5401 | 9:30 | 0.2387 | 0.1587 | 0.248 | 0.2509 | 9:30 | 0.3326 | 0.1008 | 0.1454 | 0.4426
|  | 36:30 | 0.4974 | 0.6087 | 0.2485 | 0.1189 | 0.4577 | 0.3862 | 0.7441 | 0.7473 | 0.6806 | 0.6304 | 0.7424 | 0.709 | 0.4439 | 0.4078 | 0.1589 | 0.4572 | 0.4078 | 0.3281 | 0.2891 | 0.6269 | 0.3501 | 0.2159 | 0.7052 | 0.5781 | 10:00 | 0.2747 | 0.8575 | 0.5103 | 0.0625 | 10:00 | 0.6611 | 0.9062 | 0.7089 | 0.6338 | 10:00 | 0.2149 | 0.3573 | 0.2114 | 0.231 | 10:00 | 0.3436 | 0.264 | 0.0745 | 0.4974
|  | 37:00 | 0.4907 | 0.5854 | 0.1655 | 0.1403 | 0.3942 | 0.3723 | 0.7434 | 0.7756 | 0.7348 | 0.6261 | 0.7413 | 0.7052 | 0.3725 | 0.4054 | 0.3136 | 0.2829 | 0.2636 | 0.2431 | 0.2353 | 0.4809 | 0.3103 | 0.2012 | 0.7338 | 0.4314 | 10:30 | 0.3224 | 0.8407 | 0.6515 | 0.1321 | 10:30 | 0.6577 | 0.8605 | 0.6973 | 0.6567 | 10:30 | 0.2258 | 0.1475 | 0.2173 | 0.2417 | 10:30 | 0.4044 | 0.1075 | 0.0903 | 0.3362
|  | 37:30 | 0.4976 | 0.6204 | 0.0852 | 0.1236 | 0.3809 | 0.3415 | 0.7565 | 0.7493 | 0.7248 | 0.6099 | 0.7305 | 0.7142 | 0.3597 | 0.3062 | 0.1286 | 0.3466 | 0.3062 | 0.2582 | 0.2096 | 0.5038 | 0.2281 | 0.2448 | 0.6404 | 0.4961 | 11:00 | 0.3509 | 0.9012 | 0.6155 | 0.209 | 11:00 | 0.7481 | 0.8579 | 0.7282 | 0.6673 | 11:00 | 0.2931 | 0.2149 | 0.2231 | 0.2361 | 11:00 | 0.5102 | 0.1952 | 0 | 0.2485
|  | 38:00 | 0.4555 | 0.6367 | 0.1025 | 0.1063 | 0.3777 | 0.3286 | 0.7617 | 0.7194 | 0.6501 | 0.622 | 0.7097 | 0.6916 | 0.4056 | 0.3814 | 0.1255 | 0.4261 | 0.3064 | 0.2417 | 0.1939 | 0.4774 | 0.3317 | 0.3552 | 0.5635 | 0.3917 | 11:30 | 0.3717 | 0.9263 | 0.5925 | 0.3054 | 11:30 | 0.7851 | 0.8258 | 0.6998 | 0.6656 | 11:30 | 0.3282 | 0.1321 | 0.284 | 0.3135 | 11:30 | 0.6083 | 0.0791 | 0.0999 | 0.2676
|  | 38:30 | 0.4094 | 0.6377 | 0.0976 | 0.111 | 0.3474 | 0.3206 | 0.7402 | 0.6425 | 0.5915 | 0.5894 | 0.7166 | 0.6561 | 0.4351 | 0.3687 | 0.1434 | 0.3977 | 0.3687 | 0.3029 | 0.2128 | 0.5183 | 0.4061 | 0.352 | 0.5536 | 0.4812 | 12:00 | 0.4444 | 0.9149 | 0.6202 | 0.2875 | 12:00 | 0.7952 | 0.8068 | 0.6579 | 0.6474 | 12:00 | 0.5086 | 0.1942 | 0.4113 | 0.206 | 12:00 | 0.4735 | 0 | 0.0246 | 0.3646
|  | 39:00 | 0.4512 | 0.6633 | 0.1212 | 0.117 | 0.4248 | 0.3561 | 0.6832 | 0.6364 | 0.5745 | 0.5375 | 0.7221 | 0.6413 | 0.5249 | 0.4433 | 0.2443 | 0.4834 | 0.4483 | 0.2533 | 0.285 | 0.5064 | 0.5955 | 0.3462 | 0.4591 | 0.6201 | 12:30 | 0.4552 | 0.882 | 0.5798 | 0.3225 | 12:30 | 0.8012 | 0.8067 | 0.7205 | 0.6469 | 12:30 | 0.4264 | 0.1646 | 0.2483 | 0.3236 | 12:30 | 0.5031 | 0.0974 | 0.0781 | 0.2502
|  | 39:30 | 0.4467 | 0.6345 | 0.0897 | 0.1039 | 0.4589 | 0.3467 | 0.6328 | 0.6613 | 0.4989 | 0.4689 | 0.7239 | 0.5972 | 0.4177 | 0.3212 | 0.1424 | 0.3887 | 0.3212 | 0.2902 | 0.2718 | 0.5246 | 0.4751 | 0.369 | 0.442 | 0.442 | 13:00 | 0.5128 | 0.9759 | 0.5633 | 0.335 | 13:00 | 0.8128 | 0.8422 | 0.708 | 0.6524 | 13:00 | 0.3775 | 0.4961 | 0.0698 | 0.3398 | 13:00 | 0.6135 | 0 | 0.1031 | 0.2476
|  | 40:00 | 0.3315 | 0.5569 | 0.0558 | 0.0591 | 0.3424 | 0.2461 | 0.602 | 0.5098 | 0.3798 | 0.4274 | 0.6637 | 0.5008 | 0.3011 | 0.2881 | 0.1391 | 0.5235 | 0.434 | 0.1664 | 0.1505 | 0.4755 | 0.5394 | 0.5062 | 0.3661 | 0.4369 | 13:30 | 0.5988 | 0.9364 | 0.6262 | 0.3302 | 13:30 | 0.834 | 0.859 | 0.6979 | 0.6532 | 13:30 | 0.45 | 0.2601 | 0.2289 | 0.2821 | 13:30 | 0.5732 | 0.1107 | 0.0947 | 0.3055
|  | 40:30 | 0.2648 | 0.4357 | 0 | 0.0552 | 0.1652 | 0.1842 | 0.4947 | 0.4604 | 0.2752 | 0.3842 | 0.5866 | 0.4402 | 0.3908 | 0.3303 | 0.1453 | 0.4009 | 0.3303 | 0.2873 | 0.3113 | 0.5425 | 0.4396 | 0.3181 | 0.439 | 0.4427 | 14:00 | 0.6255 | 0.9188 | 0.6822 | 0.3318 | 14:00 | 0.8594 | 0.8619 | 0.6705 | 0.66 | 14:00 | 0.3702 | 0.2351 | 0.3416 | 0.2515 | 14:00 | 0.5993 | 0.1882 | 0.0473 | 0.3313
|  | 41:00 | 0.1239 | 0.1906 | 0 | 0.0272 | 0.0901 | 0.095 | 0.2754 | 0.3442 | 0.1888 | 0.2999 | 0.4158 | 0.2879 | 0.38 | 0.4018 | 0.3616 | 0.4418 | 0.2901 | 0.3334 | 0.2001 | 0.5479 | 0.418 | 0.1595 | 0.6147 | 0.5194 | 14:30 | 0.6746 | 0.9151 | 0.6835 | 0.3472 | 14:30 | 0.8855 | 0.8508 | 0.7108 | 0.6542 | 14:30 | 0.3854 | 0.2696 | 0.221 | 0.2794 | 14:30 | 0.5983 | 0.1014 | 0.0944 | 0.3231
|  | 41:30 | 0.003 | 0.0611 | 0 | 0 | 0.0161 | 0.016 | 0.1547 | 0.1866 | 0.0869 | 0.182 | 0.3008 | 0.1822 | 0.4544 | 0.444 | 0.1727 | 0.5011 | 0.444 | 0.3496 | 0.3525 | 0.61 | 0.5217 | 0.4204 | 0.492 | 0.5031 | 15:00 | 0.5663 | 0.8817 | 0.7055 | 0.3625 | 15:00 | 0.8785 | 0.8367 | 0.6974 | 0.6376 | 15:00 | 0.3059 | 0.1837 | 0.2738 | 0.4274 | 15:00 | 0.6204 | 0 | 0.1394 | 0.4919
|  | 42:00 | 0.0123 | 0.0225 | 0 | 0 | 0 | 0 | 0.0632 | 0.1723 | 0.0247 | 0.0863 | 0.1585 | 0.0996 | 0.5011 | 0.452 | 0.1787 | 0.4522 | 0.5269 | 0.2588 | 0.5025 | 0.5477 | 0.5507 | 0.4085 | 0.3754 | 0.345 | 15:30 | 0.494 | 0.8859 | 0.7056 | 0.3221 | 15:30 | 0.8597 | 0.8548 | 0.6682 | 0.5781 | 15:30 | 0.3797 | 0.2578 | 0.2329 | 0.3382 | 15:30 | 0.6161 | 0.0944 | 0.0963 | 0.3218
|  | 42:30 | 0 | 0 | 0 | 0 | 0 | 0 | 0.0001 | 0.006 | 0 | 0.0011 | 0.0086 | 0.0031 | 0.4559 | 0.5069 | 0.1732 | 0.4982 | 0.5069 | 0.3571 | 0.3847 | 0.6305 | 0.496 | 0.5177 | 0.5377 | 0.5357 | 16:00 | 0.5792 | 0.7999 | 0.4877 | 0.2138 | 16:00 | 0.8442 | 0.8314 | 0.5714 | 0.4781 | 16:00 | 0.489 | 0.1672 | 0.3004 | 0.4596 | 16:00 | 0.6771 | 0.1575 | 0 | 0.2922
|  | 43:00 | 0 | 0 | 0 | 0 | 0 | 0 | 0.0092 | 0 | 0 | 0 | 0 | 0.0145 | 0.5568 | 0.6095 | 0.2074 | 0.362 | 0.5806 | 0.3237 | 0.3657 | 0.7989 | 0.4528 | 0.5671 | 0.4971 | 0.4423 | 16:30 | 0.6101 | 0.7555 | 0.245 | 0.055 | 16:30 | 0.8062 | 0.7982 | 0.4486 | 0.3663 | 16:30 | 0.3672 | 0.2539 | 0.262 | 0.3664 | 16:30 | 0.6242 | 0.0996 | 0.1024 | 0.3099
|  | 43:30 | 0 | 0 | 0 | 0 | 0 | 0 | 0 | 0 | 0 | 0 | 0 | 0 | 0.5011 | 0.5979 | 0.1737 | 0.5674 | 0.5979 | 0.3946 | 0.4378 | 0.6775 | 0.4221 | 0.5388 | 0.4807 | 0.5162 | 17:00 | 0.4535 | 0.6348 | 0.1321 | 0.0169 | 17:00 | 0.7011 | 0.7333 | 0.2636 | 0.1807 | 17:00 | 0.39 | 0.1209 | 0.3164 | 0.3162 | 17:00 | 0.6944 | 0.0958 | 0.0939 | 0.2999
|  | 44:00 | 0 | 0 | 0 | 0 | 0 | 0 | 0 | 0 | 0 | 0 | 0 | 0 | 0.5223 | 0.6308 | 0.1265 | 0.5604 | 0.628 | 0.4325 | 0.454 | 0.6441 | 0.327 | 0.6684 | 0.5458 | 0.5472 | 17:30 | 0.3008 | 0.5924 | 0 | 0 | 17:30 | 0.5527 | 0.6426 | 0.0445 | 0.0521 | 17:30 | 0.4289 | 0.3209 | 0.2887 | 0.356 | 17:30 | 0.7545 | 0.1541 | 0.1221 | 0.3066
|  | 44:30 | 0 | 0 | 0 | 0 | 0 | 0 | 0 | 0 | 0 | 0 | 0 | 0 | 0.5414 | 0.6738 | 0.171 | 0.6219 | 0.6738 | 0.4247 | 0.501 | 0.713 | 0.3751 | 0.5152 | 0.4428 | 0.5059 | 18:00 | 0.1055 | 0.3709 | 0 | 0 | 18:00 | 0.3661 | 0.4596 | 0.007 | 0.0483 | 18:00 | 0.2802 | 0.4527 | 0.3087 | 0.2872 | 18:00 | 1.0002 | 0.2438 | 0.1443 | 0.4063
|  | 45:00 | 0 | 0 | 0 | 0 | 0 | 0 | 0 | 0 | 0 | 0 | 0 | 0 | 0.6209 | 0.9514 | 0.027 | 0.5907 | 0.8348 | 0.368 | 0.396 | 0.6477 | 0.3418 | 0.5245 | 0.3415 | 0.5824 | 18:30 | 0 | 0.0871 | 0 | 0 | 18:30 | 0.1571 | 0.3218 | 0 | 0 | 18:30 | 0.514 | 0.3195 | 0.2926 | 0.4174 | 18:30 | 0.8526 | 0.2005 | 0.2218 | 0.3926
|  | 45:30 | 0 | 0 | 0 | 0 | 0 | 0 | 0 | 0 | 0 | 0 | 0 | 0 | 0.541 | 0.7208 | 0.1773 | 0.6598 | 0.7208 | 0.4403 | 0.4969 | 0.7158 | 0.3265 | 0.5712 | 0.3604 | 0.4616 | 19:00 | 0 | 0.0094 | 0 | 0 | 19:00 | 0.0676 | 0.1651 | 0 | 0 | 19:00 | 0.523 | 0.2085 | 0.3222 | 0.3323 | 19:00 | 0.9673 | 0.1729 | 0.2523 | 0.5814
|  | 46:00 | 0 | 0 | 0 | 0 | 0 | 0 | 0 | 0 | 0 | 0 | 0 | 0 | 0.5897 | 0.7449 | 0.1625 | 0.4506 | 0.5234 | 0.4056 | 0.2991 | 0.5099 | 0.2412 | 0.4514 | 0.5459 | 0.5011 | 19:30 | 0 | 0 | 0 | 0 | 19:30 | 0.0014 | 0.0171 | 0 | 0 | 19:30 | 0.5283 | 0.3882 | 0.3628 | 0.4117 | 19:30 | 0.8526 | 0.2953 | 0.3167 | 0.47
|  | 46:30 | 0 | 0 | 0 | 0 | 0 | 0 | 0 | 0 | 0 | 0 | 0 | 0 | 0.4343 | 0.4994 | 0.1476 | 0.5444 | 0.4994 | 0.3491 | 0.4421 | 0.6198 | 0.1502 | 0.3745 | 0.4015 | 0.4254 | 20:00 | 0 | 0 | 0 | 0 | 20:00 | 0.0202 | 0 | 0 | 0 | 20:00 | 0.4226 | 0.3367 | 0.1322 | 0.4096 | 20:00 | 0.9632 | 0.2872 | 0.2455 | 0.5231
|  | 47:00 | 0 | 0 | 0 | 0 | 0 | 0 | 0 | 0 | 0 | 0 | 0 | 0 | 0.5047 | 0.4765 | 0.363 | 0.5786 | 0.4581 | 0.3044 | 0.4188 | 0.5424 | 0.0998 | 0.239 | 0.3933 | 0.4361 | 20:30 | 0 | 0 | 0 | 0 | 20:30 | 0 | 0 | 0 | 0 | 20:30 | 0.5194 | 0.4373 | 0.4465 | 0.4085 | 20:30 | 0.8454 | 0.3921 | 0.4251 | 0.5246
|  | 47:30 | 0 | 0 | 0 | 0 | 0 | 0 | 0 | 0 | 0 | 0 | 0 | 0 | 0.421 | 0.4545 | 0.1312 | 0.4711 | 0.4545 | 0.3189 | 0.3769 | 0.5331 | 0.2578 | 0.3324 | 0.3917 | 0.404 | 21:00 | 0 | 0 | 0 | 0 | 21:00 | 0 | 0 | 0 | 0 | 21:00 | 0.6142 | 0.5113 | 0.4118 | 0.4315 | 21:00 | 0.796 | 0.3401 | 0.2718 | 0.4187
|  | 48:00 | 0 | 0 | 0 | 0 | 0 | 0 | 0 | 0 | 0 | 0 | 0 | 0 | 0.3694 | 0.4444 | 0.1506 | 0.5445 | 0.476 | 0.2472 | 0.38 | 0.6062 | 0.2593 | 0.2652 | 0.5313 | 0.4662 | 21:30 | 0 | 0 | 0 | 0 | 21:30 | 0 | 0 | 0 | 0 | 21:30 | 0.5829 | 0.3948 | 0.4866 | 0.4282 | 21:30 | 0.836 | 0.3839 | 0.5174 | 0.4238
Mar | Spring | 48:30 | 0 | 0 | 0 | 0 | 0 | 0 | 0 | 0 | 0 | 0 | 0 | 0 | 0.4019 | 0.438 | 0.1198 | 0.491 | 0.438 | 0.3109 | 0.5272 | 0.6632 | 0.4977 | 0.4303 | 0.3493 | 0.4609 | 22:00 | 0 | 0 | 0 | 0 | 22:00 | 0 | 0 | 0 | 0 | 22:00 | 0.5197 | 0.3323 | 0.4533 | 0.3666 | 22:00 | 0.8706 | 0.457 | 0.5492 | 0.4461
|  | 49:00 | 0 | 0 | 0 | 0 | 0 | 0 | 0 | 0 | 0 | 0 | 0 | 0 | 0.4726 | 0.3982 | 0.1222 | 0.4233 | 0.3709 | 0.3511 | 0.4894 | 0.4672 | 0.4476 | 0.3397 | 0.2716 | 0.5123 | 22:30 | 0 | 0 | 0 | 0 | 22:30 | 0 | 0 | 0 | 0 | 22:30 | 0.5667 | 0.3487 | 0.4237 | 0.4664 | 22:30 | 0.7803 | 0.421 | 0.5923 | 0.3396
|  | 49:30 | 0 | 0 | 0 | 0 | 0 | 0 | 0 | 0 | 0 | 0 | 0 | 0 | 0.4382 | 0.5198 | 0.1161 | 0.4927 | 0.5198 | 0.3297 | 0.444 | 0.6632 | 0.4995 | 0.4095 | 0.4172 | 0.4848 | 23:00 | 0 | 0 | 0 | 0 | 23:00 | 0 | 0 | 0 | 0 | 23:00 | 0.4816 | 0.6762 | 0.4925 | 0.3587 | 23:00 | 0.6549 | 0.4708 | 0.6152 | 0.3283
|  | 50:00 | 0 | 0 | 0 | 0 | 0 | 0 | 0 | 0 | 0 | 0 | 0 | 0 | 0.4877 | 0.4758 | 0.0188 | 0.5489 | 0.5305 | 0.4124 | 0.3114 | 0.6075 | 0.5136 | 0.4085 | 0.437 | 0.4418 | 23:30 | 0 | 0 | 0 | 0 | 23:30 | 0 | 0 | 0 | 0 | 23:30 | 0.5669 | 0.4136 | 0.4242 | 0.4185 | 23:30 | 0.7109 | 0.4852 | 0.6217 | 0.3879
|  | 50:30 | 0 | 0 | 0 | 0 | 0 | 0 | 0 | 0 | 0 | 0 | 0 | 0 | 0.3895 | 0.5961 | 0.1198 | 0.5182 | 0.5961 | 0.3316 | 0.4028 | 0.6472 | 0.5451 | 0.4306 | 0.3686 | 0.4583 | 0:00 | 0 | 0 | 0 | 0 | 0:00 | 0 | 0 | 0 | 0 | 0:00 | 0.6143 | 0.3918 | 0.4511 | 0.3895 | 0:00 | 0.7453 | 0.4883 | 0.2877 | 0.3191
|  | 51:00 | 0 | 0 | 0 | 0 | 0 | 0 | 0 | 0 | 0 | 0 | 0 | 0 | 0.4019 | 0.5155 | 0.1151 | 0.5527 | 0.5473 | 0.2692 | 0.347 | 0.6111 | 0.5091 | 0.6357 | 0.3645 | 0.4958
|  | 51:30 | 0 | 0 | 0 | 0 | 0 | 0 | 0 | 0 | 0 | 0 | 0 | 0 | 0.3611 | 0.5037 | 0.1295 | 0.5154 | 0.5037 | 0.3159 | 0.4422 | 0.6874 | 0.5882 | 0.4568 | 0.3397 | 0.4634
|  | 52:00 | 0 | 0 | 0 | 0 | 0 | 0 | 0 | 0 | 0 | 0 | 0 | 0 | 0.4396 | 0.371 | 0.1535 | 0.466 | 0.5692 | 0.3579 | 0.4786 | 0.7031 | 0.4717 | 0.4269 | 0.2608 | 0.5122 | West
|  | 52:30 | 0 | 0 | 0 | 0 | 0 | 0 | 0 | 0 | 0 | 0 | 0 | 0 | 0.3139 | 0.4761 | 0.1041 | 0.4282 | 0.4761 | 0.2718 | 0.4876 | 0.6657 | 0.5756 | 0.4822 | 0.2807 | 0.4338 |  | SOLAR CSP |  |  |  |  | SOLAR PVSAT |  |  |  |  | wind |  |  |  |  | new_wind
|  | 53:00 | 0 | 0 | 0 | 0 | 0 | 0 | 0 | 0 | 0 | 0 | 0 | 0 | 0.1627 | 0.384 | 0.1726 | 0.5017 | 0.4269 | 0.2377 | 0.5324 | 0.5576 | 0.5483 | 0.4792 | 0.3689 | 0.4981 |  | Spring | Summer | Fall | Winter |  | Spring | Summer | Fall | Winter |  | Spring | Summer | Fall | Winter |  | Spring | Summer | Fall | Winter
|  | 53:30 | 0 | 0 | 0 | 0 | 0 | 0 | 0 | 0 | 0 | 0 | 0 | 0 | 0.2912 | 0.4427 | 0.1244 | 0.4654 | 0.4427 | 0.277 | 0.5604 | 0.6296 | 0.6904 | 0.5407 | 0.2936 | 0.456 | 0:30 | 0 | 0 | 0 | 0 | 0:30 | 0 | 0 | 0 | 0 | 0:30 | 0.7972 | 0.5017 | 0.665 | 0.5495 | 0:30 | 0.6554 | 0.5888 | 0.1516 | 0.444
|  | 54:00 | 0 | 0 | 0 | 0 | 0 | 0 | 0 | 0 | 0 | 0 | 0 | 0.0055 | 0.4601 | 0.3094 | 0.2186 | 0.4973 | 0.523 | 0.4936 | 0.4705 | 0.4709 | 0.8309 | 0.4614 | 0.4092 | 0.2432 | 1:00 | 0 | 0 | 0 | 0 | 1:00 | 0 | 0 | 0 | 0 | 1:00 | 0.8442 | 0.5131 | 0.6218 | 0.632 | 1:00 | 0.6816 | 0.5084 | 0.0691 | 0.3794
|  | 54:30 | 0 | 0 | 0 | 0 | 0 | 0 | 0 | 0.0034 | 0 | 0 | 0 | 0.0007 | 0.3393 | 0.4562 | 0.0992 | 0.4441 | 0.4562 | 0.2778 | 0.4933 | 0.5426 | 0.7688 | 0.5616 | 0.2784 | 0.431 | 1:30 | 0 | 0 | 0 | 0 | 1:30 | 0 | 0 | 0 | 0 | 1:30 | 0.7537 | 0.4357 | 0.6497 | 0.4695 | 1:30 | 0.7184 | 0.5795 | 0.1798 | 0.4754
|  | 55:00 | 0 | 0 | 0 | 0 | 0 | 0 | 0.0552 | 0.1094 | 0.0253 | 0.0562 | 0 | 0.0549 | 0.4574 | 0.4004 | 0 | 0.3654 | 0.4557 | 0.2325 | 0.4421 | 0.588 | 0.6482 | 0.4986 | 0.2158 | 0.4935 | 2:00 | 0 | 0 | 0 | 0 | 2:00 | 0 | 0 | 0 | 0 | 2:00 | 0.8251 | 0.4793 | 0.6882 | 0.2368 | 2:00 | 0.53 | 0.5807 | 0.2761 | 0.4204
|  | 55:30 | 0 | 0 | 0 | 0 | 0 | 0 | 0.1432 | 0.1876 | 0.0235 | 0.1096 | 0.0607 | 0.1049 | 0.4779 | 0.4097 | 0.0826 | 0.3735 | 0.4097 | 0.2907 | 0.4046 | 0.4776 | 0.7102 | 0.5751 | 0.2238 | 0.3728 | 2:30 | 0 | 0 | 0 | 0 | 2:30 | 0 | 0 | 0 | 0 | 2:30 | 0.782 | 0.4027 | 0.577 | 0.3726 | 2:30 | 0.7346 | 0.556 | 0.2302 | 0.4737
|  | 56:00 | 0 | 0 | 0 | 0 | 0 | 0 | 0.3258 | 0.3672 | 0.0363 | 0.2485 | 0.238 | 0.2479 | 0.4177 | 0.2666 | 0.1764 | 0.3893 | 0.2558 | 0.2512 | 0.2297 | 0.4967 | 0.8126 | 0.6884 | 0.4078 | 0.3204 | 3:00 | 0 | 0 | 0 | 0 | 3:00 | 0 | 0 | 0 | 0 | 3:00 | 0.7861 | 0.3783 | 0.6567 | 0.3157 | 3:00 | 0.6958 | 0.5365 | 0.2361 | 0.341
|  | 56:30 | 0 | 0.0042 | 0 | 0 | 0 | 0.0008 | 0.4621 | 0.5912 | 0.0614 | 0.4015 | 0.4395 | 0.3912 | 0.4622 | 0.3678 | 0.0742 | 0.3322 | 0.3678 | 0.2698 | 0.3507 | 0.4239 | 0.654 | 0.6047 | 0.1917 | 0.3333 | 3:30 | 0 | 0 | 0 | 0 | 3:30 | 0 | 0 | 0 | 0 | 3:30 | 0.7423 | 0.4327 | 0.5688 | 0.3478 | 3:30 | 0.7747 | 0.507 | 0.3049 | 0.4877
|  | 57:00 | 0.0983 | 0.1638 | 0 | 0.1078 | 0.0641 | 0.0675 | 0.5526 | 0.7145 | 0.1588 | 0.5065 | 0.5531 | 0.5072 | 0.3863 | 0.3782 | 0.2887 | 0.3312 | 0.3594 | 0.1848 | 0.3489 | 0.3655 | 0.6031 | 0.6143 | 0.2404 | 0.1935 | 4:00 | 0 | 0 | 0 | 0 | 4:00 | 0 | 0 | 0 | 0 | 4:00 | 0.6718 | 0.4191 | 0.4542 | 0.422 | 4:00 | 0.8818 | 0.5544 | 0.3303 | 0.5374
|  | 57:30 | 0.2182 | 0.3351 | 0 | 0.1932 | 0.1338 | 0.176 | 0.657 | 0.7865 | 0.2379 | 0.6205 | 0.6944 | 0.5993 | 0.4017 | 0.4138 | 0.1253 | 0.3686 | 0.4138 | 0.2858 | 0.4306 | 0.4069 | 0.7136 | 0.6831 | 0.1779 | 0.3419 | 4:30 | 0 | 0 | 0 | 0 | 4:30 | 0 | 0 | 0 | 0 | 4:30 | 0.6588 | 0.4037 | 0.5325 | 0.4143 | 4:30 | 0.7488 | 0.4612 | 0.3882 | 0.5277
|  | 58:00 | 0.3694 | 0.5547 | 0 | 0.3148 | 0.281 | 0.3005 | 0.6999 | 0.8001 | 0.3102 | 0.6945 | 0.7395 | 0.6298 | 0.4906 | 0.526 | 0.0211 | 0.3811 | 0.5374 | 0.4216 | 0.2796 | 0.2821 | 0.7577 | 0.6917 | 0.1221 | 0.3806 | 5:00 | 0 | 0 | 0 | 0 | 5:00 | 0.0092 | 0 | 0 | 0 | 5:00 | 0.5636 | 0.3957 | 0.5854 | 0.2914 | 5:00 | 0.7035 | 0.3615 | 0.3657 | 0.5023
|  | 58:30 | 0.5002 | 0.7479 | 0 | 0.4246 | 0.4501 | 0.4246 | 0.7329 | 0.8408 | 0.3587 | 0.7949 | 0.7934 | 0.7042 | 0.4928 | 0.5659 | 0.1248 | 0.505 | 0.5659 | 0.3565 | 0.3006 | 0.325 | 0.8233 | 0.6586 | 0.1987 | 0.3306 | 5:30 | 0 | 0 | 0 | 0 | 5:30 | 0.002 | 0.0076 | 0 | 0 | 5:30 | 0.5785 | 0.3966 | 0.4451 | 0.3977 | 5:30 | 0.6806 | 0.4072 | 0.4362 | 0.4825
|  | 59:00 | 0.5032 | 0.8146 | 0.0853 | 0.5363 | 0.4762 | 0.4673 | 0.7675 | 0.8532 | 0.4716 | 0.7902 | 0.8086 | 0.7299 | 0.4728 | 0.4995 | 0.0904 | 0.4367 | 0.4782 | 0.3258 | 0.417 | 0.3809 | 0.7124 | 0.6728 | 0.3455 | 0.3387 | 6:00 | 0 | 0 | 0 | 0 | 6:00 | 0.0655 | 0.1048 | 0 | 0 | 6:00 | 0.5047 | 0.403 | 0.4372 | 0.4462 | 6:00 | 0.6468 | 0.2767 | 0.4058 | 0.5924
|  | 59:30 | 0.5334 | 0.7507 | 0.168 | 0.583 | 0.5327 | 0.5136 | 0.7943 | 0.8434 | 0.5496 | 0.8067 | 0.8052 | 0.7599 | 0.5693 | 0.5552 | 0.1341 | 0.5181 | 0.5552 | 0.3831 | 0.2764 | 0.3536 | 0.8207 | 0.6536 | 0.2739 | 0.3715 | 6:30 | 0 | 0 | 0 | 0 | 6:30 | 0.1197 | 0.2222 | 0.0039 | 0 | 6:30 | 0.4881 | 0.3317 | 0.4047 | 0.4065 | 6:30 | 0.5497 | 0.3466 | 0.4495 | 0.4158
|  | 60:00 | 0.5716 | 0.7511 | 0.284 | 0.6386 | 0.538 | 0.5639 | 0.8063 | 0.8741 | 0.6114 | 0.8183 | 0.7872 | 0.7664 | 0.6338 | 0.6694 | 0.0749 | 0.4255 | 0.4307 | 0.3526 | 0.244 | 0.4264 | 0.7015 | 0.756 | 0.2439 | 0.3374 | 7:00 | 0 | 0.0331 | 0 | 0 | 7:00 | 0.2667 | 0.435 | 0.1245 | 0.0456 | 7:00 | 0.3164 | 0.2951 | 0.1552 | 0.555 | 7:00 | 0.4332 | 0.3321 | 0.3145 | 0.4371
|  | 60:30 | 0.5713 | 0.7408 | 0.3381 | 0.6706 | 0.5635 | 0.5769 | 0.7825 | 0.8309 | 0.6791 | 0.8094 | 0.7907 | 0.7785 | 0.5345 | 0.4525 | 0.1129 | 0.4368 | 0.4525 | 0.3365 | 0.3347 | 0.4108 | 0.8523 | 0.7066 | 0.3518 | 0.4362 | 7:30 | 0 | 0.0575 | 0 | 0 | 7:30 | 0.3413 | 0.5893 | 0.2092 | 0.0219 | 7:30 | 0.3645 | 0.2618 | 0.3927 | 0.4105 | 7:30 | 0.4204 | 0.3051 | 0.3632 | 0.409
|  | 61:00 | 0.5746 | 0.77 | 0.39 | 0.656 | 0.4598 | 0.572 | 0.8174 | 0.8621 | 0.7457 | 0.7986 | 0.7959 | 0.7791 | 0.4985 | 0.3322 | 0.1753 | 0.2103 | 0.4106 | 0.2999 | 0.5313 | 0.5763 | 0.887 | 0.8666 | 0.4502 | 0.4608 | 8:00 | 0.1003 | 0.1222 | 0 | 0 | 8:00 | 0.4176 | 0.751 | 0.3478 | 0.1817 | 8:00 | 0.2693 | 0.1426 | 0.4501 | 0.3345 | 8:00 | 0.3977 | 0.4138 | 0.4466 | 0.55
|  | 61:30 | 0.586 | 0.7448 | 0.4453 | 0.6625 | 0.4367 | 0.5751 | 0.7773 | 0.8354 | 0.8172 | 0.8132 | 0.77 | 0.8026 | 0.4966 | 0.3516 | 0.1381 | 0.3577 | 0.3516 | 0.3082 | 0.2941 | 0.3765 | 0.8671 | 0.7075 | 0.3182 | 0.4087 | 8:30 | 0.1789 | 0.308 | 0.0516 | 0 | 8:30 | 0.5164 | 0.8375 | 0.5118 | 0.3216 | 8:30 | 0.2759 | 0.2118 | 0.4106 | 0.4286 | 8:30 | 0.3037 | 0.265 | 0.3028 | 0.4342
|  | 62:00 | 0.5922 | 0.7392 | 0.4983 | 0.6376 | 0.5133 | 0.5777 | 0.7886 | 0.8233 | 0.8212 | 0.8252 | 0.7977 | 0.8063 | 0.4843 | 0.2288 | 0.0756 | 0.4162 | 0.4293 | 0.1853 | 0.2103 | 0.2846 | 0.748 | 0.7465 | 0.1579 | 0.3797 | 9:00 | 0.3856 | 0.4822 | 0.2296 | 0 | 9:00 | 0.5928 | 0.8615 | 0.6331 | 0.4287 | 9:00 | 0.443 | 0.1148 | 0.2643 | 0.3614 | 9:00 | 0.3058 | 0.3093 | 0.2186 | 0.4678
|  | 62:30 | 0.5851 | 0.7508 | 0.5712 | 0.6674 | 0.5637 | 0.6277 | 0.7794 | 0.8483 | 0.8211 | 0.7921 | 0.7747 | 0.8031 | 0.4158 | 0.3536 | 0.1122 | 0.3715 | 0.3536 | 0.278 | 0.3432 | 0.4391 | 0.9017 | 0.6984 | 0.3538 | 0.4498 | 9:30 | 0.5234 | 0.6517 | 0.3133 | 0.0509 | 9:30 | 0.7146 | 0.8901 | 0.71 | 0.5986 | 9:30 | 0.2749 | 0.1817 | 0.3143 | 0.3759 | 9:30 | 0.2141 | 0.1949 | 0.2838 | 0.4063
|  | 63:00 | 0.5806 | 0.7431 | 0.5556 | 0.6637 | 0.5222 | 0.5945 | 0.7565 | 0.8593 | 0.7964 | 0.7943 | 0.7323 | 0.7756 | 0.5442 | 0.4146 | 0.2494 | 0.2083 | 0.3502 | 0.2275 | 0.3904 | 0.4679 | 0.8416 | 0.7498 | 0.2927 | 0.4485 | 10:00 | 0.6093 | 0.7222 | 0.407 | 0.1001 | 10:00 | 0.7651 | 0.8288 | 0.7132 | 0.6289 | 10:00 | 0.2824 | 0.2829 | 0.2932 | 0.2039 | 10:00 | 0.1955 | 0.1715 | 0.3299 | 0.2946
|  | 63:30 | 0.517 | 0.7321 | 0.564 | 0.6423 | 0.5417 | 0.5994 | 0.7204 | 0.8257 | 0.757 | 0.7831 | 0.7438 | 0.766 | 0.4213 | 0.374 | 0.1163 | 0.3312 | 0.374 | 0.2756 | 0.3926 | 0.5244 | 0.8909 | 0.7456 | 0.4345 | 0.5161 | 10:30 | 0.6106 | 0.7584 | 0.5309 | 0.2156 | 10:30 | 0.7741 | 0.9074 | 0.7112 | 0.6735 | 10:30 | 0.3041 | 0.1571 | 0.316 | 0.4009 | 10:30 | 0.1922 | 0.1838 | 0.2217 | 0.3106
|  | 64:00 | 0.4155 | 0.6663 | 0.4597 | 0.5985 | 0.4276 | 0.5363 | 0.6375 | 0.7441 | 0.6226 | 0.7411 | 0.6875 | 0.695 | 0.3065 | 0.2711 | 0.1118 | 0.246 | 0.2619 | 0.1925 | 0.3944 | 0.3988 | 0.9121 | 0.7272 | 0.1846 | 0.5038 | 11:00 | 0.5961 | 0.8478 | 0.5464 | 0.3114 | 11:00 | 0.7841 | 0.9643 | 0.6742 | 0.6245 | 11:00 | 0.279 | 0.1451 | 0.1582 | 0.3599 | 11:00 | 0.0699 | 0.2047 | 0.2296 | 0.2244
|  | 64:30 | 0.3638 | 0.5514 | 0.3375 | 0.5187 | 0.3475 | 0.4238 | 0.5658 | 0.6556 | 0.5051 | 0.6473 | 0.6269 | 0.6001 | 0.4039 | 0.3712 | 0.1208 | 0.3259 | 0.3712 | 0.2711 | 0.4217 | 0.4908 | 0.8441 | 0.7563 | 0.4502 | 0.5148 | 11:30 | 0.651 | 0.8686 | 0.5712 | 0.4031 | 11:30 | 0.7777 | 0.8888 | 0.6564 | 0.6866 | 11:30 | 0.423 | 0.1126 | 0.3485 | 0.5426 | 11:30 | 0.1957 | 0.1675 | 0.2317 | 0.2322
|  | 65:00 | 0.1624 | 0.3648 | 0.2022 | 0.2904 | 0.1948 | 0.2375 | 0.4385 | 0.549 | 0.3349 | 0.5233 | 0.485 | 0.4623 | 0.283 | 0.349 | 0.1627 | 0.4111 | 0.4384 | 0.175 | 0.4565 | 0.6299 | 0.7569 | 0.8673 | 0.5371 | 0.5601 | 12:00 | 0.7454 | 0.7822 | 0.6144 | 0.4216 | 12:00 | 0.7541 | 0.8516 | 0.6792 | 0.7176 | 12:00 | 0.6091 | 0.1721 | 0.5337 | 0.4589 | 12:00 | 0.2074 | 0.0554 | 0.1476 | 0.2278
|  | 65:30 | 0 | 0.0925 | 0 | 0.0614 | 0 | 0.0308 | 0.2652 | 0.403 | 0.1733 | 0.3705 | 0.3745 | 0.3173 | 0.3278 | 0.3617 | 0.1314 | 0.3215 | 0.3617 | 0.2519 | 0.4883 | 0.5474 | 0.8437 | 0.7828 | 0.5164 | 0.5695 | 12:30 | 0.7989 | 0.7132 | 0.5973 | 0.4281 | 12:30 | 0.7708 | 0.8584 | 0.7177 | 0.6762 | 12:30 | 0.5567 | 0.1584 | 0.2956 | 0.4488 | 12:30 | 0.2567 | 0.1474 | 0.196 | 0.2231
|  | 66:00 | 0 | 0.0312 | 0 | 0.0107 | 0 | 0.0528 | 0.1177 | 0.2069 | 0.078 | 0.1834 | 0.175 | 0.1706 | 0.4252 | 0.3706 | 0.2312 | 0.2842 | 0.3923 | 0.3256 | 0.5392 | 0.477 | 0.9145 | 0.7432 | 0.569 | 0.5711 | 13:00 | 0.8638 | 0.7803 | 0.6314 | 0.3779 | 13:00 | 0.8078 | 0.8358 | 0.6897 | 0.6599 | 13:00 | 0.3933 | 0.3559 | 0.3255 | 0.5137 | 13:00 | 0.2019 | 0.3256 | 0.2868 | 0.1155
|  | 66:30 | 0 | 0 | 0 | 0 | 0 | 0 | 0.0106 | 0.0282 | 0.001 | 0.0159 | 0.0276 | 0.0166 | 0.291 | 0.3366 | 0.0968 | 0.3201 | 0.3366 | 0.2244 | 0.6 | 0.5825 | 0.8913 | 0.8752 | 0.5814 | 0.6322 | 13:30 | 0.8842 | 0.8183 | 0.6884 | 0.4308 | 13:30 | 0.8301 | 0.8537 | 0.6212 | 0.6725 | 13:30 | 0.3819 | 0.2392 | 0.2245 | 0.3345 | 13:30 | 0.3566 | 0.145 | 0.2627 | 0.2085
|  | 67:00 | 0 | 0 | 0 | 0 | 0 | 0 | 0 | 0 | 0 | 0.0312 | 0 | 0.0272 | 0.3174 | 0.5175 | 0 | 0.3782 | 0.4503 | 0.3206 | 0.616 | 0.5528 | 0.7282 | 0.6912 | 0.554 | 0.6063 | 14:00 | 0.84 | 0.8517 | 0.6961 | 0.4423 | 14:00 | 0.8337 | 0.8348 | 0.6178 | 0.6089 | 14:00 | 0.3898 | 0.1075 | 0.1413 | 0.326 | 14:00 | 0.3816 | 0 | 0.1082 | 0.1758
|  | 67:30 | 0 | 0 | 0 | 0 | 0 | 0 | 0 | 0 | 0 | 0 | 0 | 0 | 0.3242 | 0.3418 | 0.1155 | 0.3583 | 0.3418 | 0.2495 | 0.6186 | 0.6476 | 0.8139 | 0.7919 | 0.631 | 0.6614 | 14:30 | 0.8483 | 0.8432 | 0.69 | 0.4698 | 14:30 | 0.7944 | 0.8529 | 0.6712 | 0.6929 | 14:30 | 0.3208 | 0.1641 | 0.211 | 0.3135 | 14:30 | 0.3502 | 0.138 | 0.2202 | 0.19
|  | 68:00 | 0 | 0 | 0 | 0 | 0 | 0 | 0 | 0 | 0 | 0 | 0 | 0 | 0.5771 | 0.4493 | 0.1778 | 0.3925 | 0.3324 | 0.2784 | 0.5639 | 0.7178 | 0.6609 | 0.8317 | 0.6634 | 0.6854 | 15:00 | 0.8545 | 0.8122 | 0.7078 | 0.4715 | 15:00 | 0.7781 | 0.8676 | 0.68 | 0.7171 | 15:00 | 0.2291 | 0.1305 | 0.3076 | 0.3028 | 15:00 | 0.204 | 0.1187 | 0.3111 | 0.1766
|  | 68:30 | 0 | 0 | 0 | 0 | 0 | 0 | 0 | 0 | 0 | 0 | 0 | 0 | 0.3288 | 0.3568 | 0.1311 | 0.3938 | 0.3568 | 0.2659 | 0.6098 | 0.6763 | 0.6646 | 0.6763 | 0.6615 | 0.66 | 15:30 | 0.8716 | 0.7527 | 0.7236 | 0.4663 | 15:30 | 0.7453 | 0.8817 | 0.6709 | 0.6588 | 15:30 | 0.3404 | 0.1235 | 0.2043 | 0.3482 | 15:30 | 0.3483 | 0.1378 | 0.1873 | 0.2012
|  | 69:00 | 0 | 0 | 0 | 0 | 0 | 0 | 0 | 0 | 0 | 0 | 0 | 0 | 0.3929 | 0.4154 | 0.0725 | 0.4205 | 0.32 | 0.2333 | 0.5349 | 0.7071 | 0.5966 | 0.458 | 0.6961 | 0.6209 | 16:00 | 0.8788 | 0.7232 | 0.5956 | 0.3782 | 16:00 | 0.6864 | 0.8038 | 0.5588 | 0.5707 | 16:00 | 0.2619 | 0.1348 | 0.2013 | 0.2731 | 16:00 | 0.4424 | 0.1127 | 0.2501 | 0.2956
|  | 69:30 | 0 | 0 | 0 | 0 | 0 | 0 | 0 | 0 | 0 | 0 | 0 | 0 | 0.4091 | 0.4901 | 0.1495 | 0.4823 | 0.4901 | 0.3293 | 0.4975 | 0.5981 | 0.4927 | 0.5553 | 0.6856 | 0.6167 | 16:30 | 0.7637 | 0.686 | 0.4365 | 0.2775 | 16:30 | 0.6603 | 0.7605 | 0.4498 | 0.4849 | 16:30 | 0.3367 | 0.1341 | 0.1925 | 0.32 | 16:30 | 0.3939 | 0.1379 | 0.2423 | 0.2105
|  | 70:00 | 0 | 0 | 0 | 0 | 0 | 0 | 0 | 0 | 0 | 0 | 0 | 0 | 0.3972 | 0.5398 | 0.21 | 0.5514 | 0.5789 | 0.3603 | 0.4836 | 0.3395 | 0.6033 | 0.5904 | 0.6631 | 0.7319 | 17:00 | 0.6733 | 0.5389 | 0.2293 | 0.1841 | 17:00 | 0.5954 | 0.7222 | 0.3317 | 0.3362 | 17:00 | 0.3852 | 0.201 | 0.1462 | 0.4435 | 17:00 | 0.4327 | 0.0659 | 0.2191 | 0.2207
|  | 70:30 | 0 | 0 | 0 | 0 | 0 | 0 | 0 | 0 | 0 | 0 | 0 | 0 | 0.3655 | 0.4991 | 0.1256 | 0.4466 | 0.4991 | 0.3014 | 0.4154 | 0.5548 | 0.5015 | 0.5665 | 0.614 | 0.5632 | 17:30 | 0.468 | 0.4644 | 0 | 0 | 17:30 | 0.5618 | 0.62 | 0.1421 | 0.155 | 17:30 | 0.4801 | 0.1746 | 0.1662 | 0.3813 | 17:30 | 0.3932 | 0.1498 | 0.2547 | 0.2415
|  | 71:00 | 0 | 0 | 0 | 0 | 0 | 0 | 0 | 0 | 0 | 0 | 0 | 0 | 0.2352 | 0.5199 | 0.2439 | 0.6664 | 0.4414 | 0.2526 | 0.4176 | 0.5796 | 0.5323 | 0.5036 | 0.5368 | 0.4342 | 18:00 | 0.248 | 0.2714 | 0 | 0 | 18:00 | 0.3164 | 0.5275 | 0.1103 | 0.1155 | 18:00 | 0.5021 | 0.1594 | 0.1468 | 0.4936 | 18:00 | 0.3073 | 0.2385 | 0.2682 | 0.3774
|  | 71:30 | 0 | 0 | 0 | 0 | 0 | 0 | 0 | 0 | 0 | 0 | 0 | 0 | 0.2956 | 0.4105 | 0.1023 | 0.3639 | 0.4105 | 0.2454 | 0.3986 | 0.5649 | 0.5432 | 0.5121 | 0.5194 | 0.5184 | 18:30 | 0 | 0.0603 | 0 | 0 | 18:30 | 0.129 | 0.3884 | 0.0005 | 0.001 | 18:30 | 0.6373 | 0.2606 | 0.1791 | 0.49 | 18:30 | 0.4571 | 0.1991 | 0.2945 | 0.3174
|  | 72:00 | 0 | 0 | 0 | 0 | 0 | 0 | 0 | 0 | 0 | 0 | 0 | 0 | 0.3294 | 0.542 | 0.1219 | 0.4871 | 0.5186 | 0.3118 | 0.6688 | 0.5761 | 0.3634 | 0.6214 | 0.6395 | 0.6134 | 19:00 | 0 | 0.0474 | 0 | 0 | 19:00 | 0.055 | 0.22 | 0 | 0 | 19:00 | 0.6927 | 0.3965 | 0.2218 | 0.429 | 19:00 | 0.5324 | 0.1626 | 0.2463 | 0.3185
Apr |  | 72:30 | 0 | 0 | 0 | 0 | 0 | 0 | 0 | 0 | 0 | 0 | 0 | 0 | 0.4901 | 0.7972 | 0.1844 | 0.7515 | 0.7972 | 0.456 | 0.7445 | 0.6554 | 0.5128 | 0.5885 | 0.6815 | 0.6593 | 19:30 | 0 | 0 | 0 | 0 | 19:30 | 0.0018 | 0.0409 | 0 | 0 | 19:30 | 0.6904 | 0.3028 | 0.3543 | 0.4638 | 19:30 | 0.6257 | 0.3185 | 0.3966 | 0.4323
|  | 73:00 | 0 | 0 | 0 | 0 | 0 | 0 | 0 | 0 | 0 | 0 | 0 | 0 | 0.3614 | 0.8442 | 0.3099 | 0.8227 | 0.7005 | 0.3468 | 0.8401 | 0.6816 | 0.5072 | 0.5137 | 0.7576 | 0.6408 | 20:00 | 0 | 0 | 0 | 0 | 20:00 | 0.0213 | 0.0188 | 0 | 0 | 20:00 | 0.5487 | 0.4395 | 0.3306 | 0.5764 | 20:00 | 0.7227 | 0.5565 | 0.4641 | 0.6723
|  | 73:30 | 0 | 0 | 0 | 0 | 0 | 0 | 0 | 0 | 0 | 0 | 0 | 0 | 0.5022 | 0.7537 | 0.1772 | 0.7319 | 0.7537 | 0.4475 | 0.7947 | 0.7184 | 0.4061 | 0.5213 | 0.6342 | 0.6402 | 20:30 | 0 | 0 | 0 | 0 | 20:30 | 0 | 0 | 0 | 0 | 20:30 | 0.708 | 0.3284 | 0.5582 | 0.4365 | 20:30 | 0.7489 | 0.4746 | 0.4945 | 0.5675
|  | 74:00 | 0 | 0 | 0 | 0 | 0 | 0 | 0 | 0 | 0 | 0 | 0 | 0 | 0.4061 | 0.8251 | 0.1967 | 0.8508 | 0.9655 | 0.3872 | 0.7475 | 0.53 | 0.4261 | 0.43 | 0.6947 | 0.5104 | 21:00 | 0 | 0 | 0 | 0 | 21:00 | 0 | 0 | 0 | 0 | 21:00 | 0.7398 | 0.2195 | 0.4732 | 0.4646 | 21:00 | 0.948 | 0.3096 | 0.5651 | 0.7116
|  | 74:30 | 0 | 0 | 0 | 0 | 0 | 0 | 0 | 0 | 0 | 0 | 0 | 0 | 0.5128 | 0.782 | 0.1902 | 0.7698 | 0.782 | 0.4666 | 0.7792 | 0.7346 | 0.3838 | 0.3994 | 0.6364 | 0.6353 | 21:30 | 0 | 0 | 0 | 0 | 21:30 | 0 | 0 | 0 | 0 | 21:30 | 0.7866 | 0.3615 | 0.6218 | 0.4514 | 21:30 | 0.8297 | 0.4629 | 0.5299 | 0.5284
|  | 75:00 | 0 | 0 | 0 | 0 | 0 | 0 | 0 | 0 | 0 | 0 | 0 | 0 | 0.6173 | 0.7861 | 0.1829 | 0.8486 | 0.6771 | 0.4873 | 0.7781 | 0.6958 | 0.35 | 0.3188 | 0.5537 | 0.4253 | 22:00 | 0 | 0 | 0 | 0 | 22:00 | 0 | 0 | 0 | 0 | 22:00 | 0.7705 | 0.3933 | 0.6593 | 0.4313 | 22:00 | 0.7836 | 0.5466 | 0.3945 | 0.514
|  | 75:30 | 0 | 0 | 0 | 0 | 0 | 0 | 0 | 0 | 0 | 0 | 0 | 0 | 0.4968 | 0.7423 | 0.1728 | 0.7104 | 0.7423 | 0.4386 | 0.7488 | 0.7747 | 0.3124 | 0.3205 | 0.6141 | 0.6181 | 22:30 | 0 | 0 | 0 | 0 | 22:30 | 0 | 0 | 0 | 0 | 22:30 | 0.7988 | 0.4139 | 0.5731 | 0.4958 | 22:30 | 0.8306 | 0.435 | 0.4453 | 0.4841
|  | 76:00 | 0 | 0 | 0 | 0 | 0 | 0 | 0 | 0 | 0 | 0 | 0 | 0 | 0.3822 | 0.6718 | 0.1988 | 0.5777 | 0.6567 | 0.452 | 0.739 | 0.8818 | 0.3022 | 0.3408 | 0.7196 | 0.5606 | 23:00 | 0 | 0 | 0 | 0 | 23:00 | 0 | 0 | 0 | 0 | 23:00 | 0.7685 | 0.6049 | 0.6944 | 0.4498 | 23:00 | 0.8138 | 0.5381 | 0.3527 | 0.289
|  | 76:30 | 0 | 0 | 0 | 0 | 0 | 0 | 0 | 0 | 0 | 0 | 0 | 0 | 0.4716 | 0.6588 | 0.1618 | 0.6216 | 0.6588 | 0.3995 | 0.7481 | 0.7488 | 0.3487 | 0.326 | 0.6246 | 0.6218 | 23:30 | 0 | 0 | 0 | 0 | 23:30 | 0 | 0 | 0 | 0 | 23:30 | 0.7994 | 0.5264 | 0.5723 | 0.4117 | 23:30 | 0.6966 | 0.4986 | 0.407 | 0.4293
|  | 77:00 | 0 | 0 | 0 | 0 | 0 | 0 | 0.0091 | 0.0092 | 0 | 0 | 0 | 0 | 0.4063 | 0.5636 | 0.24 | 0.8319 | 0.5363 | 0.3642 | 0.7476 | 0.7035 | 0.4272 | 0.3825 | 0.6021 | 0.7118 | 0:00 | 0 | 0 | 0 | 0 | 0:00 | 0 | 0 | 0 | 0 | 0:00 | 0.8657 | 0.3463 | 0.5047 | 0.3508 | 0:00 | 0.7189 | 0.3399 | 0.3817 | 0.3444
|  | 77:30 | 0 | 0 | 0 | 0 | 0 | 0 | 0.0014 | 0.002 | 0 | 0 | 0 | 0.0007 | 0.4353 | 0.5785 | 0.1455 | 0.5944 | 0.5785 | 0.3679 | 0.8028 | 0.6806 | 0.3613 | 0.3671 | 0.7133 | 0.6604
|  | 78:00 | 0 | 0 | 0 | 0 | 0 | 0 | 0.0628 | 0.0655 | 0 | 0.004 | 0.0881 | 0.0659 | 0.5713 | 0.5047 | 0.1462 | 0.5164 | 0.6696 | 0.4168 | 0.7293 | 0.6468 | 0.253 | 0.4017 | 0.6992 | 0.6389
|  | 78:30 | 0 | 0 | 0 | 0 | 0 | 0 | 0.1016 | 0.1197 | 0.0292 | 0.0329 | 0.1955 | 0.0958 | 0.428 | 0.4881 | 0.1287 | 0.525 | 0.4881 | 0.3345 | 0.7596 | 0.5497 | 0.3676 | 0.3396 | 0.7471 | 0.6425 | Coastal
|  | 79:00 | 0 | 0 | 0 | 0 | 0 | 0 | 0.2726 | 0.2667 | 0.1942 | 0.1324 | 0.4301 | 0.2533 | 0.4228 | 0.3164 | 0.0949 | 0.4542 | 0.2385 | 0.3427 | 0.8575 | 0.4332 | 0.5279 | 0.3848 | 0.6716 | 0.7006 |  | SOLAR CSP |  |  |  |  | SOLAR PVSAT |  |  |  |  | wind |  |  |  |  | new_wind
|  | 79:30 | 0 | 0 | 0 | 0 | 0 | 0 | 0.4377 | 0.3413 | 0.2824 | 0.2432 | 0.6724 | 0.3954 | 0.3158 | 0.3645 | 0.1038 | 0.3985 | 0.3645 | 0.2531 | 0.6612 | 0.4204 | 0.5347 | 0.4047 | 0.5969 | 0.5487 |  | Spring | Summer | Fall | Winter |  | Spring | Summer | Fall | Winter |  | Spring | Summer | Fall | Winter |  | Spring | Summer | Fall | Winter
|  | 80:00 | 0.0647 | 0.1003 | 0.0206 | 0 | 0.1071 | 0.0594 | 0.488 | 0.4176 | 0.4244 | 0.3492 | 0.7954 | 0.4985 | 0.326 | 0.2693 | 0.0542 | 0.3716 | 0.3064 | 0.2693 | 0.6557 | 0.3977 | 0.598 | 0.4488 | 0.478 | 0.5598 | 0:30 | 0 | 0 | 0 | 0 | 0:30 | 0 | 0 | 0 | 0 | 0:30 | 0.1844 | 0.1334 | 0.1573 | 0.1516 | 0:30 | 0.5128 | 0.3206 | 0.0774 | 0.5613
|  | 80:30 | 0.1055 | 0.1789 | 0.0455 | 0 | 0.2016 | 0.1063 | 0.5326 | 0.5164 | 0.5664 | 0.4386 | 0.9314 | 0.5971 | 0.2343 | 0.2759 | 0.0885 | 0.3018 | 0.2759 | 0.1942 | 0.5498 | 0.3037 | 0.6601 | 0.4692 | 0.4586 | 0.4574 | 1:00 | 0 | 0 | 0 | 0 | 1:00 | 0 | 0 | 0 | 0 | 1:00 | 0.3099 | 0.1666 | 0.3344 | 0.1205 | 1:00 | 0.5072 | 0.3202 | 0.0597 | 0.5271
|  | 81:00 | 0.1405 | 0.3856 | 0.0413 | 0 | 0.2941 | 0.1782 | 0.6373 | 0.5928 | 0.5964 | 0.5569 | 0.9306 | 0.6787 | 0.1098 | 0.443 | 0.1692 | 0.2261 | 0.4019 | 0.1854 | 0.3742 | 0.3058 | 0.6081 | 0.5554 | 0.4134 | 0.4703 | 1:30 | 0 | 0 | 0 | 0 | 1:30 | 0 | 0 | 0 | 0 | 1:30 | 0.1772 | 0.1032 | 0.1544 | 0.1469 | 1:30 | 0.4061 | 0.2356 | 0.0913 | 0.4899
|  | 81:30 | 0.2351 | 0.5234 | 0.0378 | 0.0037 | 0.4131 | 0.2426 | 0.6937 | 0.7146 | 0.5973 | 0.6443 | 0.979 | 0.7258 | 0.2387 | 0.2749 | 0.0799 | 0.2823 | 0.2749 | 0.1881 | 0.3326 | 0.2141 | 0.6133 | 0.4368 | 0.2989 | 0.3256 | 2:00 | 0 | 0 | 0 | 0 | 2:00 | 0 | 0 | 0 | 0 | 2:00 | 0.1967 | 0.0647 | 0.1122 | 0.1936 | 2:00 | 0.4261 | 0.2281 | 0.1882 | 0.5878
|  | 82:00 | 0.2747 | 0.6093 | 0.1171 | 0 | 0.4372 | 0.29 | 0.6611 | 0.7651 | 0.6284 | 0.679 | 1.0035 | 0.7403 | 0.2149 | 0.2824 | 0.0841 | 0.153 | 0.3383 | 0.229 | 0.3436 | 0.1955 | 0.5266 | 0.3818 | 0.4889 | 0.5002 | 2:30 | 0 | 0 | 0 | 0 | 2:30 | 0 | 0 | 0 | 0 | 2:30 | 0.1902 | 0.0996 | 0.1431 | 0.1093 | 2:30 | 0.3838 | 0.168 | 0.1018 | 0.4768
|  | 82:30 | 0.3224 | 0.6106 | 0.1893 | 0 | 0.5187 | 0.3282 | 0.6577 | 0.7741 | 0.639 | 0.7218 | 0.9679 | 0.7521 | 0.2258 | 0.3041 | 0.0839 | 0.2932 | 0.3041 | 0.1917 | 0.4044 | 0.1922 | 0.5747 | 0.4512 | 0.4198 | 0.3857 | 3:00 | 0 | 0 | 0 | 0 | 3:00 | 0 | 0 | 0 | 0 | 3:00 | 0.1829 | 0 | 0.2404 | 0 | 3:00 | 0.35 | 0.2374 | 0.0678 | 0.5323
|  | 83:00 | 0.3509 | 0.5961 | 0.348 | 0.0417 | 0.447 | 0.3575 | 0.7481 | 0.7841 | 0.6798 | 0.7372 | 0.9261 | 0.7794 | 0.2931 | 0.279 | 0.2512 | 0.2171 | 0.2572 | 0.1506 | 0.5102 | 0.0699 | 0.6332 | 0.5443 | 0.6598 | 0.5488 | 3:30 | 0 | 0 | 0 | 0 | 3:30 | 0 | 0 | 0 | 0 | 3:30 | 0.1728 | 0.1064 | 0.1364 | 0.0975 | 3:30 | 0.3124 | 0.1685 | 0.1257 | 0.4445
|  | 83:30 | 0.3717 | 0.651 | 0.513 | 0.0397 | 0.4423 | 0.4036 | 0.7851 | 0.7777 | 0.748 | 0.8009 | 0.9394 | 0.8102 | 0.3282 | 0.423 | 0.1279 | 0.4533 | 0.423 | 0.2841 | 0.6083 | 0.1957 | 0.6472 | 0.4106 | 0.6446 | 0.529 | 4:00 | 0 | 0 | 0 | 0 | 4:00 | 0 | 0 | 0 | 0 | 4:00 | 0.1988 | 0 | 0.2248 | 0.2649 | 4:00 | 0.3022 | 0.03 | 0.3289 | 0.5525
|  | 84:00 | 0.4444 | 0.7454 | 0.5289 | 0.0911 | 0.4977 | 0.4197 | 0.7952 | 0.7541 | 0.719 | 0.827 | 0.9414 | 0.7895 | 0.5086 | 0.6091 | 0.2059 | 0.5287 | 0.5112 | 0.2004 | 0.4735 | 0.2074 | 0.5125 | 0.3968 | 0.7535 | 0.5381 | 4:30 | 0 | 0 | 0 | 0 | 4:30 | 0 | 0 | 0 | 0 | 4:30 | 0.1618 | 0.1012 | 0.1333 | 0.1077 | 4:30 | 0.3487 | 0.1351 | 0.1754 | 0.4166
|  | 84:30 | 0.4552 | 0.7989 | 0.5299 | 0.1222 | 0.5245 | 0.4861 | 0.8012 | 0.7708 | 0.7071 | 0.8366 | 0.8925 | 0.8016 | 0.4264 | 0.5567 | 0.1422 | 0.4894 | 0.5567 | 0.3406 | 0.5031 | 0.2567 | 0.535 | 0.3656 | 0.7722 | 0.5802 | 5:00 | 0 | 0 | 0 | 0 | 5:00 | 0 | 0 | 0 | 0 | 5:00 | 0.24 | 0.1436 | 0 | 0.0317 | 5:00 | 0.4272 | 0.2234 | 0.2223 | 0.3999
|  | 85:00 | 0.5128 | 0.8638 | 0.5344 | 0.0727 | 0.4692 | 0.4835 | 0.8128 | 0.8078 | 0.7154 | 0.8625 | 0.8693 | 0.7953 | 0.3775 | 0.3933 | 0.2631 | 0.3404 | 0.4856 | 0.3626 | 0.6135 | 0.2019 | 0.5544 | 0.3014 | 0.82 | 0.5555 | 5:30 | 0 | 0 | 0 | 0 | 5:30 | 0 | 0.0082 | 0 | 0 | 5:30 | 0.1455 | 0.1058 | 0.1138 | 0.0985 | 5:30 | 0.3613 | 0.1284 | 0.2078 | 0.4084
|  | 85:30 | 0.5988 | 0.8842 | 0.5587 | 0.0973 | 0.4527 | 0.5183 | 0.834 | 0.8301 | 0.7051 | 0.8478 | 0.8175 | 0.8069 | 0.45 | 0.3819 | 0.1308 | 0.3779 | 0.3819 | 0.2997 | 0.5732 | 0.3566 | 0.4762 | 0.2784 | 0.652 | 0.5397 | 6:00 | 0 | 0 | 0 | 0 | 6:00 | 0 | 0.0852 | 0 | 0 | 6:00 | 0.1462 | 0.1525 | 0.2178 | 0.0249 | 6:00 | 0.253 | 0.2306 | 0.3529 | 0.3002
|  | 86:00 | 0.6255 | 0.84 | 0.5789 | 0.1681 | 0.4324 | 0.554 | 0.8594 | 0.8337 | 0.7212 | 0.8739 | 0.7487 | 0.8331 | 0.3702 | 0.3898 | 0.185 | 0.3549 | 0.4924 | 0.2128 | 0.5993 | 0.3816 | 0.5228 | 0.2767 | 0.6217 | 0.3538 | 6:30 | 0 | 0 | 0 | 0 | 6:30 | 0.0292 | 0.1774 | 0.0123 | 0 | 6:30 | 0.1287 | 0.1039 | 0.1053 | 0.0928 | 6:30 | 0.3676 | 0.1293 | 0.2485 | 0.3878
|  | 86:30 | 0.6746 | 0.8483 | 0.5792 | 0.2029 | 0.4102 | 0.543 | 0.8855 | 0.7944 | 0.7514 | 0.887 | 0.7328 | 0.8102 | 0.3854 | 0.3208 | 0.1127 | 0.3368 | 0.3208 | 0.2589 | 0.5983 | 0.3502 | 0.4996 | 0.2782 | 0.455 | 0.4448 | 7:00 | 0 | 0 | 0 | 0 | 7:00 | 0.1942 | 0.3043 | 0.1436 | 0.0147 | 7:00 | 0.0949 | 0.1726 | 0 | 0.1108 | 7:00 | 0.5279 | 0.1161 | 0.3919 | 0.3961
|  | 87:00 | 0.5663 | 0.8545 | 0.5652 | 0.2455 | 0.407 | 0.5257 | 0.8785 | 0.7781 | 0.7571 | 0.8381 | 0.5377 | 0.7586 | 0.3059 | 0.2291 | 0.0224 | 0.2857 | 0.3766 | 0.2856 | 0.6204 | 0.204 | 0.4946 | 0.3231 | 0.4631 | 0.5316 | 7:30 | 0 | 0 | 0 | 0 | 7:30 | 0.2824 | 0.4836 | 0.2667 | 0.0251 | 7:30 | 0.1038 | 0.0827 | 0.1045 | 0.0979 | 7:30 | 0.5347 | 0.1958 | 0.2578 | 0.435
|  | 87:30 | 0.494 | 0.8716 | 0.5207 | 0.272 | 0.4208 | 0.5158 | 0.8597 | 0.7453 | 0.7507 | 0.7929 | 0.3958 | 0.7089 | 0.3797 | 0.3404 | 0.115 | 0.3234 | 0.3404 | 0.2578 | 0.6161 | 0.3483 | 0.6139 | 0.3184 | 0.441 | 0.4542 | 8:00 | 0.0206 | 0.059 | 0 | 0 | 8:00 | 0.4244 | 0.588 | 0.4393 | 0.1293 | 8:00 | 0.0542 | 0.2068 | 0.0195 | 0.1294 | 8:00 | 0.598 | 0.398 | 0.307 | 0.4448
|  | 88:00 | 0.5792 | 0.8788 | 0.5538 | 0.3356 | 0.2444 | 0.4743 | 0.8442 | 0.6864 | 0.6726 | 0.7618 | 0.5739 | 0.6946 | 0.489 | 0.2619 | 0.1233 | 0.3036 | 0.3548 | 0.2105 | 0.6771 | 0.4424 | 0.5596 | 0.3794 | 0.5568 | 0.3942 | 8:30 | 0.0455 | 0.0878 | 0.0024 | 0 | 8:30 | 0.5664 | 0.6949 | 0.6135 | 0.241 | 8:30 | 0.0885 | 0.0608 | 0.1008 | 0.1059 | 8:30 | 0.6601 | 0.2859 | 0.2615 | 0.4567
|  | 88:30 | 0.6101 | 0.7637 | 0.533 | 0.3717 | 0.0789 | 0.4714 | 0.8062 | 0.6603 | 0.5717 | 0.718 | 0.7843 | 0.7081 | 0.3672 | 0.3367 | 0.1233 | 0.3453 | 0.3367 | 0.2615 | 0.6242 | 0.3939 | 0.6877 | 0.3447 | 0.5192 | 0.5143 | 9:00 | 0.0413 | 0.262 | 0.2534 | 0 | 9:00 | 0.5964 | 0.7332 | 0.6332 | 0.3443 | 9:00 | 0.1692 | 0 | 0.1038 | 0.0744 | 9:00 | 0.6081 | 0.3136 | 0.3008 | 0.3976
|  | 89:00 | 0.4535 | 0.6733 | 0.2896 | 0.2691 | 0.0931 | 0.3563 | 0.7011 | 0.5954 | 0.4611 | 0.5832 | 0.6276 | 0.6061 | 0.39 | 0.3852 | 0 | 0.3507 | 0.4849 | 0.2453 | 0.6944 | 0.4327 | 0.7407 | 0.5117 | 0.3618 | 0.4968 | 9:30 | 0.0378 | 0.4574 | 0.5358 | 0 | 9:30 | 0.5973 | 0.7889 | 0.6708 | 0.4245 | 9:30 | 0.0799 | 0.0578 | 0.0771 | 0.0788 | 9:30 | 0.6133 | 0.2515 | 0.1179 | 0.2755
|  | 89:30 | 0.3008 | 0.468 | 0.0594 | 0.1676 | 0.1294 | 0.225 | 0.5527 | 0.5618 | 0.3614 | 0.47 | 0.4622 | 0.4816 | 0.4289 | 0.4801 | 0.1357 | 0.4684 | 0.4801 | 0.3254 | 0.7545 | 0.3932 | 0.816 | 0.4943 | 0.5406 | 0.561 | 10:00 | 0.1171 | 0.544 | 0.5824 | 0.0368 | 10:00 | 0.6284 | 0.8094 | 0.7262 | 0.4855 | 10:00 | 0.0841 | 0.279 | 0 | 0.0921 | 10:00 | 0.5266 | 0.3504 | 0.0661 | 0.1299
|  | 90:00 | 0.1055 | 0.248 | 0.0292 | 0.0562 | 0.0789 | 0.0938 | 0.3661 | 0.3164 | 0.1697 | 0.2758 | 0.3561 | 0.3059 | 0.2802 | 0.5021 | 0.1948 | 0.5958 | 0.3937 | 0.3593 | 1.0002 | 0.3073 | 0.6918 | 0.6117 | 0.7478 | 0.5543 | 10:30 | 0.1893 | 0.6106 | 0.6535 | 0.044 | 10:30 | 0.639 | 0.7938 | 0.7344 | 0.472 | 10:30 | 0.0839 | 0.0546 | 0.0789 | 0.0773 | 10:30 | 0.5747 | 0.2577 | 0.1158 | 0.1529
|  | 90:30 | 0 | 0 | 0 | 0 | 0 | 0 | 0.1571 | 0.129 | 0.0328 | 0.0653 | 0.2942 | 0.1357 | 0.514 | 0.6373 | 0.1715 | 0.6093 | 0.6373 | 0.4104 | 0.8526 | 0.4571 | 0.8206 | 0.6335 | 0.6123 | 0.6292 | 11:00 | 0.348 | 0.5915 | 0.6429 | 0.0954 | 11:00 | 0.6798 | 0.7928 | 0.6649 | 0.4838 | 11:00 | 0.2512 | 0.0501 | 0 | 0 | 11:00 | 0.6332 | 0.3828 | 0.0274 | 0.1799
|  | 91:00 | 0 | 0 | 0 | 0 | 0 | 0 | 0.0676 | 0.055 | 0.0009 | 0.0054 | 0.1607 | 0.0546 | 0.523 | 0.6927 | 0.174 | 0.6582 | 0.567 | 0.4693 | 0.9673 | 0.5324 | 0.7956 | 0.5971 | 0.7096 | 0.6566 | 11:30 | 0.513 | 0.6247 | 0.6287 | 0.1489 | 11:30 | 0.748 | 0.8063 | 0.6764 | 0.4938 | 11:30 | 0.1279 | 0.0461 | 0.0911 | 0.0906 | 11:30 | 0.6472 | 0.2162 | 0.1333 | 0.1413
|  | 91:30 | 0 | 0 | 0 | 0 | 0 | 0 | 0.0014 | 0.0018 | 0 | 0 | 0.0161 | 0.0039 | 0.5283 | 0.6904 | 0.1809 | 0.6422 | 0.6904 | 0.431 | 0.8526 | 0.6257 | 0.7209 | 0.6598 | 0.777 | 0.7398 | 12:00 | 0.5289 | 0.6329 | 0.6119 | 0.1601 | 12:00 | 0.719 | 0.8039 | 0.6954 | 0.4887 | 12:00 | 0.2059 | 0 | 0.2316 | 0.0688 | 12:00 | 0.5125 | 0.3395 | 0.1333 | 0
|  | 92:00 | 0 | 0 | 0 | 0 | 0 | 0 | 0.0202 | 0.0213 | 0 | 0 | 0.0073 | 0 | 0.4226 | 0.5487 | 0.1869 | 0.5112 | 0.8191 | 0.3034 | 0.9632 | 0.7227 | 0.7234 | 0.7341 | 0.8508 | 0.7802 | 12:30 | 0.5299 | 0.5814 | 0.5641 | 0.1528 | 12:30 | 0.7071 | 0.8338 | 0.7058 | 0.4806 | 12:30 | 0.1422 | 0.044 | 0.0806 | 0.0923 | 12:30 | 0.535 | 0.3721 | 0.1046 | 0.086
|  | 92:30 | 0 | 0 | 0 | 0 | 0 | 0 | 0 | 0 | 0 | 0 | 0 | 0 | 0.5194 | 0.708 | 0.1753 | 0.6413 | 0.708 | 0.4282 | 0.8454 | 0.7489 | 0.5912 | 0.6425 | 0.8784 | 0.8021 | 13:00 | 0.5344 | 0.5521 | 0.5859 | 0.1577 | 13:00 | 0.7154 | 0.8444 | 0.716 | 0.4639 | 13:00 | 0.2631 | 0.1534 | 0.1272 | 0.0413 | 13:00 | 0.5544 | 0.5475 | 0 | 0.0979
|  | 93:00 | 0 | 0 | 0 | 0 | 0 | 0 | 0 | 0 | 0 | 0 | 0 | 0 | 0.6142 | 0.7398 | 0.1465 | 0.6901 | 0.6584 | 0.5556 | 0.796 | 0.948 | 0.3024 | 0.6524 | 0.8966 | 0.7661 | 13:30 | 0.5587 | 0.5236 | 0.642 | 0.1496 | 13:30 | 0.7051 | 0.8328 | 0.709 | 0.4883 | 13:30 | 0.1308 | 0.0838 | 0.0781 | 0.0801 | 13:30 | 0.4762 | 0.4936 | 0.1051 | 0.0752
|  | 93:30 | 0 | 0 | 0 | 0 | 0 | 0 | 0 | 0 | 0 | 0 | 0 | 0 | 0.5829 | 0.7866 | 0.1886 | 0.7471 | 0.7866 | 0.4818 | 0.836 | 0.8297 | 0.3649 | 0.541 | 0.8222 | 0.7607 | 14:00 | 0.5789 | 0.4908 | 0.6782 | 0.1977 | 14:00 | 0.7212 | 0.8697 | 0.6975 | 0.5128 | 14:00 | 0.185 | 0.063 | 0.1645 | 0.1226 | 14:00 | 0.5228 | 0.5851 | 0.0712 | 0
|  | 94:00 | 0 | 0 | 0 | 0 | 0 | 0 | 0 | 0 | 0 | 0 | 0 | 0 | 0.5197 | 0.7705 | 0.2253 | 0.7945 | 0.934 | 0.4623 | 0.8706 | 0.7836 | 0.4098 | 0.5183 | 0.8186 | 0.7443 | 14:30 | 0.5792 | 0.503 | 0.6931 | 0.1874 | 14:30 | 0.7514 | 0.8604 | 0.663 | 0.5334 | 14:30 | 0.1127 | 0.0842 | 0.0789 | 0.0725 | 14:30 | 0.4996 | 0.6665 | 0.1163 | 0.0991
|  | 94:30 | 0 | 0 | 0 | 0 | 0 | 0 | 0 | 0 | 0 | 0 | 0 | 0 | 0.5667 | 0.7988 | 0.1879 | 0.7466 | 0.7988 | 0.4783 | 0.7803 | 0.8306 | 0.4893 | 0.564 | 0.7639 | 0.7406 | 15:00 | 0.5652 | 0.5331 | 0.6977 | 0.2208 | 15:00 | 0.7571 | 0.8697 | 0.6537 | 0.5317 | 15:00 | 0.0224 | 0.0441 | 0.1195 | 0.0748 | 15:00 | 0.4946 | 0.6363 | 0.0172 | 0.0003
|  | 95:00 | 0 | 0 | 0 | 0 | 0 | 0 | 0 | 0 | 0 | 0 | 0 | 0 | 0.4816 | 0.7685 | 0.2658 | 0.7304 | 0.619 | 0.4867 | 0.6549 | 0.8138 | 0.4709 | 0.5342 | 0.7162 | 0.4613 | 15:30 | 0.5207 | 0.5513 | 0.647 | 0.2666 | 15:30 | 0.7507 | 0.8659 | 0.6124 | 0.5262 | 15:30 | 0.115 | 0.0847 | 0.0704 | 0.0767 | 15:30 | 0.6139 | 0.6608 | 0.1489 | 0.1452
|  | 95:30 | 0 | 0 | 0 | 0 | 0 | 0 | 0 | 0 | 0 | 0 | 0 | 0 | 0.5669 | 0.7994 | 0.2034 | 0.7685 | 0.7994 | 0.489 | 0.7109 | 0.6966 | 0.4996 | 0.4101 | 0.5406 | 0.5846 | 16:00 | 0.5538 | 0.4848 | 0.3501 | 0.1719 | 16:00 | 0.6726 | 0.8018 | 0.4874 | 0.4513 | 16:00 | 0.1233 | 0.2272 | 0 | 0.1172 | 16:00 | 0.5596 | 0.7569 | 0.1792 | 0.2217
|  | 96:00 | 0 | 0 | 0 | 0 | 0 | 0 | 0 | 0 | 0 | 0 | 0 | 0 | 0.6143 | 0.8657 | 0.2253 | 0.7225 | 0.7178 | 0.6549 | 0.7453 | 0.7189 | 0.4924 | 0.46 | 0.815 | 0.7279 | 16:30 | 0.533 | 0.4032 | 0.0637 | 0.0813 | 16:30 | 0.5717 | 0.7258 | 0.3595 | 0.3331 | 16:30 | 0.1233 | 0.0819 | 0.0808 | 0.1055 | 16:30 | 0.6877 | 0.6082 | 0.1957 | 0.2156
May |  | 96:30 | 0 | 0 | 0 | 0 | 0 | 0 | 0 | 0 | 0 | 0 | 0 | 0 | 0.6385 | 0.8176 | 0.2171 | 0.7686 | 0.8176 | 0.5168 | 0.7875 | 0.8276 | 0.453 | 0.5583 | 0.8481 | 0.7786 | 17:00 | 0.2896 | 0.2942 | 0.0529 | 0.0728 | 17:00 | 0.4611 | 0.6224 | 0.1811 | 0.2068 | 17:00 | 0 | 0.0182 | 0.095 | 0.0313 | 17:00 | 0.7407 | 0.5958 | 0.0795 | 0.3941
|  | 97:00 | 0 | 0 | 0 | 0 | 0 | 0 | 0 | 0 | 0 | 0 | 0 | 0 | 0.678 | 0.7096 | 0.1879 | 0.7474 | 0.9416 | 0.3847 | 0.7249 | 0.9165 | 0.5119 | 0.5043 | 0.7029 | 0.714 | 17:30 | 0.0594 | 0.1654 | 0 | 0 | 17:30 | 0.3614 | 0.4855 | 0.0257 | 0.0411 | 17:30 | 0.1357 | 0.1043 | 0.0824 | 0.1159 | 17:30 | 0.816 | 0.5486 | 0.2424 | 0.302
|  | 97:30 | 0 | 0 | 0 | 0 | 0 | 0 | 0 | 0 | 0 | 0 | 0 | 0 | 0.605 | 0.7233 | 0.1998 | 0.7481 | 0.7233 | 0.4852 | 0.7082 | 0.796 | 0.3941 | 0.4907 | 0.7784 | 0.7177 | 18:00 | 0.0292 | 0.0707 | 0 | 0 | 18:00 | 0.1697 | 0.3238 | 0.0178 | 0.0604 | 18:00 | 0.1948 | 0.0869 | 0.2166 | 0.2929 | 18:00 | 0.6918 | 0.5978 | 0.2459 | 0.2302
|  | 98:00 | 0 | 0 | 0 | 0 | 0 | 0 | 0 | 0 | 0 | 0 | 0 | 0 | 0.5566 | 0.6407 | 0.1236 | 0.604 | 0.634 | 0.5687 | 0.5661 | 0.8006 | 0.5644 | 0.4906 | 0.7523 | 0.5653 | 18:30 | 0 | 0 | 0 | 0 | 18:30 | 0.0328 | 0.1211 | 0 | 0 | 18:30 | 0.1715 | 0.1192 | 0.1005 | 0.1369 | 18:30 | 0.8206 | 0.5451 | 0.2692 | 0.4002
|  | 98:30 | 0 | 0 | 0 | 0 | 0 | 0 | 0 | 0 | 0 | 0 | 0 | 0 | 0.5742 | 0.6414 | 0.1944 | 0.7204 | 0.6414 | 0.4591 | 0.5901 | 0.7297 | 0.373 | 0.4308 | 0.7219 | 0.656 | 19:00 | 0 | 0 | 0 | 0 | 19:00 | 0.0009 | 0.0712 | 0 | 0 | 19:00 | 0.174 | 0.1224 | 0.0125 | 0.0818 | 19:00 | 0.7956 | 0.6953 | 0.317 | 0.5408
|  | 99:00 | 0 | 0 | 0 | 0 | 0 | 0 | 0 | 0 | 0 | 0 | 0 | 0 | 0.6743 | 0.5816 | 0.104 | 0.8667 | 0.6073 | 0.5137 | 0.6157 | 0.6944 | 0.4411 | 0.3941 | 0.7839 | 0.6841 | 19:30 | 0 | 0 | 0 | 0 | 19:30 | 0 | 0.0014 | 0 | 0 | 19:30 | 0.1809 | 0.1179 | 0.1198 | 0.1393 | 19:30 | 0.7209 | 0.6696 | 0.2542 | 0.4542
|  | 99:30 | 0 | 0 | 0 | 0 | 0 | 0 | 0 | 0 | 0 | 0 | 0 | 0 | 0.5868 | 0.6374 | 0.2007 | 0.7254 | 0.6374 | 0.4657 | 0.5979 | 0.7098 | 0.4314 | 0.4241 | 0.6872 | 0.6413 | 20:00 | 0 | 0 | 0 | 0 | 20:00 | 0 | 0 | 0 | 0 | 20:00 | 0.1869 | 0.032 | 0.255 | 0.3594 | 20:00 | 0.7234 | 0.7406 | 0.3432 | 0.5063
|  | 100:00 | 0 | 0 | 0 | 0 | 0 | 0 | 0 | 0 | 0 | 0 | 0 | 0 | 0.5754 | 0.7116 | 0.0971 | 0.7111 | 0.6189 | 0.4742 | 0.5785 | 0.618 | 0.4211 | 0.3697 | 0.6318 | 0.7013 | 20:30 | 0 | 0 | 0 | 0 | 20:30 | 0 | 0 | 0 | 0 | 20:30 | 0.1753 | 0.123 | 0.146 | 0.1338 | 20:30 | 0.5912 | 0.7593 | 0.2359 | 0.488
|  | 100:30 | 0 | 0 | 0 | 0 | 0 | 0 | 0 | 0 | 0 | 0 | 0 | 0 | 0.5549 | 0.6141 | 0.1814 | 0.6861 | 0.6141 | 0.4384 | 0.5583 | 0.6456 | 0.4318 | 0.3715 | 0.6188 | 0.5857 | 21:00 | 0 | 0 | 0 | 0 | 21:00 | 0 | 0 | 0 | 0 | 21:00 | 0.1465 | 0.1028 | 0.2227 | 0.09 | 21:00 | 0.3024 | 0.6945 | 0.2682 | 0.3891
|  | 101:00 | 0 | 0 | 0 | 0 | 0 | 0 | 0.007 | 0.0067 | 0.0167 | 0 | 0.0235 | 0.0224 | 0.5275 | 0.6697 | 0.1324 | 0.7215 | 0.5037 | 0.4015 | 0.6314 | 0.4955 | 0.466 | 0.4038 | 0.526 | 0.4707 | 21:30 | 0 | 0 | 0 | 0 | 21:30 | 0 | 0 | 0 | 0 | 21:30 | 0.1886 | 0.1105 | 0.1548 | 0.1346 | 21:30 | 0.3649 | 0.6054 | 0.2005 | 0.35
|  | 101:30 | 0 | 0 | 0 | 0 | 0 | 0 | 0.0081 | 0.0015 | 0.0073 | 0 | 0.0172 | 0.0068 | 0.4858 | 0.5524 | 0.1542 | 0.6133 | 0.5524 | 0.3863 | 0.5208 | 0.5472 | 0.4695 | 0.411 | 0.5761 | 0.5438 | 22:00 | 0 | 0 | 0 | 0 | 22:00 | 0 | 0 | 0 | 0 | 22:00 | 0.2253 | 0.1839 | 0.3206 | 0.2186 | 22:00 | 0.4098 | 0.4488 | 0.0853 | 0.3371
|  | 102:00 | 0 | 0 | 0 | 0 | 0 | 0 | 0.0667 | 0 | 0.0773 | 0.0475 | 0.1527 | 0.0714 | 0.616 | 0.6933 | 0.2165 | 0.4817 | 0.5383 | 0.3847 | 0.5102 | 0.5673 | 0.6318 | 0.4111 | 0.5056 | 0.4795 | 22:30 | 0 | 0 | 0 | 0 | 22:30 | 0 | 0 | 0 | 0 | 22:30 | 0.1879 | 0.1198 | 0.1437 | 0.1266 | 22:30 | 0.4893 | 0.4526 | 0.1824 | 0.3129
|  | 102:30 | 0 | 0 | 0 | 0 | 0 | 0 | 0.1185 | 0.0443 | 0.1541 | 0.0535 | 0.2905 | 0.1322 | 0.421 | 0.4789 | 0.1369 | 0.5155 | 0.4789 | 0.3329 | 0.4866 | 0.4776 | 0.4648 | 0.3821 | 0.5372 | 0.5029 | 23:00 | 0 | 0 | 0 | 0 | 23:00 | 0 | 0 | 0 | 0 | 23:00 | 0.2658 | 0.1092 | 0.1108 | 0.0223 | 23:00 | 0.4709 | 0.4495 | 0.1174 | 0.2866
|  | 103:00 | 0.06 | 0.0249 | 0.0001 | 0 | 0.0128 | 0.0152 | 0.2154 | 0.1131 | 0.2063 | 0.1542 | 0.4323 | 0.2192 | 0.4444 | 0.5193 | 0.0976 | 0.3662 | 0.3652 | 0.3565 | 0.3905 | 0.3706 | 0.368 | 0.3294 | 0.4005 | 0.6759 | 23:30 | 0 | 0 | 0 | 0 | 23:30 | 0 | 0 | 0 | 0 | 23:30 | 0.2034 | 0.1285 | 0.1356 | 0.1115 | 23:30 | 0.4996 | 0.3214 | 0.1743 | 0.2613
|  | 103:30 | 0.0919 | 0.0795 | 0.1017 | 0 | 0.0584 | 0.0663 | 0.3286 | 0.2155 | 0.3035 | 0.2646 | 0.5784 | 0.3381 | 0.3488 | 0.3612 | 0.1027 | 0.3764 | 0.3612 | 0.2572 | 0.342 | 0.4007 | 0.4112 | 0.346 | 0.4057 | 0.3953 | 0:00 | 0 | 0 | 0 | 0 | 0:00 | 0 | 0 | 0 | 0 | 0:00 | 0.2253 | 0.1123 | 0.2732 | 0.0064 | 0:00 | 0.4924 | 0.3257 | 0.1888 | 0.2469
|  | 104:00 | 0.3249 | 0.2508 | 0.3562 | 0.1257 | 0.2389 | 0.2367 | 0.4314 | 0.2609 | 0.38 | 0.3689 | 0.6336 | 0.4472 | 0.1856 | 0.3029 | 0.0242 | 0.1539 | 0.2539 | 0.1684 | 0.2934 | 0.461 | 0.4559 | 0.2863 | 0.1895 | 0.4564
|  | 104:30 | 0.6225 | 0.3471 | 0.5634 | 0.1817 | 0.4926 | 0.4415 | 0.5488 | 0.3698 | 0.453 | 0.4588 | 0.7337 | 0.5128 | 0.2977 | 0.2554 | 0.0828 | 0.2714 | 0.2554 | 0.2014 | 0.2373 | 0.3465 | 0.3566 | 0.2885 | 0.3083 | 0.3136
|  | 105:00 | 0.7074 | 0.4683 | 0.6256 | 0.2916 | 0.6126 | 0.5268 | 0.6346 | 0.4998 | 0.6321 | 0.5517 | 0.7203 | 0.5795 | 0.4024 | 0.2254 | 0 | 0.3709 | 0.1984 | 0.2042 | 0.4003 | 0.4725 | 0.379 | 0.2367 | 0.1853 | 0.2438 | South
|  | 105:30 | 0.7778 | 0.5444 | 0.6954 | 0.4354 | 0.7095 | 0.6325 | 0.7757 | 0.5652 | 0.7578 | 0.6824 | 0.7218 | 0.7006 | 0.4451 | 0.3606 | 0.1221 | 0.3805 | 0.3606 | 0.2929 | 0.2673 | 0.4859 | 0.3633 | 0.42 | 0.3029 | 0.3523 |  | SOLAR CSP |  |  |  |  | SOLAR PVSAT |  |  |  |  | wind |  |  |  |  | new_wind
|  | 106:00 | 0.7509 | 0.5105 | 0.7081 | 0.4336 | 0.6694 | 0.591 | 0.7768 | 0.6091 | 0.8188 | 0.6949 | 0.7797 | 0.7564 | 0.4262 | 0.4057 | 0.1365 | 0.3619 | 0.1803 | 0.2741 | 0.3445 | 0.5339 | 0.3583 | 0.3928 | 0.3124 | 0.4746 |  | Spring | Summer | Fall | Winter |  | Spring | Summer | Fall | Winter |  | Spring | Summer | Fall | Winter |  | Spring | Summer | Fall | Winter
|  | 106:30 | 0.728 | 0.519 | 0.6909 | 0.4643 | 0.6302 | 0.6065 | 0.8004 | 0.6347 | 0.8771 | 0.7571 | 0.8328 | 0.7804 | 0.4247 | 0.3343 | 0.117 | 0.3607 | 0.3343 | 0.278 | 0.255 | 0.4026 | 0.4666 | 0.4609 | 0.2956 | 0.3421 | 0:30 | 0 | 0 | 0 | 0 | 0:30 | 0 | 0 | 0 | 0 | 0:30 | 0.7515 | 0.4849 | 0.6459 | 0.468 | 0:30 | 0.5885 | 0.4366 | 0.1413 | 0.4138
|  | 107:00 | 0.7253 | 0.5352 | 0.7042 | 0.447 | 0.5658 | 0.6072 | 0.8107 | 0.6696 | 0.8704 | 0.7839 | 0.7478 | 0.8156 | 0.4859 | 0.3683 | 0.1313 | 0.2396 | 0.2693 | 0.3568 | 0.2265 | 0.4519 | 0.4797 | 0.5501 | 0.2629 | 0.4473 | 1:00 | 0 | 0 | 0 | 0 | 1:00 | 0 | 0 | 0 | 0 | 1:00 | 0.8227 | 0.4268 | 0.6499 | 0.5098 | 1:00 | 0.5137 | 0.3426 | 0.0761 | 0.4034
|  | 107:30 | 0.6962 | 0.4977 | 0.6933 | 0.4473 | 0.5506 | 0.577 | 0.7882 | 0.738 | 0.9156 | 0.7989 | 0.7494 | 0.798 | 0.4347 | 0.3193 | 0.1033 | 0.3516 | 0.3193 | 0.2717 | 0.2345 | 0.3691 | 0.5243 | 0.4997 | 0.2445 | 0.3148 | 1:30 | 0 | 0 | 0 | 0 | 1:30 | 0 | 0 | 0 | 0 | 1:30 | 0.7319 | 0.3852 | 0.6106 | 0.3893 | 1:30 | 0.5213 | 0.2946 | 0.1306 | 0.3877
|  | 108:00 | 0.6575 | 0.488 | 0.66 | 0.4071 | 0.5439 | 0.5547 | 0.7885 | 0.7502 | 0.8889 | 0.7992 | 0.7377 | 0.779 | 0.376 | 0.4052 | 0.1297 | 0.4256 | 0.3878 | 0.3147 | 0.2441 | 0.345 | 0.5445 | 0.6321 | 0.1213 | 0.3086 | 2:00 | 0 | 0 | 0 | 0 | 2:00 | 0 | 0 | 0 | 0 | 2:00 | 0.8508 | 0.3445 | 0.5299 | 0.2533 | 2:00 | 0.43 | 0.2664 | 0.1292 | 0.2091
|  | 108:30 | 0.655 | 0.4678 | 0.6576 | 0.4104 | 0.5067 | 0.5395 | 0.7497 | 0.7401 | 0.8859 | 0.8088 | 0.7343 | 0.7838 | 0.4714 | 0.3555 | 0.1148 | 0.3771 | 0.3555 | 0.2961 | 0.28 | 0.3877 | 0.6418 | 0.5985 | 0.2469 | 0.3432 | 2:30 | 0 | 0 | 0 | 0 | 2:30 | 0 | 0 | 0 | 0 | 2:30 | 0.7698 | 0.371 | 0.5698 | 0.3164 | 2:30 | 0.3994 | 0.2664 | 0.1214 | 0.3958
|  | 109:00 | 0.6213 | 0.4563 | 0.6573 | 0.3904 | 0.4921 | 0.5274 | 0.7087 | 0.7708 | 0.8982 | 0.8011 | 0.7998 | 0.7764 | 0.3922 | 0.3361 | 0.1097 | 0.3344 | 0.2868 | 0.384 | 0.321 | 0.2697 | 0.6499 | 0.5397 | 0.3726 | 0.3127 | 3:00 | 0 | 0 | 0 | 0 | 3:00 | 0 | 0 | 0 | 0 | 3:00 | 0.8486 | 0.445 | 0.6846 | 0.3572 | 3:00 | 0.3188 | 0.1409 | 0.2194 | 0.2668
|  | 109:30 | 0.6247 | 0.4529 | 0.6494 | 0.3847 | 0.4925 | 0.5209 | 0.6807 | 0.7043 | 0.9105 | 0.7819 | 0.8137 | 0.7782 | 0.4712 | 0.3957 | 0.1369 | 0.3723 | 0.3957 | 0.3087 | 0.3 | 0.414 | 0.5972 | 0.5364 | 0.324 | 0.3823 | 3:30 | 0 | 0 | 0 | 0 | 3:30 | 0 | 0 | 0 | 0 | 3:30 | 0.7104 | 0.4161 | 0.5694 | 0.3163 | 3:30 | 0.3205 | 0.26 | 0.1332 | 0.3451
|  | 110:00 | 0.5874 | 0.4359 | 0.6344 | 0.3398 | 0.4707 | 0.5259 | 0.6934 | 0.6782 | 0.8944 | 0.801 | 0.7965 | 0.7672 | 0.3417 | 0.3442 | 0.2284 | 0.4823 | 0.2187 | 0.2184 | 0.3735 | 0.316 | 0.4385 | 0.5484 | 0.4172 | 0.4981 | 4:00 | 0 | 0 | 0 | 0 | 4:00 | 0 | 0 | 0 | 0 | 4:00 | 0.5777 | 0.5156 | 0.5301 | 0.307 | 4:00 | 0.3408 | 0.3236 | 0.0513 | 0.3238
|  | 110:30 | 0.6013 | 0.4449 | 0.6134 | 0.3181 | 0.3922 | 0.474 | 0.7128 | 0.6533 | 0.8799 | 0.7825 | 0.714 | 0.7485 | 0.4301 | 0.3389 | 0.1365 | 0.3526 | 0.3389 | 0.2863 | 0.3948 | 0.4232 | 0.657 | 0.5894 | 0.369 | 0.4269 | 4:30 | 0 | 0 | 0 | 0 | 4:30 | 0 | 0 | 0 | 0 | 4:30 | 0.6216 | 0.4037 | 0.5129 | 0.3794 | 4:30 | 0.326 | 0.2717 | 0.1853 | 0.319
|  | 111:00 | 0.5906 | 0.4165 | 0.6017 | 0.2943 | 0.4194 | 0.4565 | 0.7359 | 0.6386 | 0.8561 | 0.7859 | 0.7331 | 0.7528 | 0.4131 | 0.4248 | 0.28 | 0.2932 | 0.1583 | 0.2957 | 0.2779 | 0.4755 | 0.5904 | 0.7295 | 0.4692 | 0.4139 | 5:00 | 0 | 0 | 0 | 0 | 5:00 | 0 | 0 | 0 | 0 | 5:00 | 0.8319 | 0.3592 | 0.448 | 0.4034 | 5:00 | 0.3825 | 0.2542 | 0.2481 | 0.2315
|  | 111:30 | 0.5877 | 0.4536 | 0.5718 | 0.2972 | 0.4614 | 0.4743 | 0.7153 | 0.6373 | 0.8475 | 0.78 | 0.7466 | 0.7453 | 0.4299 | 0.3076 | 0.1344 | 0.3128 | 0.3076 | 0.2737 | 0.4042 | 0.4498 | 0.7209 | 0.6839 | 0.3892 | 0.4556 | 5:30 | 0 | 0 | 0 | 0 | 5:30 | 0 | 0.0003 | 0 | 0 | 5:30 | 0.5944 | 0.4301 | 0.4866 | 0.3798 | 5:30 | 0.3671 | 0.2631 | 0.173 | 0.2792
|  | 112:00 | 0.5449 | 0.4138 | 0.5727 | 0.2942 | 0.4789 | 0.4385 | 0.6658 | 0.634 | 0.7657 | 0.6704 | 0.7174 | 0.7028 | 0.2507 | 0.2367 | 0.113 | 0.31 | 0.1596 | 0.1707 | 0.5492 | 0.5404 | 0.7697 | 0.6198 | 0.4112 | 0.3823 | 6:00 | 0 | 0 | 0 | 0 | 6:00 | 0.004 | 0.0318 | 0.0031 | 0 | 6:00 | 0.5164 | 0.3506 | 0.4335 | 0.4556 | 6:00 | 0.4017 | 0.2252 | 0.1692 | 0.349
|  | 112:30 | 0.574 | 0.4498 | 0.5354 | 0.2972 | 0.4843 | 0.4681 | 0.6394 | 0.5709 | 0.6718 | 0.5907 | 0.7058 | 0.6357 | 0.3777 | 0.2678 | 0.1149 | 0.2666 | 0.2678 | 0.2373 | 0.3674 | 0.3921 | 0.6623 | 0.6544 | 0.3263 | 0.3988 | 6:30 | 0 | 0 | 0 | 0 | 6:30 | 0.0329 | 0.0912 | 0.0036 | 0 | 6:30 | 0.525 | 0.4258 | 0.4683 | 0.4028 | 6:30 | 0.3396 | 0.265 | 0.165 | 0.2571
|  | 113:00 | 0.549 | 0.3399 | 0.5032 | 0.2793 | 0.5005 | 0.4355 | 0.5603 | 0.5138 | 0.5158 | 0.4863 | 0.592 | 0.5078 | 0.3737 | 0.2265 | 0.0651 | 0.2483 | 0.2512 | 0.1625 | 0.4728 | 0.2651 | 0.646 | 0.7766 | 0.2893 | 0.4271 | 7:00 | 0 | 0 | 0 | 0 | 7:00 | 0.1324 | 0.2855 | 0.1449 | 0.0174 | 7:00 | 0.4542 | 0.3358 | 0.4924 | 0.5684 | 7:00 | 0.3848 | 0.2471 | 0.2636 | 0.2084
|  | 113:30 | 0.518 | 0.2785 | 0.454 | 0.2598 | 0.5109 | 0.4042 | 0.4404 | 0.3816 | 0.3732 | 0.3664 | 0.4972 | 0.4118 | 0.3436 | 0.199 | 0.098 | 0.2175 | 0.199 | 0.203 | 0.392 | 0.3492 | 0.6021 | 0.7255 | 0.3724 | 0.4113 | 7:30 | 0 | 0 | 0 | 0 | 7:30 | 0.2432 | 0.4995 | 0.2951 | 0.0131 | 7:30 | 0.3985 | 0.331 | 0.4589 | 0.4313 | 7:30 | 0.4047 | 0.2528 | 0.1291 | 0.2519
|  | 114:00 | 0.2759 | 0.1828 | 0.2222 | 0.1266 | 0.2923 | 0.2104 | 0.3025 | 0.1928 | 0.2321 | 0.2224 | 0.3237 | 0.2347 | 0.4361 | 0.2326 | 0 | 0.2319 | 0.3961 | 0.001 | 0.5615 | 0.3146 | 0.7784 | 0.8265 | 0.385 | 0.4575 | 8:00 | 0 | 0.0846 | 0 | 0 | 8:00 | 0.3492 | 0.6219 | 0.4191 | 0.1011 | 8:00 | 0.3716 | 0.1459 | 0.5941 | 0.46 | 8:00 | 0.4488 | 0.1591 | 0.261 | 0.4042
|  | 114:30 | 0 | 0.0461 | 0 | 0 | 0.0764 | 0.0245 | 0.1268 | 0.0722 | 0.0668 | 0.0925 | 0.1455 | 0.1008 | 0.3845 | 0.201 | 0.0953 | 0.2721 | 0.201 | 0.2246 | 0.4627 | 0.401 | 0.6607 | 0.7666 | 0.4616 | 0.4843 | 8:30 | 0 | 0.1251 | 0 | 0 | 8:30 | 0.4386 | 0.7369 | 0.5438 | 0.196 | 8:30 | 0.3018 | 0.2452 | 0.4438 | 0.46 | 8:30 | 0.4692 | 0.276 | 0.1124 | 0.2836
|  | 115:00 | 0 | 0.0109 | 0 | 0 | 0.0493 | 0 | 0.0344 | 0.0131 | 0.0287 | 0.0273 | 0.0863 | 0.0534 | 0.4617 | 0.3188 | 0.109 | 0.3868 | 0.4052 | 0.2304 | 0.5439 | 0.5253 | 0.5864 | 0.5699 | 0.4399 | 0.5655 | 9:00 | 0 | 0.2944 | 0.1504 | 0 | 9:00 | 0.5569 | 0.8087 | 0.5827 | 0.2994 | 9:00 | 0.2261 | 0.1824 | 0.295 | 0.4926 | 9:00 | 0.5554 | 0.034 | 0.0202 | 0.3114
|  | 115:30 | 0 | 0 | 0 | 0 | 0 | 0 | 0.0025 | 0.0033 | 0 | 0.0005 | 0.0023 | 0.0017 | 0.4372 | 0.3637 | 0.1326 | 0.4154 | 0.3637 | 0.3022 | 0.6011 | 0.5377 | 0.503 | 0.6303 | 0.5447 | 0.5485 | 9:30 | 0.0037 | 0.418 | 0.304 | 0 | 9:30 | 0.6443 | 0.8602 | 0.6047 | 0.4177 | 9:30 | 0.2823 | 0.1933 | 0.3517 | 0.3964 | 9:30 | 0.4368 | 0.2485 | 0.0806 | 0.1751
|  | 116:00 | 0 | 0 | 0 | 0 | 0 | 0 | 0 | 0 | 0 | 0.0287 | 0 | 0.0059 | 0.566 | 0.3885 | 0.2657 | 0.4185 | 0.5103 | 0.2644 | 0.7481 | 0.4911 | 0.4164 | 0.4507 | 0.3585 | 0.4663 | 10:00 | 0 | 0.4554 | 0.4451 | 0.0285 | 10:00 | 0.679 | 0.8488 | 0.6112 | 0.473 | 10:00 | 0.153 | 0.1973 | 0.3583 | 0.3436 | 10:00 | 0.3818 | 0.3632 | 0.0944 | 0.285
|  | 116:30 | 0 | 0 | 0 | 0 | 0 | 0 | 0 | 0 | 0 | 0 | 0 | 0 | 0.5068 | 0.6257 | 0.1806 | 0.607 | 0.6257 | 0.4102 | 0.729 | 0.68 | 0.3946 | 0.5171 | 0.6101 | 0.6106 | 10:30 | 0 | 0.5375 | 0.5686 | 0.0372 | 10:30 | 0.7218 | 0.8673 | 0.634 | 0.5395 | 10:30 | 0.2932 | 0.1618 | 0.2866 | 0.3721 | 10:30 | 0.4512 | 0.1965 | 0.0792 | 0.0933
|  | 117:00 | 0 | 0 | 0 | 0 | 0 | 0 | 0 | 0 | 0 | 0 | 0 | 0 | 0.4318 | 0.5893 | 0.2253 | 0.6025 | 0.4665 | 0.3346 | 0.8965 | 0.7119 | 0.415 | 0.5936 | 0.5528 | 0.5268 | 11:00 | 0.0417 | 0.6121 | 0.5584 | 0.0855 | 11:00 | 0.7372 | 0.8337 | 0.6259 | 0.5141 | 11:00 | 0.2171 | 0.2131 | 0.372 | 0.4826 | 11:00 | 0.5443 | 0.2456 | 0.2122 | 0.1142
|  | 117:30 | 0 | 0 | 0 | 0 | 0 | 0 | 0 | 0 | 0 | 0 | 0 | 0 | 0.5004 | 0.5604 | 0.1739 | 0.5791 | 0.5604 | 0.3924 | 0.8081 | 0.772 | 0.3525 | 0.5302 | 0.6921 | 0.6772 | 11:30 | 0.0397 | 0.6802 | 0.5676 | 0.0974 | 11:30 | 0.8009 | 0.8297 | 0.609 | 0.4987 | 11:30 | 0.4533 | 0.1367 | 0.3486 | 0.4699 | 11:30 | 0.4106 | 0.1694 | 0.0933 | 0.0823
|  | 118:00 | 0 | 0 | 0 | 0 | 0 | 0 | 0 | 0 | 0 | 0 | 0 | 0 | 0.5648 | 0.8222 | 0.1053 | 0.5329 | 0.5694 | 0.2822 | 0.9055 | 0.6636 | 0.4345 | 0.5018 | 0.8636 | 0.7174 | 12:00 | 0.0911 | 0.7185 | 0.5092 | 0.1038 | 12:00 | 0.827 | 0.822 | 0.6457 | 0.5117 | 12:00 | 0.5287 | 0.3053 | 0.3363 | 0.5131 | 12:00 | 0.3968 | 0.1489 | 0 | 0.0442
|  | 118:30 | 0 | 0 | 0 | 0 | 0 | 0 | 0 | 0 | 0 | 0 | 0 | 0 | 0.4883 | 0.5769 | 0.1684 | 0.617 | 0.5769 | 0.3963 | 0.7527 | 0.7147 | 0.2773 | 0.4993 | 0.7785 | 0.6914 | 12:30 | 0.1222 | 0.7039 | 0.4847 | 0.1441 | 12:30 | 0.8366 | 0.832 | 0.667 | 0.5492 | 12:30 | 0.4894 | 0.1675 | 0.2792 | 0.4197 | 12:30 | 0.3656 | 0.2092 | 0.0881 | 0.0813
|  | 119:00 | 0 | 0 | 0 | 0 | 0 | 0 | 0 | 0 | 0 | 0 | 0 | 0 | 0.4665 | 0.5742 | 0.094 | 0.6104 | 0.6861 | 0.3766 | 0.8681 | 0.7276 | 0.3101 | 0.4176 | 0.6277 | 0.7319 | 13:00 | 0.0727 | 0.691 | 0.4996 | 0.1381 | 13:00 | 0.8625 | 0.8274 | 0.6556 | 0.5332 | 13:00 | 0.3404 | 0.1307 | 0.1839 | 0.3337 | 13:00 | 0.3014 | 0.2564 | 0.0855 | 0.0911
|  | 119:30 | 0 | 0 | 0 | 0 | 0 | 0 | 0 | 0 | 0 | 0 | 0 | 0 | 0.5015 | 0.6476 | 0.1689 | 0.6387 | 0.6476 | 0.4129 | 0.7016 | 0.683 | 0.2792 | 0.4343 | 0.8431 | 0.7083 | 13:30 | 0.0973 | 0.6613 | 0.5104 | 0.1222 | 13:30 | 0.8478 | 0.8202 | 0.6362 | 0.504 | 13:30 | 0.3779 | 0.242 | 0.2116 | 0.3104 | 13:30 | 0.2784 | 0.2246 | 0.0932 | 0.0809
|  | 120:00 | 0 | 0 | 0 | 0 | 0 | 0 | 0 | 0 | 0 | 0 | 0 | 0 | 0.5561 | 0.5318 | 0.2034 | 0.5794 | 0.5163 | 0.3768 | 0.838 | 0.6496 | 0.1042 | 0.3713 | 0.7608 | 0.5007 | 14:00 | 0.1681 | 0.6398 | 0.4846 | 0.1746 | 14:00 | 0.8739 | 0.8258 | 0.6585 | 0.4918 | 14:00 | 0.3549 | 0 | 0.0727 | 0.3251 | 14:00 | 0.2767 | 0.274 | 0 | 0.1111
Jun | Summer | 120:30 | 0 | 0 | 0 | 0 | 0 | 0 | 0 | 0 | 0 | 0 | 0 | 0 | 0.4009 | 0.5533 | 0.1448 | 0.512 | 0.5533 | 0.3385 | 0.5623 | 0.6079 | 0.2468 | 0.4259 | 0.7044 | 0.6019 | 14:30 | 0.2029 | 0.6584 | 0.4885 | 0.1646 | 14:30 | 0.887 | 0.8232 | 0.7016 | 0.4874 | 14:30 | 0.3368 | 0.1773 | 0.1969 | 0.2824 | 14:30 | 0.2782 | 0.2639 | 0.0987 | 0.0871
|  | 121:00 | 0 | 0 | 0 | 0 | 0 | 0 | 0 | 0 | 0 | 0 | 0 | 0 | 0.4184 | 0.5525 | 0.1671 | 0.5842 | 0.8232 | 0.386 | 0.5592 | 0.5185 | 0.2074 | 0.505 | 0.8832 | 0.6065 | 15:00 | 0.2455 | 0.6557 | 0.4929 | 0.1292 | 15:00 | 0.8381 | 0.8471 | 0.6621 | 0.4391 | 15:00 | 0.2857 | 0.0266 | 0.1103 | 0.2156 | 15:00 | 0.3231 | 0.1865 | 0.1325 | 0.1908
|  | 121:30 | 0 | 0 | 0 | 0 | 0 | 0 | 0 | 0 | 0 | 0 | 0 | 0 | 0.4216 | 0.6265 | 0.1628 | 0.6211 | 0.6265 | 0.3819 | 0.5698 | 0.6233 | 0.1733 | 0.3276 | 0.6543 | 0.5682 | 15:30 | 0.272 | 0.6975 | 0.5094 | 0.0936 | 15:30 | 0.7929 | 0.8617 | 0.6 | 0.3709 | 15:30 | 0.3234 | 0.1322 | 0.1993 | 0.2834 | 15:30 | 0.3184 | 0.2463 | 0.0991 | 0.1121
|  | 122:00 | 0 | 0 | 0 | 0 | 0 | 0 | 0 | 0 | 0 | 0 | 0 | 0 | 0.3155 | 0.6867 | 0.2577 | 0.7971 | 0.5351 | 0.4481 | 0.6882 | 0.5687 | 0.0915 | 0.3544 | 0.52 | 0.5996 | 16:00 | 0.3356 | 0.6443 | 0.4021 | 0.0912 | 16:00 | 0.7618 | 0.847 | 0.5036 | 0.3092 | 16:00 | 0.3036 | 0.1634 | 0.113 | 0.2842 | 16:00 | 0.3794 | 0.2857 | 0.1581 | 0.1488
|  | 122:30 | 0 | 0 | 0 | 0 | 0 | 0 | 0 | 0 | 0 | 0 | 0 | 0 | 0.4632 | 0.641 | 0.1753 | 0.6666 | 0.641 | 0.4094 | 0.5021 | 0.5716 | 0.1377 | 0.242 | 0.5513 | 0.4893 | 16:30 | 0.3717 | 0.5995 | 0.2973 | 0.0652 | 16:30 | 0.718 | 0.8105 | 0.4393 | 0.2389 | 16:30 | 0.3453 | 0.1535 | 0.2033 | 0.2864 | 16:30 | 0.3447 | 0.2835 | 0.1062 | 0.1353
|  | 123:00 | 0 | 0 | 0 | 0 | 0 | 0 | 0 | 0 | 0 | 0 | 0 | 0 | 0.303 | 0.6723 | 0.04 | 0.5247 | 0.7012 | 0.5709 | 0.5088 | 0.669 | 0.1826 | 0.0989 | 0.5991 | 0.4486 | 17:00 | 0.2691 | 0.5347 | 0.1436 | 0.0447 | 17:00 | 0.5832 | 0.7503 | 0.2787 | 0.1684 | 17:00 | 0.3507 | 0.1982 | 0.1689 | 0.2823 | 17:00 | 0.5117 | 0.3945 | 0.1802 | 0.0304
|  | 123:30 | 0 | 0 | 0 | 0 | 0 | 0 | 0 | 0 | 0 | 0 | 0 | 0 | 0.4017 | 0.5004 | 0.1309 | 0.5099 | 0.5004 | 0.3265 | 0.5137 | 0.621 | 0.1311 | 0.2202 | 0.5233 | 0.486 | 17:30 | 0.1676 | 0.4702 | 0 | 0 | 17:30 | 0.47 | 0.6788 | 0.0993 | 0.0641 | 17:30 | 0.4684 | 0.2259 | 0.1823 | 0.3203 | 17:30 | 0.4943 | 0.3961 | 0.1091 | 0.1682
|  | 124:00 | 0 | 0 | 0 | 0 | 0 | 0 | 0 | 0 | 0 | 0 | 0 | 0 | 0.2068 | 0.5882 | 0.0786 | 0.6241 | 0.4216 | 0.2353 | 0.5008 | 0.5996 | 0.2417 | 0.2636 | 0.5064 | 0.3281 | 18:00 | 0.0562 | 0.2363 | 0 | 0 | 18:00 | 0.2758 | 0.478 | 0.0311 | 0.0525 | 18:00 | 0.5958 | 0.1674 | 0.3362 | 0.4818 | 18:00 | 0.6117 | 0.3367 | 0.06 | 0.3318
|  | 124:30 | 0 | 0 | 0 | 0 | 0 | 0 | 0 | 0 | 0 | 0 | 0 | 0 | 0.3339 | 0.4336 | 0.116 | 0.4403 | 0.4336 | 0.2796 | 0.4457 | 0.5956 | 0.1287 | 0.168 | 0.5419 | 0.4793 | 18:30 | 0 | 0 | 0 | 0 | 18:30 | 0.0653 | 0.3327 | 0 | 0 | 18:30 | 0.6093 | 0.2903 | 0.2256 | 0.428 | 18:30 | 0.6335 | 0.4695 | 0.1406 | 0.3055
|  | 125:00 | 0 | 0 | 0 | 0 | 0 | 0 | 0 | 0 | 0 | 0 | 0.0145 | 0.0114 | 0.1798 | 0.3633 | 0.2382 | 0.3928 | 0.388 | 0.2022 | 0.4087 | 0.5764 | 0.1019 | 0.1076 | 0.5374 | 0.3925 | 19:00 | 0 | 0 | 0 | 0 | 19:00 | 0.0054 | 0.1573 | 0 | 0 | 19:00 | 0.6582 | 0.2994 | 0.3816 | 0.4175 | 19:00 | 0.5971 | 0.5197 | 0.3094 | 0.3005
|  | 125:30 | 0 | 0 | 0 | 0 | 0 | 0 | 0.0081 | 0.0318 | 0.0054 | 0.0007 | 0.0161 | 0.0124 | 0.2863 | 0.365 | 0.0941 | 0.3862 | 0.365 | 0.2385 | 0.3488 | 0.5194 | 0.1282 | 0.1287 | 0.5481 | 0.4525 | 19:30 | 0 | 0 | 0 | 0 | 19:30 | 0 | 0.0164 | 0 | 0 | 19:30 | 0.6422 | 0.3217 | 0.3734 | 0.4489 | 19:30 | 0.6598 | 0.6076 | 0.1897 | 0.3349
|  | 126:00 | 0 | 0 | 0 | 0 | 0 | 0 | 0.1144 | 0.1345 | 0.1114 | 0.0929 | 0.1583 | 0.1299 | 0.2586 | 0.2436 | 0.1492 | 0.4459 | 0.4203 | 0.1228 | 0.4413 | 0.5464 | 0.3425 | 0.1544 | 0.5708 | 0.5463 | 20:00 | 0 | 0 | 0 | 0 | 20:00 | 0 | 0.0116 | 0 | 0 | 20:00 | 0.5112 | 0.3036 | 0.481 | 0.3877 | 20:00 | 0.7341 | 0.5131 | 0.3057 | 0.3029
|  | 126:30 | 0 | 0 | 0 | 0 | 0 | 0 | 0.205 | 0.2529 | 0.2581 | 0.1851 | 0.2561 | 0.2314 | 0.2561 | 0.3168 | 0.0904 | 0.3632 | 0.3168 | 0.2182 | 0.3374 | 0.488 | 0.1301 | 0.1129 | 0.5233 | 0.4311 | 20:30 | 0 | 0 | 0 | 0 | 20:30 | 0 | 0 | 0 | 0 | 20:30 | 0.6413 | 0.3536 | 0.5629 | 0.456 | 20:30 | 0.6425 | 0.6708 | 0.2572 | 0.3838
|  | 127:00 | 0 | 0.009 | 0.0123 | 0 | 0.027 | 0.0168 | 0.3249 | 0.4175 | 0.4088 | 0.3417 | 0.4201 | 0.378 | 0.1521 | 0.3338 | 0 | 0.3192 | 0.349 | 0.1794 | 0.2253 | 0.4574 | 0 | 0.049 | 0.4648 | 0.4929 | 21:00 | 0 | 0 | 0 | 0 | 21:00 | 0 | 0 | 0 | 0 | 21:00 | 0.6901 | 0.3576 | 0.5728 | 0.4566 | 21:00 | 0.6524 | 0.5229 | 0.1555 | 0.5054
|  | 127:30 | 0 | 0.0691 | 0.003 | 0 | 0.0551 | 0.0254 | 0.4665 | 0.5399 | 0.555 | 0.4628 | 0.57 | 0.5188 | 0.2274 | 0.2623 | 0.0741 | 0.2934 | 0.2623 | 0.1833 | 0.2499 | 0.4379 | 0.0738 | 0.077 | 0.3779 | 0.3288 | 21:30 | 0 | 0 | 0 | 0 | 21:30 | 0 | 0 | 0 | 0 | 21:30 | 0.7471 | 0.3346 | 0.5815 | 0.4334 | 21:30 | 0.541 | 0.6679 | 0.3374 | 0.3889
|  | 128:00 | 0.0124 | 0.1792 | 0.1124 | 0.0791 | 0.2092 | 0.1381 | 0.578 | 0.6283 | 0.6336 | 0.5639 | 0.6047 | 0.6207 | 0 | 0.265 | 0.2634 | 0.2628 | 0.1689 | 0.086 | 0.1796 | 0.4611 | 0 | 0.1219 | 0.4005 | 0.2326 | 22:00 | 0 | 0 | 0 | 0 | 22:00 | 0 | 0 | 0 | 0 | 22:00 | 0.7945 | 0.3977 | 0.5255 | 0.401 | 22:00 | 0.5183 | 0.5028 | 0.3075 | 0.4265
|  | 128:30 | 0.1391 | 0.3718 | 0.1905 | 0.1221 | 0.3625 | 0.2372 | 0.6663 | 0.6884 | 0.6583 | 0.6703 | 0.667 | 0.67 | 0.2136 | 0.2235 | 0.0621 | 0.242 | 0.2235 | 0.1598 | 0.1945 | 0.3864 | 0.0655 | 0.0679 | 0.2588 | 0.2498 | 22:30 | 0 | 0 | 0 | 0 | 22:30 | 0 | 0 | 0 | 0 | 22:30 | 0.7466 | 0.3531 | 0.5652 | 0.435 | 22:30 | 0.564 | 0.4728 | 0.3096 | 0.4767
|  | 129:00 | 0.3653 | 0.5806 | 0.335 | 0.2381 | 0.5704 | 0.3906 | 0.7025 | 0.7089 | 0.7417 | 0.7238 | 0.8417 | 0.7506 | 0.3866 | 0.2216 | 0.0689 | 0.4408 | 0.2521 | 0.1057 | 0.1116 | 0.4287 | 0.1226 | 0 | 0.3258 | 0.0651 | 23:00 | 0 | 0 | 0 | 0 | 23:00 | 0 | 0 | 0 | 0 | 23:00 | 0.7304 | 0.4833 | 0.6293 | 0.3162 | 23:00 | 0.5342 | 0.3054 | 0.4656 | 0.4084
|  | 129:30 | 0.5212 | 0.7383 | 0.4679 | 0.3956 | 0.6951 | 0.5636 | 0.8139 | 0.8353 | 0.8065 | 0.78 | 0.9188 | 0.8309 | 0.26 | 0.3009 | 0.0704 | 0.2812 | 0.3009 | 0.1931 | 0.185 | 0.4238 | 0.067 | 0.0691 | 0.2407 | 0.2483 | 23:30 | 0 | 0 | 0 | 0 | 23:30 | 0 | 0 | 0 | 0 | 23:30 | 0.7685 | 0.4629 | 0.5908 | 0.3986 | 23:30 | 0.4101 | 0.4285 | 0.2702 | 0.4427
|  | 130:00 | 0.5522 | 0.7068 | 0.4812 | 0.5006 | 0.7739 | 0.63 | 0.8286 | 0.9086 | 0.8249 | 0.7869 | 0.8959 | 0.8248 | 0.2563 | 0.2781 | 0 | 0.2577 | 0.4092 | 0.3654 | 0.1095 | 0.4329 | 0.037 | 0.1636 | 0.1888 | 0.331 | 0:00 | 0 | 0 | 0 | 0 | 0:00 | 0 | 0 | 0 | 0 | 0:00 | 0.7225 | 0.4282 | 0.6545 | 0.2775 | 0:00 | 0.46 | 0.2831 | 0.2293 | 0.1751
|  | 130:30 | 0.5952 | 0.7789 | 0.5189 | 0.5646 | 0.8617 | 0.6639 | 0.8045 | 0.9544 | 0.792 | 0.7936 | 0.8859 | 0.8461 | 0.3036 | 0.3208 | 0.0782 | 0.2879 | 0.3208 | 0.2122 | 0.2031 | 0.4331 | 0.0911 | 0.0931 | 0.304 | 0.288
|  | 131:00 | 0.6669 | 0.8233 | 0.5483 | 0.6263 | 0.9036 | 0.7145 | 0.8112 | 0.9908 | 0.8055 | 0.8647 | 0.8904 | 0.9042 | 0.4094 | 0.3379 | 0.1552 | 0.2314 | 0.3084 | 0.1642 | 0.196 | 0.4222 | 0 | 0.0385 | 0.3087 | 0.242
|  | 131:30 | 0.6921 | 0.8701 | 0.5665 | 0.7629 | 0.9696 | 0.7722 | 0.8546 | 0.9537 | 0.8117 | 0.9028 | 0.9199 | 0.8885 | 0.3167 | 0.2943 | 0.0913 | 0.2959 | 0.2943 | 0.2196 | 0.245 | 0.403 | 0.1375 | 0.1401 | 0.3553 | 0.3191 | Panhandle
|  | 132:00 | 0.6787 | 0.9424 | 0.6301 | 0.7324 | 0.9988 | 0.795 | 0.8391 | 0.987 | 0.8204 | 0.911 | 0.8859 | 0.8824 | 0.3035 | 0.309 | 0.1527 | 0.4951 | 0.3551 | 0.3899 | 0.2185 | 0.5122 | 0.1633 | 0.0967 | 0.4054 | 0.5164 |  | SOLAR CSP |  |  |  |  | SOLAR PVSAT |  |  |  |  | wind |  |  |  |  | new_wind
|  | 132:30 | 0.6784 | 0.9507 | 0.6321 | 0.7152 | 0.9502 | 0.7853 | 0.8521 | 0.9409 | 0.8465 | 0.8606 | 0.8622 | 0.8725 | 0.3457 | 0.4139 | 0.0981 | 0.3605 | 0.4139 | 0.2576 | 0.2167 | 0.3285 | 0.2788 | 0.1742 | 0.3812 | 0.3298 |  | Spring | Summer | Fall | Winter |  | Spring | Summer | Fall | Winter |  | Spring | Summer | Fall | Winter |  | Spring | Summer | Fall | Winter
|  | 133:00 | 0.6851 | 0.9773 | 0.6369 | 0.746 | 0.9593 | 0.7862 | 0.8696 | 0.937 | 0.8314 | 0.8425 | 0.8738 | 0.8827 | 0.3189 | 0.3739 | 0.1724 | 0.3932 | 0.4119 | 0.2895 | 0.0767 | 0.5171 | 0.4384 | 0.2276 | 0.454 | 0.4167 | 0:30 | 0 | 0 | 0 | 0 | 0:30 | 0 | 0 | 0 | 0 | 0:30 | 0.7972 | 0.5017 | 0.665 | 0.5495 | 0:30 | 0.6815 | 0.5347 | 0.6567 | 0.3381
|  | 133:30 | 0.6991 | 0.9595 | 0.5803 | 0.7729 | 0.9405 | 0.7905 | 0.8833 | 0.9368 | 0.8048 | 0.8862 | 0.8998 | 0.8822 | 0.3228 | 0.358 | 0.1086 | 0.3147 | 0.358 | 0.2396 | 0.2227 | 0.2934 | 0.4472 | 0.2647 | 0.5054 | 0.4082 | 1:00 | 0 | 0 | 0 | 0 | 1:00 | 0 | 0 | 0 | 0 | 1:00 | 0.7005 | 0.3607 | 0.6388 | 0.3296 | 1:00 | 0.7576 | 0.6481 | 0.6722 | 0.4144
|  | 134:00 | 0.7019 | 0.9423 | 0.545 | 0.737 | 0.8993 | 0.7809 | 0.8721 | 0.89 | 0.7892 | 0.9146 | 0.8994 | 0.8682 | 0.3087 | 0.2853 | 0.0659 | 0.2636 | 0.324 | 0.1748 | 0.2246 | 0.3146 | 0.5021 | 0.2849 | 0.4347 | 0.2732 | 1:30 | 0 | 0 | 0 | 0 | 1:30 | 0 | 0 | 0 | 0 | 1:30 | 0.7537 | 0.4357 | 0.6497 | 0.4695 | 1:30 | 0.6342 | 0.4855 | 0.5635 | 0.4128
|  | 134:30 | 0.7082 | 0.9326 | 0.5078 | 0.7345 | 0.871 | 0.7508 | 0.8668 | 0.9337 | 0.7714 | 0.8764 | 0.86 | 0.8617 | 0.3098 | 0.2882 | 0.1003 | 0.2831 | 0.2882 | 0.218 | 0.1719 | 0.2343 | 0.5535 | 0.3299 | 0.4924 | 0.3976 | 2:00 | 0 | 0 | 0 | 0 | 2:00 | 0 | 0 | 0 | 0 | 2:00 | 0.9655 | 0.4732 | 0.5476 | 0.37 | 2:00 | 0.6947 | 0.6489 | 0.4162 | 0.4794
|  | 135:00 | 0.6888 | 0.8773 | 0.5025 | 0.6882 | 0.898 | 0.7314 | 0.8585 | 0.9397 | 0.757 | 0.8525 | 0.8843 | 0.8525 | 0.3283 | 0.3502 | 0.15 | 0.1965 | 0.392 | 0.2202 | 0.2154 | 0.0385 | 0.5856 | 0.3666 | 0.5704 | 0.4338 | 2:30 | 0 | 0 | 0 | 0 | 2:30 | 0 | 0 | 0 | 0 | 2:30 | 0.782 | 0.4027 | 0.577 | 0.3726 | 2:30 | 0.6364 | 0.4993 | 0.5301 | 0.4304
|  | 135:30 | 0.6713 | 0.8787 | 0.4952 | 0.6527 | 0.974 | 0.7343 | 0.8355 | 0.8938 | 0.7385 | 0.8239 | 0.9144 | 0.8412 | 0.3543 | 0.3513 | 0.1158 | 0.3417 | 0.3513 | 0.2559 | 0.1597 | 0.1893 | 0.6087 | 0.3408 | 0.467 | 0.3802 | 3:00 | 0 | 0 | 0 | 0 | 3:00 | 0 | 0 | 0 | 0 | 3:00 | 0.6771 | 0.5628 | 0.5584 | 0.3217 | 3:00 | 0.5537 | 0.5195 | 0.3676 | 0.3482
|  | 136:00 | 0.6639 | 0.8733 | 0.4477 | 0.6166 | 0.934 | 0.6658 | 0.7783 | 0.8492 | 0.6808 | 0.7707 | 0.9375 | 0.8041 | 0.5516 | 0.2477 | 0.1382 | 0.1959 | 0.4407 | 0.2002 | 0.251 | 0.0832 | 0.5797 | 0.3396 | 0.4285 | 0.5543 | 3:30 | 0 | 0 | 0 | 0 | 3:30 | 0 | 0 | 0 | 0 | 3:30 | 0.7423 | 0.4327 | 0.5688 | 0.3478 | 3:30 | 0.6141 | 0.467 | 0.5206 | 0.4158
|  | 136:30 | 0.5695 | 0.8573 | 0.4065 | 0.5906 | 0.9575 | 0.6763 | 0.7337 | 0.8421 | 0.6282 | 0.7598 | 0.8824 | 0.7692 | 0.3784 | 0.3478 | 0.1187 | 0.3474 | 0.3478 | 0.2646 | 0.1986 | 0.1942 | 0.5772 | 0.3918 | 0.4984 | 0.4001 | 4:00 | 0 | 0 | 0 | 0 | 4:00 | 0 | 0 | 0 | 0 | 4:00 | 0.6567 | 0.5234 | 0.7592 | 0.5228 | 4:00 | 0.7196 | 0.4878 | 0.4534 | 0.4699
|  | 137:00 | 0.4697 | 0.8035 | 0.3335 | 0.5048 | 0.8114 | 0.5755 | 0.6314 | 0.7322 | 0.5308 | 0.6418 | 0.7557 | 0.6821 | 0.3186 | 0.3391 | 0.2087 | 0.3082 | 0.4473 | 0.4407 | 0.203 | 0.1917 | 0.6737 | 0.3677 | 0.4634 | 0.3782 | 4:30 | 0 | 0 | 0 | 0 | 4:30 | 0 | 0 | 0 | 0 | 4:30 | 0.6588 | 0.4037 | 0.5325 | 0.4143 | 4:30 | 0.6246 | 0.4848 | 0.4783 | 0.4361
|  | 137:30 | 0.3871 | 0.6907 | 0.2345 | 0.4219 | 0.6719 | 0.4812 | 0.5545 | 0.6739 | 0.4239 | 0.5509 | 0.6159 | 0.5638 | 0.3325 | 0.3626 | 0.1106 | 0.3115 | 0.3626 | 0.243 | 0.1823 | 0.1922 | 0.5771 | 0.4522 | 0.4815 | 0.392 | 5:00 | 0 | 0 | 0 | 0 | 5:00 | 0 | 0 | 0 | 0 | 5:00 | 0.5363 | 0.3918 | 0.4426 | 0.5526 | 5:00 | 0.6021 | 0.4324 | 0.5039 | 0.4183
|  | 138:00 | 0.2705 | 0.4205 | 0.1369 | 0.2183 | 0.5396 | 0.3014 | 0.4024 | 0.5537 | 0.2683 | 0.3791 | 0.4991 | 0.4312 | 0.5989 | 0.4899 | 0.0302 | 0.2019 | 0.3745 | 0.2458 | 0.1333 | 0.1536 | 0.6504 | 0.4323 | 0.4017 | 0.3569 | 5:30 | 0 | 0 | 0 | 0 | 5:30 | 0 | 0.0049 | 0 | 0 | 5:30 | 0.5785 | 0.3966 | 0.4451 | 0.3977 | 5:30 | 0.7133 | 0.4413 | 0.4386 | 0.4479
|  | 138:30 | 0.0306 | 0.1081 | 0 | 0 | 0.4574 | 0.1192 | 0.2701 | 0.3803 | 0.1457 | 0.2483 | 0.4102 | 0.2909 | 0.3411 | 0.3631 | 0.1131 | 0.33 | 0.3631 | 0.2502 | 0.2024 | 0.226 | 0.4514 | 0.4974 | 0.4892 | 0.3934 | 6:00 | 0 | 0 | 0 | 0 | 6:00 | 0.0881 | 0.1123 | 0 | 0 | 6:00 | 0.6696 | 0.4038 | 0.5142 | 0.5378 | 6:00 | 0.6992 | 0.4398 | 0.3848 | 0.4983
|  | 139:00 | 0 | 0.0261 | 0 | 0 | 0.2083 | 0.0585 | 0.1421 | 0.1721 | 0.0762 | 0.1227 | 0.2456 | 0.1728 | 0.2101 | 0.2978 | 0.0702 | 0.265 | 0.3889 | 0.2209 | 0.3831 | 0.3921 | 0.2391 | 0.5147 | 0.6215 | 0.4334 | 6:30 | 0 | 0 | 0 | 0 | 6:30 | 0.1955 | 0.1848 | 0 | 0 | 6:30 | 0.4881 | 0.3317 | 0.4047 | 0.4065 | 6:30 | 0.7471 | 0.3828 | 0.4206 | 0.3644
|  | 139:30 | 0 | 0 | 0 | 0 | 0 | 0 | 0.0138 | 0.0364 | 0 | 0.0039 | 0.0997 | 0.0308 | 0.3794 | 0.4143 | 0.1218 | 0.3959 | 0.4143 | 0.2836 | 0.3708 | 0.3598 | 0.4186 | 0.531 | 0.627 | 0.5096 | 7:00 | 0 | 0 | 0 | 0 | 7:00 | 0.4301 | 0.4523 | 0.0919 | 0 | 7:00 | 0.2385 | 0.2539 | 0.3778 | 0.3297 | 7:00 | 0.6716 | 0.3514 | 0.504 | 0.4195
|  | 140:00 | 0 | 0 | 0 | 0 | 0 | 0 | 0.0246 | 0 | 0 | 0.0185 | 0.0383 | 0.0409 | 0.4229 | 0.6252 | 0.0183 | 0.4247 | 0.3664 | 0.3985 | 0.5262 | 0.469 | 0.221 | 0.6447 | 0.8342 | 0.4385 | 7:30 | 0 | 0 | 0 | 0 | 7:30 | 0.6724 | 0.6685 | 0.1441 | 0 | 7:30 | 0.3645 | 0.2618 | 0.3927 | 0.4105 | 7:30 | 0.5969 | 0.2691 | 0.3993 | 0.3418
|  | 140:30 | 0 | 0 | 0 | 0 | 0 | 0 | 0 | 0 | 0 | 0 | 0 | 0 | 0.4157 | 0.4738 | 0.1305 | 0.4771 | 0.4738 | 0.3206 | 0.5927 | 0.5102 | 0.3859 | 0.6077 | 0.7515 | 0.6308 | 8:00 | 0.1071 | 0.136 | 0 | 0 | 8:00 | 0.7954 | 0.7644 | 0.3322 | 0.1418 | 8:00 | 0.3064 | 0.3055 | 0.4164 | 0.3868 | 8:00 | 0.478 | 0.1713 | 0.4138 | 0.3859
|  | 141:00 | 0 | 0 | 0 | 0 | 0 | 0 | 0 | 0 | 0 | 0 | 0 | 0 | 0.2926 | 0.4644 | 0.1618 | 0.6601 | 0.5638 | 0.423 | 0.6849 | 0.4875 | 0.3845 | 0.5928 | 0.8457 | 0.7335 | 8:30 | 0.2016 | 0.3326 | 0 | 0 | 8:30 | 0.9314 | 0.8698 | 0.4456 | 0.2884 | 8:30 | 0.2759 | 0.2118 | 0.4106 | 0.4286 | 8:30 | 0.4586 | 0.1808 | 0.3876 | 0.3414
|  | 141:30 | 0 | 0 | 0 | 0 | 0 | 0 | 0 | 0 | 0 | 0 | 0 | 0 | 0.4312 | 0.5824 | 0.1362 | 0.548 | 0.5824 | 0.3542 | 0.6591 | 0.5195 | 0.3469 | 0.5982 | 0.7292 | 0.6244 | 9:00 | 0.2941 | 0.6252 | 0.148 | 0 | 9:00 | 0.9306 | 0.8818 | 0.5371 | 0.4603 | 9:00 | 0.4019 | 0.2275 | 0.2989 | 0.3182 | 9:00 | 0.4134 | 0.0646 | 0.3897 | 0.4548
|  | 142:00 | 0 | 0 | 0 | 0 | 0 | 0 | 0 | 0 | 0 | 0 | 0 | 0 | 0.4738 | 0.5922 | 0.0968 | 0.6476 | 0.6957 | 0.3399 | 0.7401 | 0.5669 | 0.3277 | 0.58 | 0.8456 | 0.5907 | 9:30 | 0.4131 | 0.9313 | 0.339 | 0 | 9:30 | 0.979 | 0.9142 | 0.587 | 0.6374 | 9:30 | 0.2749 | 0.1817 | 0.3143 | 0.3759 | 9:30 | 0.2989 | 0.1437 | 0.2463 | 0.4119
|  | 142:30 | 0 | 0 | 0 | 0 | 0 | 0 | 0 | 0 | 0 | 0 | 0 | 0 | 0.4375 | 0.6135 | 0.1428 | 0.5374 | 0.6135 | 0.3602 | 0.7468 | 0.6261 | 0.2849 | 0.5539 | 0.7575 | 0.6635 | 10:00 | 0.4372 | 0.9023 | 0.5378 | 0.117 | 10:00 | 1.0035 | 0.9279 | 0.6272 | 0.6827 | 10:00 | 0.3383 | 0.2105 | 0.2174 | 0.4889 | 10:00 | 0.4889 | 0.0458 | 0.1999 | 0.4469
|  | 143:00 | 0 | 0 | 0 | 0 | 0 | 0 | 0 | 0 | 0 | 0 | 0 | 0 | 0.3159 | 0.6642 | 0.2209 | 0.6722 | 0.6536 | 0.2428 | 0.8424 | 0.4951 | 0.2447 | 0.4841 | 0.7911 | 0.649 | 10:30 | 0.5187 | 0.8615 | 0.716 | 0.2493 | 10:30 | 0.9679 | 0.9374 | 0.6685 | 0.7435 | 10:30 | 0.3041 | 0.1571 | 0.316 | 0.4009 | 10:30 | 0.4198 | 0.1505 | 0.1378 | 0.2399
|  | 143:30 | 0 | 0 | 0 | 0 | 0 | 0 | 0 | 0 | 0 | 0 | 0 | 0 | 0.4962 | 0.7185 | 0.1676 | 0.629 | 0.7185 | 0.4173 | 0.7453 | 0.7021 | 0.2484 | 0.4782 | 0.7838 | 0.6862 | 11:00 | 0.447 | 0.9185 | 0.6719 | 0.3927 | 11:00 | 0.9261 | 0.9098 | 0.632 | 0.7896 | 11:00 | 0.2572 | 0.2031 | 0.3442 | 0.6448 | 11:00 | 0.6598 | 0 | 0.2648 | 0.183
|  | 144:00 | 0 | 0 | 0 | 0 | 0 | 0 | 0 | 0 | 0 | 0 | 0 | 0 | 0.4462 | 0.5125 | 0.2623 | 0.5779 | 0.6511 | 0.3905 | 0.5684 | 0.6783 | 0.3126 | 0.2943 | 0.6806 | 0.6607 | 11:30 | 0.4423 | 0.9439 | 0.6005 | 0.5056 | 11:30 | 0.9394 | 0.8982 | 0.6333 | 0.7199 | 11:30 | 0.423 | 0.1126 | 0.3485 | 0.5426 | 11:30 | 0.6446 | 0.1162 | 0.3282 | 0.2119
Jul |  | 144:30 | 0 | 0 | 0 | 0 | 0 | 0 | 0 | 0 | 0 | 0 | 0 | 0 | 0.3864 | 0.5017 | 0.1334 | 0.4849 | 0.5017 | 0.3183 | 0.5625 | 0.5888 | 0.3206 | 0.4366 | 0.5347 | 0.5212 | 12:00 | 0.4977 | 0.8991 | 0.6011 | 0.4938 | 12:00 | 0.9414 | 0.9372 | 0.6481 | 0.6887 | 12:00 | 0.5112 | 0.1602 | 0.3715 | 0.4407 | 12:00 | 0.7535 | 0.2009 | 0.3747 | 0.2386
|  | 145:00 | 0 | 0 | 0 | 0 | 0 | 0 | 0 | 0 | 0 | 0 | 0 | 0 | 0.2482 | 0.5131 | 0.1666 | 0.4268 | 0.3607 | 0.3546 | 0.6902 | 0.5084 | 0.3202 | 0.3426 | 0.6481 | 0.7656 | 12:30 | 0.5245 | 0.7828 | 0.5888 | 0.4484 | 12:30 | 0.8925 | 0.9157 | 0.6754 | 0.6737 | 12:30 | 0.5567 | 0.1584 | 0.2956 | 0.4488 | 12:30 | 0.7722 | 0.1455 | 0.3365 | 0.2155
|  | 145:30 | 0 | 0 | 0 | 0 | 0 | 0 | 0 | 0 | 0 | 0 | 0 | 0 | 0.3146 | 0.4357 | 0.1032 | 0.3852 | 0.4357 | 0.2584 | 0.4352 | 0.5795 | 0.2356 | 0.2946 | 0.4855 | 0.464 | 13:00 | 0.4692 | 0.8597 | 0.5916 | 0.4433 | 13:00 | 0.8693 | 0.9053 | 0.6875 | 0.6653 | 13:00 | 0.4856 | 0.3967 | 0.3705 | 0.3614 | 13:00 | 0.82 | 0.152 | 0.5121 | 0
|  | 146:00 | 0 | 0 | 0 | 0 | 0 | 0 | 0 | 0 | 0 | 0 | 0 | 0 | 0.4814 | 0.4793 | 0.0647 | 0.3445 | 0.4732 | 0.1461 | 0.4642 | 0.5807 | 0.2281 | 0.2664 | 0.6489 | 0.5072 | 13:30 | 0.4527 | 0.9667 | 0.6189 | 0.4493 | 13:30 | 0.8175 | 0.8672 | 0.6584 | 0.6743 | 13:30 | 0.3819 | 0.2392 | 0.2245 | 0.3345 | 13:30 | 0.652 | 0.1479 | 0.3905 | 0.1967
|  | 146:30 | 0 | 0 | 0 | 0 | 0 | 0 | 0 | 0 | 0 | 0 | 0 | 0 | 0.2951 | 0.4027 | 0.0996 | 0.371 | 0.4027 | 0.2446 | 0.4515 | 0.556 | 0.168 | 0.2664 | 0.4993 | 0.4585 | 14:00 | 0.4324 | 0.9062 | 0.6283 | 0.4851 | 14:00 | 0.7487 | 0.8672 | 0.7078 | 0.7017 | 14:00 | 0.4924 | 0.3295 | 0.1132 | 0.4012 | 14:00 | 0.6217 | 0.0724 | 0.1776 | 0.1388
|  | 147:00 | 0 | 0 | 0 | 0 | 0 | 0 | 0 | 0 | 0 | 0 | 0 | 0 | 0.3933 | 0.3783 | 0 | 0.445 | 0.5628 | 0.1689 | 0.3973 | 0.5365 | 0.2374 | 0.1409 | 0.5195 | 0.3225 | 14:30 | 0.4102 | 0.9513 | 0.6936 | 0.505 | 14:30 | 0.7328 | 0.8717 | 0.7259 | 0.7178 | 14:30 | 0.3208 | 0.1641 | 0.211 | 0.3135 | 14:30 | 0.455 | 0.139 | 0.3359 | 0.1995
|  | 147:30 | 0 | 0 | 0 | 0 | 0 | 0 | 0 | 0 | 0 | 0 | 0 | 0 | 0.3288 | 0.4327 | 0.1064 | 0.4161 | 0.4327 | 0.2694 | 0.3977 | 0.507 | 0.1685 | 0.26 | 0.467 | 0.4249 | 15:00 | 0.407 | 0.9104 | 0.7033 | 0.5172 | 15:00 | 0.5377 | 0.8186 | 0.6718 | 0.7196 | 15:00 | 0.3766 | 0.1229 | 0.2736 | 0.3746 | 15:00 | 0.4631 | 0.1562 | 0.4015 | 0.1965
|  | 148:00 | 0 | 0 | 0 | 0 | 0 | 0 | 0 | 0 | 0 | 0 | 0 | 0 | 0.4626 | 0.4191 | 0 | 0.5156 | 0.5234 | 0.3237 | 0.4045 | 0.5544 | 0.03 | 0.3236 | 0.4878 | 0.4717 | 15:30 | 0.4208 | 0.9239 | 0.7492 | 0.5566 | 15:30 | 0.3958 | 0.8016 | 0.6274 | 0.7186 | 15:30 | 0.3404 | 0.1235 | 0.2043 | 0.3482 | 15:30 | 0.441 | 0.1786 | 0.4466 | 0.1988
|  | 148:30 | 0 | 0 | 0 | 0 | 0 | 0 | 0 | 0 | 0 | 0 | 0 | 0 | 0.3091 | 0.4037 | 0.1012 | 0.4037 | 0.4037 | 0.2559 | 0.3448 | 0.4612 | 0.1351 | 0.2717 | 0.4848 | 0.4142 | 16:00 | 0.2444 | 0.9223 | 0.6426 | 0.5154 | 16:00 | 0.5739 | 0.8368 | 0.5534 | 0.6617 | 16:00 | 0.3548 | 0.1422 | 0.1431 | 0.4323 | 16:00 | 0.5568 | 0.1695 | 0.4795 | 0.1244
|  | 149:00 | 0 | 0 | 0 | 0 | 0 | 0 | 0.003 | 0 | 0 | 0 | 0 | 0 | 0.2781 | 0.3957 | 0.1436 | 0.3592 | 0.3918 | 0.2312 | 0.192 | 0.3615 | 0.2234 | 0.2542 | 0.4324 | 0.4169 | 16:30 | 0.0789 | 0.9086 | 0.5724 | 0.4715 | 16:30 | 0.7843 | 0.863 | 0.4792 | 0.5902 | 16:30 | 0.3367 | 0.1341 | 0.1925 | 0.32 | 16:30 | 0.5192 | 0.1831 | 0.4563 | 0.2296
|  | 149:30 | 0 | 0 | 0 | 0 | 0 | 0 | 0.0122 | 0.0076 | 0.0082 | 0.0003 | 0.0049 | 0.0066 | 0.3345 | 0.3966 | 0.1058 | 0.4301 | 0.3966 | 0.2693 | 0.3065 | 0.4072 | 0.1284 | 0.2631 | 0.4413 | 0.3747 | 17:00 | 0.0931 | 0.8529 | 0.2824 | 0.2326 | 17:00 | 0.6276 | 0.8565 | 0.3297 | 0.4272 | 17:00 | 0.4849 | 0.3012 | 0.3022 | 0.3151 | 17:00 | 0.3618 | 0.1405 | 0.344 | 0.2575
|  | 150:00 | 0 | 0 | 0 | 0 | 0 | 0 | 0.1209 | 0.1048 | 0.0852 | 0.0318 | 0.1123 | 0.1002 | 0.2153 | 0.403 | 0.1525 | 0.3506 | 0.4038 | 0.3373 | 0.3426 | 0.2767 | 0.2306 | 0.2252 | 0.4398 | 0.4185 | 17:30 | 0.1294 | 0.7905 | 0 | 0 | 17:30 | 0.4622 | 0.7987 | 0.1415 | 0.2317 | 17:30 | 0.4801 | 0.1746 | 0.1662 | 0.3813 | 17:30 | 0.5406 | 0.2289 | 0.4799 | 0.2813
|  | 150:30 | 0 | 0 | 0 | 0 | 0 | 0 | 0.2479 | 0.2222 | 0.1774 | 0.0912 | 0.1848 | 0.1847 | 0.3093 | 0.3317 | 0.1039 | 0.4258 | 0.3317 | 0.2529 | 0.3033 | 0.3466 | 0.1293 | 0.265 | 0.3828 | 0.3314 | 18:00 | 0.0789 | 0.5289 | 0 | 0 | 18:00 | 0.3561 | 0.6793 | 0.0932 | 0.1386 | 18:00 | 0.3937 | 0.1857 | 0.1242 | 0.2818 | 18:00 | 0.7478 | 0.1813 | 0.516 | 0.2943
|  | 151:00 | 0.0055 | 0.0331 | 0 | 0 | 0 | 0.0084 | 0.395 | 0.435 | 0.3043 | 0.2855 | 0.4523 | 0.3766 | 0.1469 | 0.2951 | 0.1726 | 0.3358 | 0.2539 | 0.3663 | 0.1687 | 0.3321 | 0.1161 | 0.2471 | 0.3514 | 0.376 | 18:30 | 0 | 0.3049 | 0 | 0 | 18:30 | 0.2942 | 0.5401 | 0 | 0 | 18:30 | 0.6373 | 0.2606 | 0.1791 | 0.49 | 18:30 | 0.6123 | 0.2509 | 0.5779 | 0.3626
|  | 151:30 | 0.0704 | 0.0575 | 0 | 0 | 0 | 0.0256 | 0.5476 | 0.5893 | 0.4836 | 0.4995 | 0.6685 | 0.5577 | 0.2373 | 0.2618 | 0.0827 | 0.331 | 0.2618 | 0.1969 | 0.2244 | 0.3051 | 0.1958 | 0.2528 | 0.2691 | 0.263 | 19:00 | 0 | 0.1525 | 0 | 0 | 19:00 | 0.1607 | 0.3213 | 0 | 0 | 19:00 | 0.567 | 0.1406 | 0.284 | 0.4006 | 19:00 | 0.7096 | 0.3517 | 0.6388 | 0.371
|  | 152:00 | 0.2694 | 0.1222 | 0.059 | 0.0846 | 0.136 | 0.1579 | 0.6472 | 0.751 | 0.588 | 0.6219 | 0.7644 | 0.6729 | 0.2485 | 0.1426 | 0.2068 | 0.1459 | 0.3055 | 0.1071 | 0.1167 | 0.4138 | 0.398 | 0.1591 | 0.1713 | 0.1683 | 19:30 | 0 | 0 | 0 | 0 | 19:30 | 0.0161 | 0.1297 | 0 | 0 | 19:30 | 0.6904 | 0.3028 | 0.3543 | 0.4638 | 19:30 | 0.777 | 0.364 | 0.4977 | 0.4861
|  | 152:30 | 0.4491 | 0.308 | 0.0878 | 0.1251 | 0.3326 | 0.2605 | 0.7962 | 0.8375 | 0.6949 | 0.7369 | 0.8698 | 0.7871 | 0.1774 | 0.2118 | 0.0608 | 0.2452 | 0.2118 | 0.1483 | 0.1607 | 0.265 | 0.2859 | 0.276 | 0.1808 | 0.2138 | 20:00 | 0 | 0 | 0 | 0 | 20:00 | 0.0073 | 0.0673 | 0 | 0 | 20:00 | 0.8191 | 0.367 | 0.4179 | 0.4904 | 20:00 | 0.8508 | 0.5199 | 0.4853 | 0.4085
|  | 153:00 | 0.6414 | 0.4822 | 0.262 | 0.2944 | 0.6252 | 0.45 | 0.7873 | 0.8615 | 0.7332 | 0.8087 | 0.8818 | 0.8193 | 0.2857 | 0.1148 | 0 | 0.1824 | 0.2275 | 0.1445 | 0.1685 | 0.3093 | 0.3136 | 0.034 | 0.0646 | 0.2104 | 20:30 | 0 | 0 | 0 | 0 | 20:30 | 0 | 0 | 0 | 0 | 20:30 | 0.708 | 0.3284 | 0.5582 | 0.4365 | 20:30 | 0.8784 | 0.4893 | 0.4199 | 0.6013
|  | 153:30 | 0.7784 | 0.6517 | 0.4574 | 0.418 | 0.9313 | 0.6474 | 0.8857 | 0.8901 | 0.7889 | 0.8602 | 0.9142 | 0.8678 | 0.1587 | 0.1817 | 0.0578 | 0.1933 | 0.1817 | 0.1279 | 0.1008 | 0.1949 | 0.2515 | 0.2485 | 0.1437 | 0.1674 | 21:00 | 0 | 0 | 0 | 0 | 21:00 | 0 | 0 | 0 | 0 | 21:00 | 0.6584 | 0.3775 | 0.5466 | 0.276 | 21:00 | 0.8966 | 0.442 | 0.4987 | 0.6359
|  | 154:00 | 0.8575 | 0.7222 | 0.544 | 0.4554 | 0.9023 | 0.667 | 0.9062 | 0.8288 | 0.8094 | 0.8488 | 0.9279 | 0.861 | 0.3573 | 0.2829 | 0.279 | 0.1973 | 0.2105 | 0.0556 | 0.264 | 0.1715 | 0.3504 | 0.3632 | 0.0458 | 0.1796 | 21:30 | 0 | 0 | 0 | 0 | 21:30 | 0 | 0 | 0 | 0 | 21:30 | 0.7866 | 0.3615 | 0.6218 | 0.4514 | 21:30 | 0.8222 | 0.5203 | 0.452 | 0.5725
|  | 154:30 | 0.8407 | 0.7584 | 0.6106 | 0.5375 | 0.8615 | 0.7217 | 0.8605 | 0.9074 | 0.7938 | 0.8673 | 0.9374 | 0.8733 | 0.1475 | 0.1571 | 0.0546 | 0.1618 | 0.1571 | 0.1143 | 0.1075 | 0.1838 | 0.2577 | 0.1965 | 0.1505 | 0.1674 | 22:00 | 0 | 0 | 0 | 0 | 22:00 | 0 | 0 | 0 | 0 | 22:00 | 0.934 | 0.4254 | 0.4827 | 0.5194 | 22:00 | 0.8186 | 0.4948 | 0.3907 | 0.49
|  | 155:00 | 0.9012 | 0.8478 | 0.5915 | 0.6121 | 0.9185 | 0.7751 | 0.8579 | 0.9643 | 0.7928 | 0.8337 | 0.9098 | 0.876 | 0.2149 | 0.1451 | 0.0501 | 0.2131 | 0.2031 | 0 | 0.1952 | 0.2047 | 0.3828 | 0.2456 | 0 | 0.1022 | 22:30 | 0 | 0 | 0 | 0 | 22:30 | 0 | 0 | 0 | 0 | 22:30 | 0.7988 | 0.4139 | 0.5731 | 0.4958 | 22:30 | 0.7639 | 0.5318 | 0.5144 | 0.527
|  | 155:30 | 0.9263 | 0.8686 | 0.6247 | 0.6802 | 0.9439 | 0.8087 | 0.8258 | 0.8888 | 0.8063 | 0.8297 | 0.8982 | 0.8498 | 0.1321 | 0.1126 | 0.0461 | 0.1367 | 0.1126 | 0.0962 | 0.0791 | 0.1675 | 0.2162 | 0.1694 | 0.1162 | 0.1374 | 23:00 | 0 | 0 | 0 | 0 | 23:00 | 0 | 0 | 0 | 0 | 23:00 | 0.619 | 0.5034 | 0.7861 | 0.4508 | 23:00 | 0.7162 | 0.453 | 0.5064 | 0.5023
|  | 156:00 | 0.9149 | 0.7822 | 0.6329 | 0.7185 | 0.8991 | 0.7889 | 0.8068 | 0.8516 | 0.8039 | 0.822 | 0.9372 | 0.8642 | 0.1942 | 0.1721 | 0 | 0.3053 | 0.1602 | 0.3116 | 0 | 0.0554 | 0.3395 | 0.1489 | 0.2009 | 0.2223 | 23:30 | 0 | 0 | 0 | 0 | 23:30 | 0 | 0 | 0 | 0 | 23:30 | 0.7994 | 0.5264 | 0.5723 | 0.4117 | 23:30 | 0.5406 | 0.5344 | 0.5581 | 0.4378
|  | 156:30 | 0.882 | 0.7132 | 0.5814 | 0.7039 | 0.7828 | 0.7326 | 0.8067 | 0.8584 | 0.8338 | 0.832 | 0.9157 | 0.8493 | 0.1646 | 0.1584 | 0.044 | 0.1675 | 0.1584 | 0.1161 | 0.0974 | 0.1474 | 0.3721 | 0.2092 | 0.1455 | 0.1692 | 0:00 | 0 | 0 | 0 | 0 | 0:00 | 0 | 0 | 0 | 0 | 0:00 | 0.7178 | 0.6146 | 0.7262 | 0.4631 | 0:00 | 0.815 | 0.5917 | 0.4453 | 0.4743
|  | 157:00 | 0.9759 | 0.7803 | 0.5521 | 0.691 | 0.8597 | 0.749 | 0.8422 | 0.8358 | 0.8444 | 0.8274 | 0.9053 | 0.8301 | 0.4961 | 0.3559 | 0.1534 | 0.1307 | 0.3967 | 0.1414 | 0 | 0.3256 | 0.5475 | 0.2564 | 0.152 | 0.2469
|  | 157:30 | 0.9364 | 0.8183 | 0.5236 | 0.6613 | 0.9667 | 0.7813 | 0.859 | 0.8537 | 0.8328 | 0.8202 | 0.8672 | 0.8466 | 0.2601 | 0.2392 | 0.0838 | 0.242 | 0.2392 | 0.1834 | 0.1107 | 0.145 | 0.4936 | 0.2246 | 0.1479 | 0.186
|  | 158:00 | 0.9188 | 0.8517 | 0.4908 | 0.6398 | 0.9062 | 0.7849 | 0.8619 | 0.8348 | 0.8697 | 0.8258 | 0.8672 | 0.8491 | 0.2351 | 0.1075 | 0.063 | 0 | 0.3295 | 0.3704 | 0.1882 | 0 | 0.5851 | 0.274 | 0.0724 | 0.1752
|  | 158:30 | 0.9151 | 0.8432 | 0.503 | 0.6584 | 0.9513 | 0.7742 | 0.8508 | 0.8529 | 0.8604 | 0.8232 | 0.8717 | 0.8518 | 0.2696 | 0.1641 | 0.0842 | 0.1773 | 0.1641 | 0.1645 | 0.1014 | 0.138 | 0.6665 | 0.2639 | 0.139 | 0.2004
|  | 159:00 | 0.8817 | 0.8122 | 0.5331 | 0.6557 | 0.9104 | 0.7696 | 0.8367 | 0.8676 | 0.8697 | 0.8471 | 0.8186 | 0.8337 | 0.1837 | 0.1305 | 0.0441 | 0.0266 | 0.1229 | 0.1167 | 0 | 0.1187 | 0.6363 | 0.1865 | 0.1562 | 0.1884
|  | 159:30 | 0.8859 | 0.7527 | 0.5513 | 0.6975 | 0.9239 | 0.7623 | 0.8548 | 0.8817 | 0.8659 | 0.8617 | 0.8016 | 0.8531 | 0.2578 | 0.1235 | 0.0847 | 0.1322 | 0.1235 | 0.1475 | 0.0944 | 0.1378 | 0.6608 | 0.2463 | 0.1786 | 0.218
|  | 160:00 | 0.7999 | 0.7232 | 0.4848 | 0.6443 | 0.9223 | 0.7078 | 0.8314 | 0.8038 | 0.8018 | 0.847 | 0.8368 | 0.826 | 0.1672 | 0.1348 | 0.2272 | 0.1634 | 0.1422 | 0.0907 | 0.1575 | 0.1127 | 0.7569 | 0.2857 | 0.1695 | 0.0575
|  | 160:30 | 0.7555 | 0.686 | 0.4032 | 0.5995 | 0.9086 | 0.6706 | 0.7982 | 0.7605 | 0.7258 | 0.8105 | 0.863 | 0.7916 | 0.2539 | 0.1341 | 0.0819 | 0.1535 | 0.1341 | 0.1508 | 0.0996 | 0.1379 | 0.6082 | 0.2835 | 0.1831 | 0.2165
|  | 161:00 | 0.6348 | 0.5389 | 0.2942 | 0.5347 | 0.8529 | 0.583 | 0.7333 | 0.7222 | 0.6224 | 0.7503 | 0.8565 | 0.7414 | 0.1209 | 0.201 | 0.0182 | 0.1982 | 0.3012 | 0.4415 | 0.0958 | 0.0659 | 0.5958 | 0.3945 | 0.1405 | 0.0402
|  | 161:30 | 0.5924 | 0.4644 | 0.1654 | 0.4702 | 0.7905 | 0.4966 | 0.6426 | 0.62 | 0.4855 | 0.6788 | 0.7987 | 0.6451 | 0.3209 | 0.1746 | 0.1043 | 0.2259 | 0.1746 | 0.1979 | 0.1541 | 0.1498 | 0.5486 | 0.3961 | 0.2289 | 0.2466
|  | 162:00 | 0.3709 | 0.2714 | 0.0707 | 0.2363 | 0.5289 | 0.2836 | 0.4596 | 0.5275 | 0.3238 | 0.478 | 0.6793 | 0.4747 | 0.4527 | 0.1594 | 0.0869 | 0.1674 | 0.1857 | 0.2074 | 0.2438 | 0.2385 | 0.5978 | 0.3367 | 0.1813 | 0.2552
|  | 162:30 | 0.0871 | 0.0603 | 0 | 0 | 0.3049 | 0.0905 | 0.3218 | 0.3884 | 0.1211 | 0.3327 | 0.5401 | 0.3408 | 0.3195 | 0.2606 | 0.1192 | 0.2903 | 0.2606 | 0.2265 | 0.2005 | 0.1991 | 0.5451 | 0.4695 | 0.2509 | 0.2769
|  | 163:00 | 0.0094 | 0.0474 | 0 | 0 | 0.1525 | 0.0674 | 0.1651 | 0.22 | 0.0712 | 0.1573 | 0.3213 | 0.2269 | 0.2085 | 0.3965 | 0.1224 | 0.2994 | 0.1406 | 0.312 | 0.1729 | 0.1626 | 0.6953 | 0.5197 | 0.3517 | 0.3111
|  | 163:30 | 0 | 0 | 0 | 0 | 0 | 0 | 0.0171 | 0.0409 | 0.0014 | 0.0164 | 0.1297 | 0.0411 | 0.3882 | 0.3028 | 0.1179 | 0.3217 | 0.3028 | 0.2566 | 0.2953 | 0.3185 | 0.6696 | 0.6076 | 0.364 | 0.3917
|  | 164:00 | 0 | 0 | 0 | 0 | 0 | 0 | 0 | 0.0188 | 0 | 0.0116 | 0.0673 | 0.0313 | 0.3367 | 0.4395 | 0.032 | 0.3036 | 0.367 | 0.1996 | 0.2872 | 0.5565 | 0.7406 | 0.5131 | 0.5199 | 0.4732
|  | 164:30 | 0 | 0 | 0 | 0 | 0 | 0 | 0 | 0 | 0 | 0 | 0 | 0 | 0.4373 | 0.3284 | 0.123 | 0.3536 | 0.3284 | 0.2818 | 0.3921 | 0.4746 | 0.7593 | 0.6708 | 0.4893 | 0.5139
|  | 165:00 | 0 | 0 | 0 | 0 | 0 | 0 | 0 | 0 | 0 | 0 | 0 | 0 | 0.5113 | 0.2195 | 0.1028 | 0.3576 | 0.3775 | 0.3374 | 0.3401 | 0.3096 | 0.6945 | 0.5229 | 0.442 | 0.3466
|  | 165:30 | 0 | 0 | 0 | 0 | 0 | 0 | 0 | 0 | 0 | 0 | 0 | 0 | 0.3948 | 0.3615 | 0.1105 | 0.3346 | 0.3615 | 0.265 | 0.3839 | 0.4629 | 0.6054 | 0.6679 | 0.5203 | 0.5082
|  | 166:00 | 0 | 0 | 0 | 0 | 0 | 0 | 0 | 0 | 0 | 0 | 0 | 0 | 0.3323 | 0.3933 | 0.1839 | 0.3977 | 0.4254 | 0.2582 | 0.457 | 0.5466 | 0.4488 | 0.5028 | 0.4948 | 0.6072
|  | 166:30 | 0 | 0 | 0 | 0 | 0 | 0 | 0 | 0 | 0 | 0 | 0 | 0 | 0.3487 | 0.4139 | 0.1198 | 0.3531 | 0.4139 | 0.2656 | 0.421 | 0.435 | 0.4526 | 0.4728 | 0.5318 | 0.4857
|  | 167:00 | 0 | 0 | 0 | 0 | 0 | 0 | 0 | 0 | 0 | 0 | 0 | 0 | 0.6762 | 0.6049 | 0.1092 | 0.4833 | 0.5034 | 0.3351 | 0.4708 | 0.5381 | 0.4495 | 0.3054 | 0.453 | 0.435
|  | 167:30 | 0 | 0 | 0 | 0 | 0 | 0 | 0 | 0 | 0 | 0 | 0 | 0 | 0.4136 | 0.5264 | 0.1285 | 0.4629 | 0.5264 | 0.3226 | 0.4852 | 0.4986 | 0.3214 | 0.4285 | 0.5344 | 0.4917
|  | 168:00 | 0 | 0 | 0 | 0 | 0 | 0 | 0 | 0 | 0 | 0 | 0 | 0 | 0.3918 | 0.3463 | 0.1123 | 0.4282 | 0.6146 | 0.1939 | 0.4883 | 0.3399 | 0.3257 | 0.2831 | 0.5917 | 0.3741
Aug |  | 168:30 | 0 | 0 | 0 | 0 | 0 | 0 | 0 | 0 | 0 | 0 | 0 | 0 | 0.3524 | 0.5881 | 0.1261 | 0.4951 | 0.5881 | 0.3181 | 0.2726 | 0.4074 | 0.1638 | 0.2501 | 0.4624 | 0.3849
|  | 169:00 | 0 | 0 | 0 | 0 | 0 | 0 | 0 | 0 | 0 | 0 | 0 | 0 | 0.2728 | 0.5139 | 0.21 | 0.3559 | 0.6255 | 0.3441 | 0.2937 | 0.3364 | 0.1496 | 0.3042 | 0.3943 | 0.359
|  | 169:30 | 0 | 0 | 0 | 0 | 0 | 0 | 0 | 0 | 0 | 0 | 0 | 0 | 0.3313 | 0.5341 | 0.1147 | 0.4752 | 0.5341 | 0.2972 | 0.4251 | 0.4963 | 0.1287 | 0.2212 | 0.4603 | 0.4159
|  | 170:00 | 0 | 0 | 0 | 0 | 0 | 0 | 0 | 0 | 0 | 0 | 0 | 0 | 0.3662 | 0.4932 | 0.2623 | 0.3787 | 0.6522 | 0.2277 | 0.2687 | 0.4535 | 0.0965 | 0.2763 | 0.3744 | 0.5137
|  | 170:30 | 0 | 0 | 0 | 0 | 0 | 0 | 0 | 0 | 0 | 0 | 0 | 0 | 0.2816 | 0.4866 | 0.0993 | 0.4121 | 0.4866 | 0.2588 | 0.3547 | 0.4144 | 0.1299 | 0.2261 | 0.4333 | 0.3762
|  | 171:00 | 0 | 0 | 0 | 0 | 0 | 0 | 0 | 0 | 0 | 0 | 0 | 0 | 0.2013 | 0.4926 | 0.1182 | 0.406 | 0.5683 | 0.2616 | 0.2955 | 0.3317 | 0.1828 | 0.1532 | 0.4636 | 0.2837
|  | 171:30 | 0 | 0 | 0 | 0 | 0 | 0 | 0 | 0 | 0 | 0 | 0 | 0 | 0.2455 | 0.4023 | 0.0975 | 0.3497 | 0.4023 | 0.2255 | 0.2693 | 0.3353 | 0.1153 | 0.2058 | 0.4531 | 0.3561
|  | 172:00 | 0 | 0 | 0 | 0 | 0 | 0 | 0 | 0 | 0 | 0 | 0 | 0 | 0.2383 | 0.3758 | 0.026 | 0.3022 | 0.4617 | 0.3313 | 0.158 | 0.0885 | 0.022 | 0.3229 | 0.3345 | 0.286
|  | 172:30 | 0 | 0 | 0 | 0 | 0 | 0 | 0 | 0 | 0 | 0 | 0 | 0 | 0.2454 | 0.3798 | 0.0841 | 0.3476 | 0.3798 | 0.217 | 0.2062 | 0.2734 | 0.1027 | 0.1619 | 0.4716 | 0.3409
|  | 173:00 | 0 | 0 | 0 | 0 | 0 | 0 | 0 | 0 | 0 | 0 | 0 | 0.0322 | 0.2521 | 0.2557 | 0 | 0.3266 | 0.2543 | 0.2448 | 0.2594 | 0.2259 | 0 | 0.0235 | 0.5394 | 0.3434
|  | 173:30 | 0 | 0 | 0 | 0 | 0 | 0 | 0.0002 | 0.0036 | 0 | 0 | 0 | 0.0008 | 0.2551 | 0.3517 | 0.0829 | 0.3692 | 0.3517 | 0.2203 | 0.1848 | 0.1945 | 0.0758 | 0.1626 | 0.4426 | 0.303
|  | 174:00 | 0 | 0 | 0 | 0 | 0 | 0 | 0.0738 | 0.1099 | 0.0259 | 0.0381 | 0.0588 | 0.0699 | 0.4359 | 0.4035 | 0.1258 | 0.4134 | 0.3348 | 0.1682 | 0 | 0.1831 | 0.0024 | 0.2656 | 0.1834 | 0.3248
|  | 174:30 | 0 | 0 | 0 | 0 | 0 | 0 | 0.098 | 0.1696 | 0.0692 | 0.1193 | 0.0777 | 0.1068 | 0.2616 | 0.3673 | 0.0818 | 0.3884 | 0.3673 | 0.2274 | 0.1676 | 0.1322 | 0.0767 | 0.1583 | 0.3547 | 0.2428
|  | 175:00 | 0 | 0 | 0 | 0 | 0 | 0 | 0.3058 | 0.3972 | 0.3227 | 0.2871 | 0.3022 | 0.3051 | 0.1228 | 0.2498 | 0.0485 | 0.3755 | 0.2322 | 0.3399 | 0.2209 | 0.1872 | 0.1486 | 0.1556 | 0.2706 | 0.2482
|  | 175:30 | 0 | 0 | 0 | 0 | 0 | 0 | 0.5074 | 0.5849 | 0.5521 | 0.5109 | 0.4982 | 0.5307 | 0.1855 | 0.2283 | 0.0563 | 0.2471 | 0.2283 | 0.1511 | 0.1141 | 0.1327 | 0.0763 | 0.1268 | 0.2491 | 0.1824
|  | 176:00 | 0.1075 | 0.0739 | 0.0533 | 0.0624 | 0.062 | 0.0592 | 0.6101 | 0.6725 | 0.6672 | 0.5742 | 0.648 | 0.6654 | 0.2173 | 0.0987 | 0.1339 | 0.2917 | 0.1342 | 0.0737 | 0.1264 | 0.2713 | 0.1776 | 0.0248 | 0.2737 | 0.3532
|  | 176:30 | 0.188 | 0.2351 | 0.0786 | 0.1408 | 0.0801 | 0.1445 | 0.7619 | 0.7969 | 0.7658 | 0.6611 | 0.7937 | 0.7559 | 0.1338 | 0.139 | 0.0374 | 0.1533 | 0.139 | 0.0997 | 0.085 | 0.1517 | 0.0829 | 0.1313 | 0.1758 | 0.1475
|  | 177:00 | 0.3808 | 0.4573 | 0.1384 | 0.2667 | 0.2526 | 0.2981 | 0.7721 | 0.8384 | 0.8063 | 0.7374 | 0.8881 | 0.78 | 0.2487 | 0.0421 | 0.2134 | 0.2028 | 0.304 | 0.1395 | 0.1026 | 0.2397 | 0 | 0.0118 | 0.1516 | 0.0858
|  | 177:30 | 0.5146 | 0.69 | 0.2119 | 0.4302 | 0.3911 | 0.4476 | 0.8245 | 0.869 | 0.8392 | 0.7903 | 0.8988 | 0.8443 | 0.1124 | 0.0997 | 0.0354 | 0.1145 | 0.0997 | 0.0805 | 0.0775 | 0.1634 | 0.0662 | 0.0713 | 0.1149 | 0.1141
|  | 178:00 | 0.5895 | 0.7158 | 0.3326 | 0.5711 | 0.5425 | 0.5801 | 0.8073 | 0.8426 | 0.8496 | 0.8067 | 0.9004 | 0.842 | 0.0522 | 0.2066 | 0.0009 | 0.0316 | 0 | 0.0757 | 0.0698 | 0.2443 | 0.1238 | 0 | 0.2322 | 0.1316
|  | 178:30 | 0.6991 | 0.8615 | 0.4204 | 0.7499 | 0.7329 | 0.6928 | 0.8275 | 0.7843 | 0.8568 | 0.8077 | 0.8855 | 0.8324 | 0.1395 | 0.1458 | 0.0435 | 0.1366 | 0.1458 | 0.1012 | 0.0895 | 0.1678 | 0.0661 | 0.065 | 0.2076 | 0.1627
|  | 179:00 | 0.685 | 0.8599 | 0.4172 | 0.7762 | 0.7651 | 0.694 | 0.8026 | 0.7509 | 0.8523 | 0.8184 | 0.8763 | 0.8181 | 0.1368 | 0 | 0.0131 | 0.2376 | 0.2941 | 0.1336 | 0.0797 | 0.1108 | 0.0941 | 0.0099 | 0.3199 | 0.054
|  | 179:30 | 0.6689 | 0.8532 | 0.4324 | 0.8079 | 0.7491 | 0.7023 | 0.8044 | 0.7741 | 0.8482 | 0.8082 | 0.8714 | 0.8212 | 0.1255 | 0.1321 | 0.038 | 0.1368 | 0.1321 | 0.0935 | 0.1087 | 0.149 | 0.0711 | 0.0684 | 0.2828 | 0.1992
|  | 180:00 | 0.6948 | 0.8355 | 0.4386 | 0.8561 | 0.7593 | 0.7173 | 0.8006 | 0.7885 | 0.8167 | 0.8007 | 0.8442 | 0.8465 | 0.0793 | 0.1708 | 0.2412 | 0.2187 | 0.2487 | 0.1806 | 0.0994 | 0.0925 | 0.1196 | 0.0367 | 0.419 | 0.0921
|  | 180:30 | 0.7566 | 0.8969 | 0.4323 | 0.8538 | 0.7471 | 0.7373 | 0.817 | 0.7729 | 0.7981 | 0.8211 | 0.8706 | 0.8159 | 0.1859 | 0.2014 | 0.055 | 0.2136 | 0.2014 | 0.1408 | 0.1254 | 0.1231 | 0.1384 | 0.0904 | 0.196 | 0.1603
|  | 181:00 | 0.7356 | 0.8914 | 0.3996 | 0.7893 | 0.7182 | 0.6895 | 0.8293 | 0.7407 | 0.807 | 0.8243 | 0.9021 | 0.8202 | 0.3529 | 0.2254 | 0.113 | 0.0806 | 0.1912 | 0.1231 | 0.2497 | 0.0279 | 0.1264 | 0.191 | 0.1369 | 0.1088
|  | 181:30 | 0.6411 | 0.8917 | 0.373 | 0.6817 | 0.7413 | 0.6658 | 0.7964 | 0.766 | 0.8268 | 0.7982 | 0.881 | 0.8137 | 0.2068 | 0.2256 | 0.0636 | 0.1931 | 0.2256 | 0.1489 | 0.1522 | 0.1033 | 0.283 | 0.0987 | 0.1853 | 0.1704
|  | 182:00 | 0.6384 | 0.8606 | 0.4477 | 0.7251 | 0.7478 | 0.6671 | 0.8012 | 0.7597 | 0.8309 | 0.8427 | 0.877 | 0.8434 | 0.2543 | 0.0938 | 0 | 0.1622 | 0.2322 | 0.2411 | 0.2228 | 0 | 0.2504 | 0.2005 | 0.1919 | 0.1917
|  | 182:30 | 0.6283 | 0.8346 | 0.5449 | 0.7114 | 0.759 | 0.6957 | 0.7697 | 0.8402 | 0.8516 | 0.8095 | 0.8827 | 0.8308 | 0.2703 | 0.1456 | 0.0649 | 0.1662 | 0.1456 | 0.1525 | 0.1525 | 0.125 | 0.3656 | 0.1484 | 0.1339 | 0.1612
|  | 183:00 | 0.6319 | 0.8425 | 0.4954 | 0.6647 | 0.6683 | 0.6477 | 0.8413 | 0.8004 | 0.8473 | 0.7985 | 0.8766 | 0.8098 | 0.3175 | 0.0943 | 0.2482 | 0.0565 | 0.1716 | 0.2325 | 0.1205 | 0.1299 | 0.4373 | 0.4169 | 0.26 | 0.0771
|  | 183:30 | 0.6178 | 0.7411 | 0.4081 | 0.6179 | 0.6237 | 0.6017 | 0.7963 | 0.7162 | 0.8268 | 0.7885 | 0.9089 | 0.8073 | 0.289 | 0.159 | 0.0744 | 0.1667 | 0.159 | 0.1633 | 0.17 | 0.1563 | 0.4496 | 0.1892 | 0.1156 | 0.1724
|  | 184:00 | 0.5628 | 0.6758 | 0.3324 | 0.6123 | 0.5291 | 0.5236 | 0.7829 | 0.7003 | 0.7705 | 0.7294 | 0.9077 | 0.7974 | 0.243 | 0.243 | 0.2202 | 0.1593 | 0.1572 | 0.1458 | 0.1719 | 0.1339 | 0.4206 | 0.3098 | 0.03 | 0.098
|  | 184:30 | 0.5176 | 0.6886 | 0.253 | 0.5694 | 0.4263 | 0.491 | 0.7205 | 0.7769 | 0.7471 | 0.7193 | 0.8465 | 0.7621 | 0.2384 | 0.1347 | 0.0629 | 0.1284 | 0.1347 | 0.1339 | 0.2016 | 0.2295 | 0.447 | 0.2218 | 0.1287 | 0.2003
|  | 185:00 | 0.4441 | 0.5719 | 0.1311 | 0.4832 | 0.3854 | 0.3988 | 0.6397 | 0.6997 | 0.6127 | 0.6277 | 0.7538 | 0.6725 | 0.2649 | 0 | 0.009 | 0.2224 | 0.1695 | 0.2944 | 0.1959 | 0.3404 | 0.3012 | 0.279 | 0.095 | 0.3135
|  | 185:30 | 0.3544 | 0.5102 | 0 | 0.4202 | 0.3005 | 0.3171 | 0.5217 | 0.595 | 0.4312 | 0.5092 | 0.6789 | 0.5472 | 0.2222 | 0.1381 | 0.0635 | 0.1332 | 0.1381 | 0.131 | 0.2428 | 0.2364 | 0.3809 | 0.1781 | 0.153 | 0.2092
|  | 186:00 | 0.1662 | 0.302 | 0 | 0.2056 | 0.155 | 0.1628 | 0.3658 | 0.4501 | 0.242 | 0.3365 | 0.4864 | 0.3667 | 0.1956 | 0.3027 | 0.1794 | 0.1697 | 0 | 0.0992 | 0.3049 | 0.1354 | 0.2521 | 0.3536 | 0.2524 | 0.2202
|  | 186:30 | 0.0001 | 0.0385 | 0 | 0 | 0 | 0.0077 | 0.1407 | 0.2902 | 0.0238 | 0.1123 | 0.3057 | 0.1745 | 0.2631 | 0.159 | 0.078 | 0.1771 | 0.159 | 0.1595 | 0.2914 | 0.2861 | 0.3216 | 0.2346 | 0.2443 | 0.2675
|  | 187:00 | 0 | 0.047 | 0 | 0 | 0 | 0.0098 | 0.0395 | 0.2034 | 0.0013 | 0.0431 | 0.1595 | 0.0804 | 0.0705 | 0.0883 | 0.1235 | 0.1284 | 0.0834 | 0.1337 | 0.3846 | 0.2735 | 0.3566 | 0.1318 | 0.3485 | 0.2299
|  | 187:30 | 0 | 0 | 0 | 0 | 0 | 0 | 0.0018 | 0.012 | 0 | 0 | 0.0211 | 0.007 | 0.3131 | 0.1961 | 0.094 | 0.2078 | 0.1961 | 0.1905 | 0.3244 | 0.3379 | 0.2973 | 0.299 | 0.3764 | 0.3493
|  | 188:00 | 0 | 0 | 0 | 0 | 0 | 0 | 0 | 0 | 0 | 0 | 0.0107 | 0 | 0.352 | 0.3126 | 0.1444 | 0.2741 | 0.1127 | 0.2394 | 0.3384 | 0.4152 | 0.3234 | 0.3389 | 0.5996 | 0.475
|  | 188:30 | 0 | 0 | 0 | 0 | 0 | 0 | 0 | 0 | 0 | 0 | 0 | 0 | 0.3642 | 0.2292 | 0.1145 | 0.2498 | 0.2292 | 0.2254 | 0.3657 | 0.3735 | 0.2854 | 0.4351 | 0.5386 | 0.4482
|  | 189:00 | 0 | 0 | 0 | 0 | 0 | 0 | 0 | 0 | 0 | 0 | 0 | 0 | 0.276 | 0.2705 | 0.122 | 0.134 | 0.1933 | 0.3899 | 0.4616 | 0.2978 | 0.1865 | 0.491 | 0.4742 | 0.6007
|  | 189:30 | 0 | 0 | 0 | 0 | 0 | 0 | 0 | 0 | 0 | 0 | 0 | 0 | 0.3367 | 0.3254 | 0.1153 | 0.3409 | 0.3254 | 0.2475 | 0.3868 | 0.3109 | 0.2407 | 0.4351 | 0.5027 | 0.4133
|  | 190:00 | 0 | 0 | 0 | 0 | 0 | 0 | 0 | 0 | 0 | 0 | 0 | 0 | 0.3413 | 0.3752 | 0.0625 | 0.3386 | 0.4607 | 0.2321 | 0.3483 | 0.3717 | 0.3235 | 0.5475 | 0.4587 | 0.4072
|  | 190:30 | 0 | 0 | 0 | 0 | 0 | 0 | 0 | 0 | 0 | 0 | 0 | 0 | 0.3328 | 0.4079 | 0.1192 | 0.4105 | 0.4079 | 0.2716 | 0.4545 | 0.3578 | 0.2586 | 0.4572 | 0.594 | 0.4804
|  | 191:00 | 0 | 0 | 0 | 0 | 0 | 0 | 0 | 0 | 0 | 0 | 0 | 0 | 0.4879 | 0.338 | 0.2414 | 0.4857 | 0.5227 | 0.3846 | 0.4712 | 0.5437 | 0.3094 | 0.4356 | 0.5735 | 0.6199
|  | 191:30 | 0 | 0 | 0 | 0 | 0 | 0 | 0 | 0 | 0 | 0 | 0 | 0 | 0.4107 | 0.6388 | 0.1493 | 0.5509 | 0.6388 | 0.3609 | 0.4306 | 0.4048 | 0.2526 | 0.3795 | 0.6235 | 0.4991
|  | 192:00 | 0 | 0 | 0 | 0 | 0 | 0 | 0 | 0 | 0 | 0 | 0 | 0 | 0.341 | 0.3307 | 0.0049 | 0.5664 | 0.5174 | 0.3665 | 0.3649 | 0.3356 | 0.1839 | 0.4725 | 0.7002 | 0.5551
Sep | Fall | 192:30 | 0 | 0 | 0 | 0 | 0 | 0 | 0 | 0 | 0 | 0 | 0 | 0 | 0.2961 | 0.3876 | 0.1044 | 0.3829 | 0.3876 | 0.2474 | 0.4858 | 0.5294 | 0.1556 | 0.2509 | 0.6954 | 0.5527
|  | 193:00 | 0 | 0 | 0 | 0 | 0 | 0 | 0 | 0 | 0 | 0 | 0 | 0 | 0.1734 | 0.3146 | 0 | 0.3384 | 0.4677 | 0.2171 | 0.4805 | 0.5657 | 0.1453 | 0.2742 | 0.8048 | 0.3559
|  | 193:30 | 0 | 0 | 0 | 0 | 0 | 0 | 0 | 0 | 0 | 0 | 0 | 0 | 0.3018 | 0.4127 | 0.1018 | 0.3801 | 0.4127 | 0.2504 | 0.4927 | 0.5395 | 0.2006 | 0.2964 | 0.602 | 0.516
|  | 194:00 | 0 | 0 | 0 | 0 | 0 | 0 | 0 | 0 | 0 | 0 | 0 | 0 | 0.2697 | 0.3196 | 0.0286 | 0.3156 | 0.4874 | 0.2351 | 0.4892 | 0.8254 | 0.212 | 0.2204 | 0.5621 | 0.479
|  | 194:30 | 0 | 0 | 0 | 0 | 0 | 0 | 0 | 0 | 0 | 0 | 0 | 0 | 0.2672 | 0.4315 | 0.0899 | 0.3753 | 0.4315 | 0.2372 | 0.4473 | 0.537 | 0.2035 | 0.2912 | 0.4643 | 0.4413
|  | 195:00 | 0 | 0 | 0 | 0 | 0 | 0 | 0 | 0 | 0 | 0 | 0 | 0 | 0.4472 | 0.3908 | 0.2211 | 0.3498 | 0.4908 | 0.3888 | 0.3966 | 0.551 | 0.29 | 0.22 | 0.3312 | 0.2452
|  | 195:30 | 0 | 0 | 0 | 0 | 0 | 0 | 0 | 0 | 0 | 0 | 0 | 0 | 0.2534 | 0.3878 | 0.0837 | 0.3643 | 0.3878 | 0.2234 | 0.3782 | 0.5159 | 0.229 | 0.2375 | 0.386 | 0.3899
|  | 196:00 | 0 | 0 | 0 | 0 | 0 | 0 | 0 | 0 | 0 | 0 | 0 | 0 | 0.3975 | 0.4278 | 0.0293 | 0.4696 | 0.4199 | 0.2196 | 0.4202 | 0.4262 | 0.4341 | 0.2397 | 0.2876 | 0.3518
|  | 196:30 | 0 | 0 | 0 | 0 | 0 | 0 | 0 | 0 | 0 | 0 | 0 | 0 | 0.2827 | 0.4042 | 0.1045 | 0.4167 | 0.4042 | 0.2524 | 0.3268 | 0.4323 | 0.2215 | 0.2203 | 0.385 | 0.3631
|  | 197:00 | 0 | 0 | 0 | 0 | 0 | 0 | 0 | 0 | 0 | 0 | 0 | 0 | 0.359 | 0.4579 | 0.1542 | 0.33 | 0.3791 | 0.2885 | 0.4577 | 0.4826 | 0.2416 | 0.2888 | 0.5629 | 0.4177
|  | 197:30 | 0 | 0 | 0 | 0 | 0 | 0 | 0 | 0 | 0 | 0 | 0 | 0 | 0.2738 | 0.3691 | 0.099 | 0.4036 | 0.3691 | 0.2409 | 0.3564 | 0.3663 | 0.174 | 0.2045 | 0.357 | 0.3313
|  | 198:00 | 0 | 0 | 0 | 0 | 0 | 0 | 0.0466 | 0.009 | 0.0288 | 0.0551 | 0.019 | 0.0334 | 0.4103 | 0.3253 | 0 | 0.4189 | 0.1483 | 0.2208 | 0.382 | 0.3218 | 0.1754 | 0.2589 | 0.4718 | 0.4346
|  | 198:30 | 0 | 0 | 0 | 0 | 0 | 0 | 0.0655 | 0.0859 | 0.1041 | 0.0706 | 0.0317 | 0.0715 | 0.2793 | 0.3233 | 0.0898 | 0.3973 | 0.3233 | 0.2321 | 0.3852 | 0.3424 | 0.1753 | 0.195 | 0.4516 | 0.3764
|  | 199:00 | 0 | 0 | 0 | 0 | 0 | 0 | 0.2704 | 0.2465 | 0.2451 | 0.2501 | 0.2554 | 0.2074 | 0.2192 | 0.2647 | 0.0355 | 0.446 | 0.1796 | 0.1281 | 0.2525 | 0.2773 | 0.2259 | 0.4111 | 0.5659 | 0.2602
|  | 199:30 | 0 | 0 | 0 | 0 | 0 | 0 | 0.3624 | 0.4427 | 0.3795 | 0.431 | 0.3724 | 0.3976 | 0.2406 | 0.3183 | 0.0846 | 0.3713 | 0.3183 | 0.2133 | 0.2693 | 0.303 | 0.1317 | 0.1466 | 0.4246 | 0.3337
|  | 200:00 | 0.0262 | 0.0229 | 0.047 | 0.0535 | 0.1029 | 0.0149 | 0.4824 | 0.5624 | 0.5135 | 0.5363 | 0.5218 | 0.532 | 0.1296 | 0.2231 | 0.2461 | 0.4277 | 0.3712 | 0.2676 | 0.2416 | 0.2916 | 0.1411 | 0.133 | 0.3223 | 0.3616
|  | 200:30 | 0.1001 | 0.1167 | 0.0943 | 0.0682 | 0.1755 | 0.1109 | 0.5996 | 0.7571 | 0.6619 | 0.6787 | 0.6685 | 0.6732 | 0.2218 | 0.3138 | 0.0827 | 0.3621 | 0.3138 | 0.2049 | 0.1819 | 0.2742 | 0.0953 | 0.1077 | 0.4145 | 0.3064
|  | 201:00 | 0.2698 | 0.281 | 0.1702 | 0.1716 | 0.5086 | 0.2705 | 0.6428 | 0.8068 | 0.7353 | 0.7302 | 0.7679 | 0.7466 | 0.139 | 0.2911 | 0.2415 | 0.2827 | 0.1151 | 0.0853 | 0.306 | 0.341 | 0.1441 | 0.0426 | 0.3957 | 0.3225
|  | 201:30 | 0.4691 | 0.4019 | 0.2821 | 0.2763 | 0.8533 | 0.4566 | 0.7161 | 0.8521 | 0.8032 | 0.7731 | 0.8642 | 0.8017 | 0.1824 | 0.2477 | 0.0605 | 0.2682 | 0.2477 | 0.1584 | 0.0982 | 0.1661 | 0.1077 | 0.1058 | 0.4182 | 0.2757
|  | 202:00 | 0.5251 | 0.5304 | 0.3627 | 0.3388 | 0.8318 | 0.5226 | 0.7244 | 0.8318 | 0.7908 | 0.7599 | 0.8296 | 0.8215 | 0.1465 | 0.2143 | 0 | 0.2603 | 0.2332 | 0.1206 | 0.0254 | 0.1864 | 0.0826 | 0.0644 | 0.5548 | 0.0767
|  | 202:30 | 0.5951 | 0.6768 | 0.4291 | 0.4108 | 0.802 | 0.5828 | 0.7656 | 0.8238 | 0.7833 | 0.7928 | 0.8123 | 0.7956 | 0.1702 | 0.1992 | 0.0613 | 0.229 | 0.1992 | 0.1417 | 0.1074 | 0.1632 | 0.1881 | 0.1632 | 0.4238 | 0.2906
|  | 203:00 | 0.613 | 0.7343 | 0.5406 | 0.4241 | 0.8869 | 0.6585 | 0.7595 | 0.8497 | 0.7795 | 0.7854 | 0.8329 | 0.784 | 0.0355 | 0.1736 | 0.0953 | 0.2827 | 0.3683 | 0.194 | 0.1673 | 0.2137 | 0.2461 | 0.1644 | 0.4038 | 0.2839
|  | 203:30 | 0.6946 | 0.8037 | 0.6244 | 0.4554 | 0.9403 | 0.7037 | 0.7655 | 0.783 | 0.8087 | 0.7742 | 0.8149 | 0.7893 | 0.1716 | 0.193 | 0.0581 | 0.2092 | 0.193 | 0.1362 | 0.0911 | 0.1269 | 0.2088 | 0.2169 | 0.3376 | 0.2421
|  | 204:00 | 0.6925 | 0.785 | 0.5455 | 0.5314 | 0.8955 | 0.6862 | 0.8102 | 0.7947 | 0.791 | 0.7647 | 0.8415 | 0.7823 | 0.1883 | 0.0334 | 0.192 | 0.1126 | 0 | 0.2157 | 0.0592 | 0.2392 | 0.1817 | 0.405 | 0.2127 | 0.266
|  | 204:30 | 0.6837 | 0.8166 | 0.4642 | 0.5544 | 0.8795 | 0.6797 | 0.7623 | 0.7925 | 0.7932 | 0.7786 | 0.807 | 0.7867 | 0.1765 | 0.1601 | 0.0602 | 0.1584 | 0.1601 | 0.1244 | 0.1008 | 0.1122 | 0.2232 | 0.1996 | 0.308 | 0.2259
|  | 205:00 | 0.6879 | 0.8064 | 0.56 | 0.6124 | 0.9427 | 0.7025 | 0.7653 | 0.7707 | 0.7848 | 0.7949 | 0.8195 | 0.8064 | 0.1396 | 0.1045 | 0 | 0.266 | 0.1152 | 0.0733 | 0 | 0.0435 | 0.2229 | 0.2362 | 0.3725 | 0.1029
|  | 205:30 | 0.7127 | 0.8435 | 0.6398 | 0.6807 | 0.9511 | 0.7656 | 0.7587 | 0.8081 | 0.7944 | 0.7695 | 0.8178 | 0.7897 | 0.1901 | 0.1649 | 0.0574 | 0.1421 | 0.1649 | 0.1244 | 0.1127 | 0.1343 | 0.345 | 0.2324 | 0.3469 | 0.2671
|  | 206:00 | 0.719 | 0.7966 | 0.6129 | 0.626 | 0.9167 | 0.7236 | 0.7413 | 0.8188 | 0.7728 | 0.806 | 0.8245 | 0.8026 | 0.247 | 0.2043 | 0 | 0.1071 | 0.2002 | 0 | 0 | 0.0855 | 0.3091 | 0.2332 | 0.4167 | 0.3631
|  | 206:30 | 0.701 | 0.7725 | 0.6235 | 0.5455 | 0.8983 | 0.7082 | 0.7554 | 0.822 | 0.7445 | 0.8082 | 0.842 | 0.7944 | 0.2005 | 0.1719 | 0.0651 | 0.1569 | 0.1719 | 0.1342 | 0.1535 | 0.1511 | 0.518 | 0.3686 | 0.3736 | 0.3148
|  | 207:00 | 0.6557 | 0.8016 | 0.5438 | 0.5536 | 0.9097 | 0.7203 | 0.7534 | 0.8701 | 0.7375 | 0.7701 | 0.8235 | 0.7773 | 0.108 | 0.3361 | 0.0174 | 0.1596 | 0 | 0 | 0.2067 | 0.1712 | 0.4443 | 0.4688 | 0.1786 | 0.4345
|  | 207:30 | 0.6482 | 0.789 | 0.4881 | 0.5495 | 0.9141 | 0.6778 | 0.7112 | 0.8204 | 0.768 | 0.7709 | 0.8563 | 0.7854 | 0.1768 | 0.1585 | 0.0578 | 0.1448 | 0.1585 | 0.1206 | 0.1518 | 0.1516 | 0.4919 | 0.3985 | 0.3405 | 0.2964
|  | 208:00 | 0.5832 | 0.734 | 0.3374 | 0.4867 | 0.8811 | 0.6099 | 0.6999 | 0.7944 | 0.6961 | 0.7448 | 0.8326 | 0.7562 | 0.2191 | 0.2024 | 0.073 | 0.2056 | 0.1088 | 0.0809 | 0.2062 | 0 | 0.3937 | 0.4683 | 0.3457 | 0.2739
|  | 208:30 | 0.503 | 0.6329 | 0.2328 | 0.4423 | 0.8195 | 0.5261 | 0.6224 | 0.7289 | 0.6205 | 0.7039 | 0.773 | 0.6897 | 0.1964 | 0.1554 | 0.066 | 0.1522 | 0.1554 | 0.1305 | 0.1411 | 0.1456 | 0.3154 | 0.2569 | 0.2906 | 0.2423
|  | 209:00 | 0.291 | 0.4761 | 0.1236 | 0.2878 | 0.6765 | 0.3534 | 0.5136 | 0.6513 | 0.4126 | 0.5423 | 0.6203 | 0.5303 | 0.0929 | 0.174 | 0 | 0.0744 | 0.2267 | 0.059 | 0.2316 | 0.304 | 0.3402 | 0.4064 | 0.4694 | 0.2025
|  | 209:30 | 0.1319 | 0.2753 | 0 | 0.1034 | 0.5703 | 0.2162 | 0.3469 | 0.4673 | 0.237 | 0.4105 | 0.5643 | 0.4052 | 0.214 | 0.1649 | 0.0606 | 0.1745 | 0.1649 | 0.1389 | 0.163 | 0.1689 | 0.3292 | 0.3099 | 0.2982 | 0.2578
|  | 210:00 | 0.0705 | 0.1119 | 0 | 0.0421 | 0.2786 | 0.0968 | 0.1912 | 0.2006 | 0.1341 | 0.2168 | 0.3245 | 0.2028 | 0.2457 | 0.1256 | 0 | 0.1605 | 0.2551 | 0.0601 | 0.1612 | 0.198 | 0.3323 | 0.3466 | 0.1529 | 0.4584
|  | 210:30 | 0 | 0 | 0 | 0 | 0 | 0 | 0.0244 | 0.0369 | 0.0035 | 0.0267 | 0.0345 | 0.0252 | 0.2386 | 0.206 | 0.0693 | 0.2187 | 0.206 | 0.163 | 0.2002 | 0.1972 | 0.2915 | 0.336 | 0.3629 | 0.2977
|  | 211:00 | 0 | 0 | 0 | 0 | 0 | 0 | 0 | 0.0116 | 0.0035 | 0 | 0.0058 | 0.0464 | 0.231 | 0.1525 | 0.0196 | 0.2404 | 0.2814 | 0.3211 | 0.1568 | 0.1955 | 0.1502 | 0.1866 | 0.4788 | 0.3996
|  | 211:30 | 0 | 0 | 0 | 0 | 0 | 0 | 0 | 0 | 0 | 0 | 0 | 0 | 0.2976 | 0.3231 | 0.0956 | 0.3222 | 0.3231 | 0.2246 | 0.2501 | 0.2132 | 0.2522 | 0.3596 | 0.4946 | 0.3697
|  | 212:00 | 0 | 0 | 0 | 0 | 0 | 0 | 0 | 0 | 0 | 0 | 0 | 0 | 0.2443 | 0.3945 | 0.0661 | 0.5973 | 0.4464 | 0.2704 | 0.2822 | 0.0778 | 0.0913 | 0.3813 | 0.5593 | 0.3121
|  | 212:30 | 0 | 0 | 0 | 0 | 0 | 0 | 0 | 0 | 0 | 0 | 0 | 0 | 0.3724 | 0.4647 | 0.1359 | 0.4624 | 0.4647 | 0.3065 | 0.311 | 0.2307 | 0.2107 | 0.3488 | 0.6038 | 0.4302
|  | 213:00 | 0 | 0 | 0 | 0 | 0 | 0 | 0 | 0 | 0 | 0 | 0 | 0 | 0.3473 | 0.552 | 0.2106 | 0.5262 | 0.6427 | 0.3264 | 0.358 | 0.2511 | 0.2684 | 0.3526 | 0.6943 | 0.5095
|  | 213:30 | 0 | 0 | 0 | 0 | 0 | 0 | 0 | 0 | 0 | 0 | 0 | 0 | 0.3809 | 0.5463 | 0.1278 | 0.4741 | 0.5463 | 0.3177 | 0.3687 | 0.2952 | 0.2439 | 0.2874 | 0.6806 | 0.4909
|  | 214:00 | 0 | 0 | 0 | 0 | 0 | 0 | 0 | 0 | 0 | 0 | 0 | 0 | 0.3972 | 0.6507 | 0.1618 | 0.4407 | 0.655 | 0.4377 | 0.2204 | 0.4007 | 0.4064 | 0.2024 | 0.7413 | 0.5929
|  | 214:30 | 0 | 0 | 0 | 0 | 0 | 0 | 0 | 0 | 0 | 0 | 0 | 0 | 0.3639 | 0.5908 | 0.1177 | 0.4759 | 0.5908 | 0.3145 | 0.379 | 0.2367 | 0.17 | 0.2123 | 0.7121 | 0.4829
|  | 215:00 | 0 | 0 | 0 | 0 | 0 | 0 | 0 | 0 | 0 | 0 | 0 | 0 | 0.3703 | 0.6892 | 0.1481 | 0.5179 | 0.4344 | 0.2939 | 0.4746 | 0.2038 | 0.1646 | 0.3466 | 0.7229 | 0.5287
|  | 215:30 | 0 | 0 | 0 | 0 | 0 | 0 | 0 | 0 | 0 | 0 | 0 | 0 | 0.3795 | 0.6218 | 0.1214 | 0.4901 | 0.6218 | 0.3269 | 0.3438 | 0.2015 | 0.1151 | 0.1866 | 0.6219 | 0.4182
|  | 216:00 | 0 | 0 | 0 | 0 | 0 | 0 | 0 | 0 | 0 | 0 | 0 | 0 | 0.4245 | 0.5645 | 0.0345 | 0.5586 | 0.6194 | 0.4503 | 0.3446 | 0.2485 | 0.1888 | 0.0888 | 0.3271 | 0.5738
Oct |  | 216:30 | 0 | 0 | 0 | 0 | 0 | 0 | 0 | 0 | 0 | 0 | 0 | 0 | 0.4639 | 0.665 | 0.1573 | 0.6459 | 0.665 | 0.4011 | 0.2229 | 0.1516 | 0.0774 | 0.1413 | 0.6567 | 0.4044
|  | 217:00 | 0 | 0 | 0 | 0 | 0 | 0 | 0 | 0 | 0 | 0 | 0 | 0 | 0.3605 | 0.6218 | 0.3344 | 0.6499 | 0.6388 | 0.2651 | 0.177 | 0.0691 | 0.0597 | 0.0761 | 0.6722 | 0.4988
|  | 217:30 | 0 | 0 | 0 | 0 | 0 | 0 | 0 | 0 | 0 | 0 | 0 | 0 | 0.453 | 0.6497 | 0.1544 | 0.6106 | 0.6497 | 0.3881 | 0.2342 | 0.1798 | 0.0913 | 0.1306 | 0.5635 | 0.3664
|  | 218:00 | 0 | 0 | 0 | 0 | 0 | 0 | 0 | 0 | 0 | 0 | 0 | 0 | 0.4617 | 0.6882 | 0.1122 | 0.5299 | 0.5476 | 0.3819 | 0.195 | 0.2761 | 0.1882 | 0.1292 | 0.4162 | 0.4973
|  | 218:30 | 0 | 0 | 0 | 0 | 0 | 0 | 0 | 0 | 0 | 0 | 0 | 0 | 0.4045 | 0.577 | 0.1431 | 0.5698 | 0.577 | 0.3531 | 0.2067 | 0.2302 | 0.1018 | 0.1214 | 0.5301 | 0.3587
|  | 219:00 | 0 | 0 | 0 | 0 | 0 | 0 | 0 | 0 | 0 | 0 | 0 | 0 | 0.4206 | 0.6567 | 0.2404 | 0.6846 | 0.5584 | 0.5895 | 0.3312 | 0.2361 | 0.0678 | 0.2194 | 0.3676 | 0.2896
|  | 219:30 | 0 | 0 | 0 | 0 | 0 | 0 | 0 | 0 | 0 | 0 | 0 | 0 | 0.4075 | 0.5688 | 0.1364 | 0.5694 | 0.5688 | 0.3502 | 0.1807 | 0.3049 | 0.1257 | 0.1332 | 0.5206 | 0.3711
|  | 220:00 | 0 | 0 | 0 | 0 | 0 | 0 | 0 | 0 | 0 | 0 | 0 | 0 | 0.4956 | 0.4542 | 0.2248 | 0.5301 | 0.7592 | 0.2527 | 0.2062 | 0.3303 | 0.3289 | 0.0513 | 0.4534 | 0.3791
|  | 220:30 | 0 | 0 | 0 | 0 | 0 | 0 | 0 | 0 | 0 | 0 | 0 | 0 | 0.3823 | 0.5325 | 0.1333 | 0.5129 | 0.5325 | 0.3263 | 0.1568 | 0.3882 | 0.1754 | 0.1853 | 0.4783 | 0.374
|  | 221:00 | 0 | 0 | 0 | 0 | 0 | 0 | 0 | 0 | 0 | 0 | 0 | 0 | 0.5024 | 0.5854 | 0 | 0.448 | 0.4426 | 0.3776 | 0.2334 | 0.3657 | 0.2223 | 0.2481 | 0.5039 | 0.4234
|  | 221:30 | 0 | 0 | 0 | 0 | 0 | 0 | 0 | 0 | 0 | 0 | 0 | 0 | 0.3291 | 0.4451 | 0.1138 | 0.4866 | 0.4451 | 0.2879 | 0.166 | 0.4362 | 0.2078 | 0.173 | 0.4386 | 0.3691
|  | 222:00 | 0 | 0 | 0 | 0 | 0 | 0 | 0.0033 | 0 | 0 | 0.0031 | 0 | 0 | 0.358 | 0.4372 | 0.2178 | 0.4335 | 0.5142 | 0.4349 | 0.2595 | 0.4058 | 0.3529 | 0.1692 | 0.3848 | 0.3868
|  | 222:30 | 0 | 0 | 0 | 0 | 0 | 0 | 0.0065 | 0.0039 | 0.0123 | 0.0036 | 0 | 0.0053 | 0.3277 | 0.4047 | 0.1053 | 0.4683 | 0.4047 | 0.2757 | 0.2037 | 0.4495 | 0.2485 | 0.165 | 0.4206 | 0.3716
|  | 223:00 | 0 | 0 | 0 | 0 | 0 | 0 | 0.1848 | 0.1245 | 0.1436 | 0.1449 | 0.0919 | 0.0893 | 0.1689 | 0.1552 | 0 | 0.4924 | 0.3778 | 0.2583 | 0.159 | 0.3145 | 0.3919 | 0.2636 | 0.504 | 0.341
|  | 223:30 | 0 | 0 | 0 | 0 | 0 | 0 | 0.3084 | 0.2092 | 0.2667 | 0.2951 | 0.1441 | 0.2447 | 0.334 | 0.3927 | 0.1045 | 0.4589 | 0.3927 | 0.2739 | 0.1921 | 0.3632 | 0.2578 | 0.1291 | 0.3993 | 0.3395
|  | 224:00 | 0 | 0 | 0 | 0 | 0 | 0.0263 | 0.4955 | 0.3478 | 0.4393 | 0.4191 | 0.3322 | 0.3889 | 0.2657 | 0.4501 | 0.0195 | 0.5941 | 0.4164 | 0.2716 | 0.2335 | 0.4466 | 0.307 | 0.261 | 0.4138 | 0.4853
|  | 224:30 | 0.0081 | 0.0516 | 0.0024 | 0 | 0 | 0.0124 | 0.6166 | 0.5118 | 0.6135 | 0.5438 | 0.4456 | 0.5463 | 0.3407 | 0.4106 | 0.1008 | 0.4438 | 0.4106 | 0.2734 | 0.1881 | 0.3028 | 0.2615 | 0.1124 | 0.3876 | 0.3193
|  | 225:00 | 0.1816 | 0.2296 | 0.2534 | 0.1504 | 0.148 | 0.1934 | 0.6472 | 0.6331 | 0.6332 | 0.5827 | 0.5371 | 0.6187 | 0.2429 | 0.2643 | 0.1038 | 0.295 | 0.2989 | 0.1525 | 0.0633 | 0.2186 | 0.3008 | 0.0202 | 0.3897 | 0.3355
|  | 225:30 | 0.3792 | 0.3133 | 0.5358 | 0.304 | 0.339 | 0.3743 | 0.7136 | 0.71 | 0.6708 | 0.6047 | 0.587 | 0.6572 | 0.248 | 0.3143 | 0.0771 | 0.3517 | 0.3143 | 0.208 | 0.1454 | 0.2838 | 0.1179 | 0.0806 | 0.2463 | 0.2213
|  | 226:00 | 0.5103 | 0.407 | 0.5824 | 0.4451 | 0.5378 | 0.4995 | 0.7089 | 0.7132 | 0.7262 | 0.6112 | 0.6272 | 0.6711 | 0.2114 | 0.2932 | 0 | 0.3583 | 0.2174 | 0.1599 | 0.0745 | 0.3299 | 0.0661 | 0.0944 | 0.1999 | 0.0678
|  | 226:30 | 0.6515 | 0.5309 | 0.6535 | 0.5686 | 0.716 | 0.6241 | 0.6973 | 0.7112 | 0.7344 | 0.634 | 0.6685 | 0.6891 | 0.2173 | 0.316 | 0.0789 | 0.2866 | 0.316 | 0.1874 | 0.0903 | 0.2217 | 0.1158 | 0.0792 | 0.1378 | 0.1462
|  | 227:00 | 0.6155 | 0.5464 | 0.6429 | 0.5584 | 0.6719 | 0.6049 | 0.7282 | 0.6742 | 0.6649 | 0.6259 | 0.632 | 0.6723 | 0.2231 | 0.1582 | 0 | 0.372 | 0.3442 | 0.1111 | 0 | 0.2296 | 0.0274 | 0.2122 | 0.2648 | 0.217
|  | 227:30 | 0.5925 | 0.5712 | 0.6287 | 0.5676 | 0.6005 | 0.5921 | 0.6998 | 0.6564 | 0.6764 | 0.609 | 0.6333 | 0.655 | 0.284 | 0.3485 | 0.0911 | 0.3486 | 0.3485 | 0.2272 | 0.0999 | 0.2317 | 0.1333 | 0.0933 | 0.3282 | 0.2479
|  | 228:00 | 0.6202 | 0.6144 | 0.6119 | 0.5092 | 0.6011 | 0.5628 | 0.6579 | 0.6792 | 0.6954 | 0.6457 | 0.6481 | 0.677 | 0.4113 | 0.5337 | 0.2316 | 0.3363 | 0.3715 | 0 | 0.0246 | 0.1476 | 0.1333 | 0 | 0.3747 | 0.2324
|  | 228:30 | 0.5798 | 0.5973 | 0.5641 | 0.4847 | 0.5888 | 0.5629 | 0.7205 | 0.7177 | 0.7058 | 0.667 | 0.6754 | 0.6973 | 0.2483 | 0.2956 | 0.0806 | 0.2792 | 0.2956 | 0.1929 | 0.0781 | 0.196 | 0.1046 | 0.0881 | 0.3365 | 0.238
|  | 229:00 | 0.5633 | 0.6314 | 0.5859 | 0.4996 | 0.5916 | 0.5717 | 0.708 | 0.6897 | 0.716 | 0.6556 | 0.6875 | 0.6727 | 0.0698 | 0.3255 | 0.1272 | 0.1839 | 0.3705 | 0.0058 | 0.1031 | 0.2868 | 0 | 0.0855 | 0.5121 | 0.2392
|  | 229:30 | 0.6262 | 0.6884 | 0.642 | 0.5104 | 0.6189 | 0.6172 | 0.6979 | 0.6212 | 0.709 | 0.6362 | 0.6584 | 0.6645 | 0.2289 | 0.2245 | 0.0781 | 0.2116 | 0.2245 | 0.1645 | 0.0947 | 0.2627 | 0.1051 | 0.0932 | 0.3905 | 0.2824
|  | 230:00 | 0.6822 | 0.6961 | 0.6782 | 0.4846 | 0.6283 | 0.5918 | 0.6705 | 0.6178 | 0.6975 | 0.6585 | 0.7078 | 0.6917 | 0.3416 | 0.1413 | 0.1645 | 0.0727 | 0.1132 | 0.2371 | 0.0473 | 0.1082 | 0.0712 | 0 | 0.1776 | 0.3067
|  | 230:30 | 0.6835 | 0.69 | 0.6931 | 0.4885 | 0.6936 | 0.6497 | 0.7108 | 0.6712 | 0.663 | 0.7016 | 0.7259 | 0.6945 | 0.221 | 0.211 | 0.0789 | 0.1969 | 0.211 | 0.1581 | 0.0944 | 0.2202 | 0.1163 | 0.0987 | 0.3359 | 0.2468
|  | 231:00 | 0.7055 | 0.7078 | 0.6977 | 0.4929 | 0.7033 | 0.6702 | 0.6974 | 0.68 | 0.6537 | 0.6621 | 0.6718 | 0.6843 | 0.2738 | 0.3076 | 0.1195 | 0.1103 | 0.2736 | 0.066 | 0.1394 | 0.3111 | 0.0172 | 0.1325 | 0.4015 | 0.3634
|  | 231:30 | 0.7056 | 0.7236 | 0.647 | 0.5094 | 0.7492 | 0.667 | 0.6682 | 0.6709 | 0.6124 | 0.6 | 0.6274 | 0.6358 | 0.2329 | 0.2043 | 0.0704 | 0.1993 | 0.2043 | 0.1577 | 0.0963 | 0.1873 | 0.1489 | 0.0991 | 0.4466 | 0.299
|  | 232:00 | 0.4877 | 0.5956 | 0.3501 | 0.4021 | 0.6426 | 0.4858 | 0.5714 | 0.5588 | 0.4874 | 0.5036 | 0.5534 | 0.5419 | 0.3004 | 0.2013 | 0 | 0.113 | 0.1431 | 0.1772 | 0 | 0.2501 | 0.1792 | 0.1581 | 0.4795 | 0.2086
|  | 232:30 | 0.245 | 0.4365 | 0.0637 | 0.2973 | 0.5724 | 0.323 | 0.4486 | 0.4498 | 0.3595 | 0.4393 | 0.4792 | 0.4353 | 0.262 | 0.1925 | 0.0808 | 0.2033 | 0.1925 | 0.1695 | 0.1024 | 0.2423 | 0.1957 | 0.1062 | 0.4563 | 0.3226
|  | 233:00 | 0.1321 | 0.2293 | 0.0529 | 0.1436 | 0.2824 | 0.1186 | 0.2636 | 0.3317 | 0.1811 | 0.2787 | 0.3297 | 0.258 | 0.3164 | 0.1462 | 0.095 | 0.1689 | 0.3022 | 0.2979 | 0.0939 | 0.2191 | 0.0795 | 0.1802 | 0.344 | 0.3169
|  | 233:30 | 0 | 0 | 0 | 0 | 0 | 0 | 0.0445 | 0.1421 | 0.0257 | 0.0993 | 0.1415 | 0.0906 | 0.2887 | 0.1662 | 0.0824 | 0.1823 | 0.1662 | 0.1704 | 0.1221 | 0.2547 | 0.2424 | 0.1091 | 0.4799 | 0.345
|  | 234:00 | 0 | 0 | 0 | 0 | 0 | 0 | 0.007 | 0.1103 | 0.0178 | 0.0311 | 0.0932 | 0.0288 | 0.3087 | 0.1468 | 0.2166 | 0.3362 | 0.1242 | 0.3054 | 0.1443 | 0.2682 | 0.2459 | 0.06 | 0.516 | 0.3767
|  | 234:30 | 0 | 0 | 0 | 0 | 0 | 0 | 0 | 0.0005 | 0 | 0 | 0 | 0.0001 | 0.2926 | 0.1791 | 0.1005 | 0.2256 | 0.1791 | 0.1889 | 0.2218 | 0.2945 | 0.2692 | 0.1406 | 0.5779 | 0.419
|  | 235:00 | 0 | 0 | 0 | 0 | 0 | 0 | 0 | 0 | 0 | 0 | 0 | 0.0064 | 0.3222 | 0.2218 | 0.0125 | 0.3816 | 0.284 | 0.2901 | 0.2523 | 0.2463 | 0.317 | 0.3094 | 0.6388 | 0.4801
|  | 235:30 | 0 | 0 | 0 | 0 | 0 | 0 | 0 | 0 | 0 | 0 | 0 | 0 | 0.3628 | 0.3543 | 0.1198 | 0.3734 | 0.3543 | 0.2666 | 0.3167 | 0.3966 | 0.2542 | 0.1897 | 0.4977 | 0.4129
|  | 236:00 | 0 | 0 | 0 | 0 | 0 | 0 | 0 | 0 | 0 | 0 | 0 | 0 | 0.1322 | 0.3306 | 0.255 | 0.481 | 0.4179 | 0.3686 | 0.2455 | 0.4641 | 0.3432 | 0.3057 | 0.4853 | 0.3082
|  | 236:30 | 0 | 0 | 0 | 0 | 0 | 0 | 0 | 0 | 0 | 0 | 0 | 0 | 0.4465 | 0.5582 | 0.146 | 0.5629 | 0.5582 | 0.3625 | 0.4251 | 0.4945 | 0.2359 | 0.2572 | 0.4199 | 0.4091
|  | 237:00 | 0 | 0 | 0 | 0 | 0 | 0 | 0 | 0 | 0 | 0 | 0 | 0 | 0.4118 | 0.4732 | 0.2227 | 0.5728 | 0.5466 | 0.3073 | 0.2718 | 0.5651 | 0.2682 | 0.1555 | 0.4987 | 0.3996
|  | 237:30 | 0 | 0 | 0 | 0 | 0 | 0 | 0 | 0 | 0 | 0 | 0 | 0 | 0.4866 | 0.6218 | 0.1548 | 0.5815 | 0.6218 | 0.3886 | 0.5174 | 0.5299 | 0.2005 | 0.3374 | 0.452 | 0.4432
|  | 238:00 | 0 | 0 | 0 | 0 | 0 | 0 | 0 | 0 | 0 | 0 | 0 | 0 | 0.4533 | 0.6593 | 0.3206 | 0.5255 | 0.4827 | 0.3016 | 0.5492 | 0.3945 | 0.0853 | 0.3075 | 0.3907 | 0.4064
|  | 238:30 | 0 | 0 | 0 | 0 | 0 | 0 | 0 | 0 | 0 | 0 | 0 | 0 | 0.4237 | 0.5731 | 0.1437 | 0.5652 | 0.5731 | 0.3574 | 0.5923 | 0.4453 | 0.1824 | 0.3096 | 0.5144 | 0.4605
|  | 239:00 | 0 | 0 | 0 | 0 | 0 | 0 | 0 | 0 | 0 | 0 | 0 | 0 | 0.4925 | 0.6944 | 0.1108 | 0.6293 | 0.7861 | 0.5187 | 0.6152 | 0.3527 | 0.1174 | 0.4656 | 0.5064 | 0.536
|  | 239:30 | 0 | 0 | 0 | 0 | 0 | 0 | 0 | 0 | 0 | 0 | 0 | 0 | 0.4242 | 0.5723 | 0.1356 | 0.5908 | 0.5723 | 0.3593 | 0.6217 | 0.407 | 0.1743 | 0.2702 | 0.5581 | 0.4745
|  | 240:00 | 0 | 0 | 0 | 0 | 0 | 0 | 0 | 0 | 0 | 0 | 0 | 0 | 0.4511 | 0.5047 | 0.2732 | 0.6545 | 0.7262 | 0.4361 | 0.2877 | 0.3817 | 0.1888 | 0.2293 | 0.4453 | 0.4065
Nov |  | 240:30 | 0 | 0 | 0 | 0 | 0 | 0 | 0 | 0 | 0 | 0 | 0 | 0 | 0.4947 | 0.7089 | 0.1725 | 0.6852 | 0.7089 | 0.4289 | 0.2099 | 0.4218 | 0.2531 | 0.2274 | 0.4871 | 0.4027
|  | 241:00 | 0 | 0 | 0 | 0 | 0 | 0 | 0 | 0 | 0 | 0 | 0 | 0 | 0.4796 | 0.5787 | 0.213 | 0.864 | 0.654 | 0.4123 | 0.329 | 0.5335 | 0.2235 | 0.1596 | 0.4674 | 0.4283
|  | 241:30 | 0 | 0 | 0 | 0 | 0 | 0 | 0 | 0 | 0 | 0 | 0 | 0 | 0.4917 | 0.71 | 0.1729 | 0.6805 | 0.71 | 0.4274 | 0.2044 | 0.3809 | 0.2651 | 0.2646 | 0.4261 | 0.3652
|  | 242:00 | 0 | 0 | 0 | 0 | 0 | 0 | 0 | 0 | 0 | 0 | 0 | 0 | 0.4135 | 0.7208 | 0.1419 | 0.631 | 0.6411 | 0.2158 | 0.2654 | 0.1055 | 0.1793 | 0.1734 | 0.5366 | 0.2805
|  | 242:30 | 0 | 0 | 0 | 0 | 0 | 0 | 0 | 0 | 0 | 0 | 0 | 0 | 0.4937 | 0.6948 | 0.178 | 0.6705 | 0.6948 | 0.4262 | 0.2101 | 0.3573 | 0.2261 | 0.1923 | 0.3807 | 0.3301
|  | 243:00 | 0 | 0 | 0 | 0 | 0 | 0 | 0 | 0 | 0 | 0 | 0 | 0 | 0.4126 | 0.604 | 0.3672 | 0.7433 | 0.82 | 0.355 | 0.1059 | 0.383 | 0.2854 | 0.262 | 0.3643 | 0.4657
|  | 243:30 | 0 | 0 | 0 | 0 | 0 | 0 | 0 | 0 | 0 | 0 | 0 | 0 | 0.4702 | 0.6096 | 0.1542 | 0.6169 | 0.6096 | 0.3893 | 0.2138 | 0.3605 | 0.2277 | 0.1851 | 0.3662 | 0.3238
|  | 244:00 | 0 | 0 | 0 | 0 | 0 | 0 | 0 | 0 | 0 | 0 | 0 | 0 | 0.508 | 0.5618 | 0.0759 | 0.632 | 0.5769 | 0.5566 | 0 | 0.3887 | 0.4767 | 0.424 | 0.3984 | 0.1993
|  | 244:30 | 0 | 0 | 0 | 0 | 0 | 0 | 0 | 0 | 0 | 0 | 0 | 0 | 0.4349 | 0.5062 | 0.1313 | 0.5373 | 0.5062 | 0.3421 | 0.204 | 0.3855 | 0.181 | 0.1791 | 0.3662 | 0.3227
|  | 245:00 | 0 | 0 | 0 | 0 | 0 | 0 | 0 | 0 | 0 | 0 | 0 | 0 | 0.3036 | 0.446 | 0.0578 | 0.6297 | 0.3534 | 0.2608 | 0.2049 | 0.2824 | 0.282 | 0.2323 | 0.3189 | 0.3144
|  | 245:30 | 0 | 0 | 0 | 0 | 0 | 0 | 0 | 0 | 0 | 0 | 0 | 0 | 0.4068 | 0.403 | 0.1104 | 0.4574 | 0.403 | 0.2977 | 0.1575 | 0.3512 | 0.126 | 0.1713 | 0.3753 | 0.3077
|  | 246:00 | 0 | 0 | 0 | 0 | 0 | 0 | 0 | 0.0035 | 0 | 0 | 0 | 0 | 0.4736 | 0.1031 | 0.0744 | 0.5231 | 0.4548 | 0.4119 | 0.305 | 0.3586 | 0.1929 | 0 | 0.3168 | 0.3789
|  | 246:30 | 0 | 0 | 0 | 0 | 0 | 0 | 0 | 0.0002 | 0 | 0 | 0 | 0 | 0.3816 | 0.3341 | 0.0889 | 0.3721 | 0.3341 | 0.2569 | 0.1613 | 0.3143 | 0.0987 | 0.1691 | 0.3968 | 0.3073
|  | 247:00 | 0 | 0 | 0 | 0 | 0 | 0 | 0.0738 | 0.0914 | 0.0859 | 0.056 | 0.0382 | 0.0662 | 0.2844 | 0.3255 | 0.1534 | 0.2674 | 0.3243 | 0.1607 | 0 | 0.2797 | 0.1712 | 0.2853 | 0.441 | 0.2611
|  | 247:30 | 0 | 0 | 0 | 0 | 0 | 0 | 0.0974 | 0.1372 | 0.1977 | 0.1524 | 0.0138 | 0.1197 | 0.3344 | 0.286 | 0.0905 | 0.3293 | 0.286 | 0.23 | 0.1728 | 0.3778 | 0.1077 | 0.1882 | 0.4209 | 0.3369
|  | 248:00 | 0 | 0 | 0 | 0 | 0 | 0 | 0.2469 | 0.3461 | 0.3665 | 0.3356 | 0.1557 | 0.2805 | 0.2678 | 0.1224 | 0.1436 | 0.3914 | 0.2941 | 0.3002 | 0.2189 | 0.4704 | 0 | 0.1264 | 0.6123 | 0.4275
|  | 248:30 | 0 | 0 | 0 | 0 | 0 | 0 | 0.4337 | 0.5359 | 0.4941 | 0.5093 | 0.3179 | 0.4582 | 0.3041 | 0.2442 | 0.0968 | 0.3064 | 0.2442 | 0.2144 | 0.211 | 0.4622 | 0.1218 | 0.2235 | 0.4756 | 0.391
|  | 249:00 | 0.0175 | 0.053 | 0.0465 | 0 | 0 | 0.0529 | 0.5205 | 0.6086 | 0.6025 | 0.5809 | 0.4238 | 0.5455 | 0.2808 | 0.1656 | 0.0922 | 0.2436 | 0.1024 | 0.156 | 0.2526 | 0.5236 | 0 | 0.1944 | 0.5992 | 0.4413
|  | 249:30 | 0.0342 | 0.1126 | 0.0417 | 0.0331 | 0 | 0.0443 | 0.6116 | 0.7192 | 0.6437 | 0.673 | 0.5357 | 0.6367 | 0.2539 | 0.2189 | 0.0832 | 0.2615 | 0.2189 | 0.1829 | 0.2639 | 0.3827 | 0.1194 | 0.1837 | 0.5348 | 0.4067
|  | 250:00 | 0.1259 | 0.2444 | 0.1131 | 0.0879 | 0.1014 | 0.1509 | 0.6406 | 0.7631 | 0.6575 | 0.6738 | 0.584 | 0.6568 | 0.3054 | 0.244 | 0.251 | 0.1296 | 0.1907 | 0.1702 | 0.1997 | 0.3822 | 0.1152 | 0.2253 | 0.551 | 0.4069
|  | 250:30 | 0.1942 | 0.3514 | 0.1616 | 0.135 | 0.2637 | 0.2212 | 0.6439 | 0.7412 | 0.6888 | 0.7073 | 0.6221 | 0.6807 | 0.2578 | 0.2569 | 0.0778 | 0.283 | 0.2569 | 0.1906 | 0.2749 | 0.3577 | 0.0833 | 0.1578 | 0.4096 | 0.3342
|  | 251:00 | 0.2413 | 0.4016 | 0.2106 | 0.1742 | 0.3202 | 0.2504 | 0.6257 | 0.7256 | 0.6782 | 0.6843 | 0.6123 | 0.6774 | 0.3133 | 0.3971 | 0.0183 | 0.3806 | 0.3332 | 0.1514 | 0.3529 | 0.5057 | 0.1713 | 0.1221 | 0.4189 | 0.3959
|  | 251:30 | 0.2957 | 0.4244 | 0.2654 | 0.2368 | 0.363 | 0.3171 | 0.6289 | 0.7061 | 0.6587 | 0.6962 | 0.5973 | 0.6574 | 0.4001 | 0.3943 | 0.1274 | 0.4308 | 0.3943 | 0.2963 | 0.2494 | 0.3309 | 0.1363 | 0.178 | 0.4766 | 0.3658
|  | 252:00 | 0.2867 | 0.4106 | 0.2485 | 0.2542 | 0.3083 | 0.3154 | 0.6199 | 0.6785 | 0.6669 | 0.655 | 0.6117 | 0.618 | 0.3287 | 0.3918 | 0.1019 | 0.537 | 0.6646 | 0.2469 | 0.4076 | 0.3202 | 0.1746 | 0.1769 | 0.5459 | 0.3407
|  | 252:30 | 0.305 | 0.4215 | 0.2358 | 0.2498 | 0.2043 | 0.2833 | 0.6135 | 0.6827 | 0.6518 | 0.6847 | 0.5707 | 0.6407 | 0.3731 | 0.4781 | 0.1346 | 0.4359 | 0.4781 | 0.3025 | 0.2457 | 0.2205 | 0.2593 | 0.1866 | 0.519 | 0.3762
|  | 253:00 | 0.3221 | 0.4274 | 0.2729 | 0.2558 | 0.2313 | 0.2984 | 0.6505 | 0.6576 | 0.6505 | 0.6602 | 0.5679 | 0.6449 | 0.3321 | 0.5186 | 0.1612 | 0.4628 | 0.3974 | 0.4859 | 0.3479 | 0.1507 | 0.3246 | 0.3087 | 0.6017 | 0.3711
|  | 253:30 | 0.3459 | 0.434 | 0.3104 | 0.2615 | 0.2312 | 0.3166 | 0.6307 | 0.7014 | 0.6195 | 0.6956 | 0.578 | 0.645 | 0.3191 | 0.374 | 0.1284 | 0.3824 | 0.374 | 0.2618 | 0.1385 | 0.1578 | 0.3163 | 0.1885 | 0.5607 | 0.3775
|  | 254:00 | 0.3501 | 0.5126 | 0.3311 | 0.2983 | 0.2744 | 0.33 | 0.6412 | 0.6668 | 0.6295 | 0.7053 | 0.5785 | 0.6745 | 0.3242 | 0.338 | 0.0893 | 0.3153 | 0.319 | 0.3481 | 0.0215 | 0.1532 | 0.5276 | 0.2448 | 0.5135 | 0.3749
|  | 254:30 | 0.3538 | 0.4457 | 0.3882 | 0.3278 | 0.3458 | 0.3723 | 0.6294 | 0.7233 | 0.6472 | 0.7003 | 0.6186 | 0.6638 | 0.3271 | 0.3577 | 0.1359 | 0.3884 | 0.3577 | 0.2663 | 0.1036 | 0.1507 | 0.3751 | 0.2056 | 0.5191 | 0.3585
|  | 255:00 | 0.3439 | 0.4621 | 0.3846 | 0.3046 | 0.378 | 0.3763 | 0.5571 | 0.6293 | 0.5851 | 0.6489 | 0.5671 | 0.6372 | 0.4067 | 0.3612 | 0.0846 | 0.3431 | 0.2334 | 0.2007 | 0.0159 | 0.2144 | 0.4359 | 0.1329 | 0.4613 | 0.4062
|  | 255:30 | 0.2996 | 0.439 | 0.3919 | 0.3014 | 0.4033 | 0.3671 | 0.525 | 0.6493 | 0.5138 | 0.6158 | 0.5103 | 0.5628 | 0.3402 | 0.2434 | 0.1229 | 0.2803 | 0.2434 | 0.2298 | 0.1511 | 0.1599 | 0.4214 | 0.2306 | 0.5075 | 0.3666
|  | 256:00 | 0.1643 | 0.2703 | 0.2392 | 0.1458 | 0.1855 | 0.1953 | 0.4175 | 0.5055 | 0.3891 | 0.4766 | 0.4063 | 0.4362 | 0.3878 | 0.2714 | 0.1038 | 0.1788 | 0.1354 | 0.0855 | 0.2504 | 0.0718 | 0.1423 | 0.3158 | 0.3597 | 0.4105
|  | 256:30 | 0 | 0.093 | 0.0033 | 0 | 0 | 0.0193 | 0.2582 | 0.4222 | 0.253 | 0.3649 | 0.2871 | 0.3171 | 0.3122 | 0.164 | 0.0951 | 0.235 | 0.164 | 0.1923 | 0.2309 | 0.1754 | 0.3658 | 0.1808 | 0.474 | 0.3537
|  | 257:00 | 0 | 0.0884 | 0 | 0 | 0 | 0.0078 | 0.1352 | 0.2509 | 0.1095 | 0.2067 | 0.1717 | 0.1604 | 0.1905 | 0.1267 | 0.1263 | 0.1167 | 0.0505 | 0.2179 | 0.3059 | 0.3114 | 0.4481 | 0.209 | 0.502 | 0.4979
|  | 257:30 | 0 | 0 | 0 | 0 | 0 | 0 | 0.0023 | 0.0535 | 0.0028 | 0.016 | 0.0296 | 0.0208 | 0.2482 | 0.1369 | 0.0696 | 0.1843 | 0.1369 | 0.1508 | 0.3112 | 0.2407 | 0.3945 | 0.195 | 0.4756 | 0.3823
|  | 258:00 | 0 | 0 | 0 | 0 | 0 | 0 | 0.0211 | 0.0227 | 0.0013 | 0.0321 | 0.0461 | 0 | 0.0819 | 0.0859 | 0 | 0.1154 | 0.2903 | 0 | 0.3911 | 0.2444 | 0.3463 | 0.3104 | 0.4555 | 0.4311
|  | 258:30 | 0 | 0 | 0 | 0 | 0 | 0 | 0 | 0 | 0 | 0 | 0 | 0 | 0.3149 | 0.1944 | 0.0726 | 0.2675 | 0.1944 | 0.1942 | 0.4327 | 0.2939 | 0.4195 | 0.2558 | 0.5972 | 0.4746
|  | 259:00 | 0 | 0 | 0 | 0 | 0 | 0 | 0 | 0 | 0 | 0 | 0 | 0 | 0.3523 | 0.2863 | 0.0733 | 0.4284 | 0.2678 | 0.2618 | 0.5425 | 0.3439 | 0.363 | 0.2819 | 0.6813 | 0.5635
|  | 259:30 | 0 | 0 | 0 | 0 | 0 | 0 | 0 | 0 | 0 | 0 | 0 | 0 | 0.3725 | 0.3874 | 0.1007 | 0.4032 | 0.3874 | 0.2715 | 0.5815 | 0.4926 | 0.399 | 0.4108 | 0.6535 | 0.5691
|  | 260:00 | 0 | 0 | 0 | 0 | 0 | 0 | 0 | 0 | 0 | 0 | 0 | 0 | 0.4836 | 0.3767 | 0.09 | 0.5713 | 0.4971 | 0.379 | 0.75 | 0.5274 | 0.3686 | 0.4598 | 0.7297 | 0.7718
|  | 260:30 | 0 | 0 | 0 | 0 | 0 | 0 | 0 | 0 | 0 | 0 | 0 | 0 | 0.4355 | 0.6371 | 0.1335 | 0.5753 | 0.6371 | 0.3663 | 0.6936 | 0.6749 | 0.3912 | 0.5583 | 0.6958 | 0.6499
|  | 261:00 | 0 | 0 | 0 | 0 | 0 | 0 | 0 | 0 | 0 | 0 | 0 | 0 | 0.1491 | 0.6874 | 0 | 0.5113 | 0.5144 | 0.4396 | 0.6538 | 0.6538 | 0.3576 | 0.621 | 0.7504 | 0.5149
|  | 261:30 | 0 | 0 | 0 | 0 | 0 | 0 | 0 | 0 | 0 | 0 | 0 | 0 | 0.3971 | 0.6157 | 0.1254 | 0.5286 | 0.6157 | 0.3403 | 0.6634 | 0.6539 | 0.3687 | 0.4976 | 0.6786 | 0.6278
|  | 262:00 | 0 | 0 | 0 | 0 | 0 | 0 | 0 | 0 | 0 | 0 | 0 | 0 | 0.4378 | 0.5767 | 0.2187 | 0.6242 | 0.3511 | 0.3839 | 0.5387 | 0.641 | 0.2853 | 0.4906 | 0.5092 | 0.525
|  | 262:30 | 0 | 0 | 0 | 0 | 0 | 0 | 0 | 0 | 0 | 0 | 0 | 0 | 0.3623 | 0.4884 | 0.1061 | 0.4668 | 0.4884 | 0.2954 | 0.5693 | 0.6372 | 0.2842 | 0.399 | 0.6432 | 0.5816
|  | 263:00 | 0 | 0 | 0 | 0 | 0 | 0 | 0 | 0 | 0 | 0 | 0 | 0 | 0.4081 | 0.4493 | 0.0874 | 0.5057 | 0.4468 | 0.3754 | 0.4977 | 0.519 | 0.1619 | 0.4458 | 0.7504 | 0.4845
|  | 263:30 | 0 | 0 | 0 | 0 | 0 | 0 | 0 | 0 | 0 | 0 | 0 | 0 | 0.3199 | 0.4131 | 0.095 | 0.4301 | 0.4131 | 0.2628 | 0.5608 | 0.6075 | 0.2597 | 0.3517 | 0.5578 | 0.5261
|  | 264:00 | 0 | 0 | 0 | 0 | 0 | 0 | 0 | 0 | 0 | 0 | 0 | 0 | 0.3804 | 0.4624 | 0.1514 | 0.4685 | 0.5053 | 0.3399 | 0.2203 | 0.4499 | 0.3589 | 0.349 | 0.3834 | 0.4599
Dec | winter | 264:30 | 0 | 0 | 0 | 0 | 0 | 0 | 0 | 0 | 0 | 0 | 0 | 0 | 0.4719 | 0.5229 | 0.1399 | 0.4926 | 0.5229 | 0.3491 | 0.2364 | 0.3373 | 0.2877 | 0.3273 | 0.3352 | 0.3187
|  | 265:00 | 0 | 0 | 0 | 0 | 0 | 0 | 0 | 0 | 0 | 0 | 0 | 0 | 0.5318 | 0.4617 | 0.031 | 0.4684 | 0.4462 | 0.2874 | 0.3995 | 0.5018 | 0.213 | 0.4143 | 0.2447 | 0.3058
|  | 265:30 | 0 | 0 | 0 | 0 | 0 | 0 | 0 | 0 | 0 | 0 | 0 | 0 | 0.4666 | 0.5238 | 0.1452 | 0.4859 | 0.5238 | 0.3485 | 0.302 | 0.4324 | 0.2989 | 0.361 | 0.3084 | 0.3369
|  | 266:00 | 0 | 0 | 0 | 0 | 0 | 0 | 0 | 0 | 0 | 0 | 0 | 0 | 0.538 | 0.5209 | 0.1904 | 0.389 | 0.679 | 0.3476 | 0.2359 | 0.4162 | 0.2129 | 0.2924 | 0.2571 | 0.4049
|  | 266:30 | 0 | 0 | 0 | 0 | 0 | 0 | 0 | 0 | 0 | 0 | 0 | 0 | 0.4985 | 0.6102 | 0.1451 | 0.5007 | 0.6102 | 0.3706 | 0.3203 | 0.4686 | 0.2803 | 0.3302 | 0.2658 | 0.3223
|  | 267:00 | 0 | 0 | 0 | 0 | 0 | 0 | 0 | 0 | 0 | 0 | 0 | 0 | 0.4768 | 0.6182 | 0.2617 | 0.5484 | 0.7241 | 0.342 | 0.2774 | 0.5504 | 0.3168 | 0.2823 | 0.2549 | 0.2721
|  | 267:30 | 0 | 0 | 0 | 0 | 0 | 0 | 0 | 0 | 0 | 0 | 0 | 0 | 0.5914 | 0.7272 | 0.188 | 0.6048 | 0.7272 | 0.4486 | 0.3039 | 0.4313 | 0.25 | 0.2878 | 0.2087 | 0.278
|  | 268:00 | 0 | 0 | 0 | 0 | 0 | 0 | 0 | 0 | 0 | 0 | 0 | 0 | 0.6816 | 0.7335 | 0.1208 | 0.7618 | 0.8189 | 0.4762 | 0.3538 | 0.5313 | 0.2417 | 0.404 | 0.091 | 0.279
|  | 268:30 | 0 | 0 | 0 | 0 | 0 | 0 | 0 | 0 | 0 | 0 | 0 | 0 | 0.5618 | 0.7275 | 0.1916 | 0.6739 | 0.7275 | 0.4555 | 0.3084 | 0.4187 | 0.3223 | 0.342 | 0.2012 | 0.2826
|  | 269:00 | 0 | 0 | 0 | 0 | 0 | 0 | 0 | 0 | 0 | 0 | 0 | 0 | 0.6656 | 0.6666 | 0.1348 | 0.7 | 0.7068 | 0.3252 | 0.3062 | 0.4303 | 0.3632 | 0.3018 | 0.0722 | 0.3566
|  | 269:30 | 0 | 0 | 0 | 0 | 0 | 0 | 0 | 0 | 0 | 0 | 0 | 0 | 0.5636 | 0.6389 | 0.1966 | 0.6871 | 0.6389 | 0.4501 | 0.2551 | 0.4641 | 0.3855 | 0.3944 | 0.196 | 0.2937
|  | 270:00 | 0 | 0 | 0 | 0 | 0 | 0 | 0 | 0 | 0 | 0 | 0 | 0 | 0.5943 | 0.6935 | 0.0527 | 0.5888 | 0.5234 | 0.4976 | 0.2488 | 0.2731 | 0.4669 | 0.4386 | 0.2396 | 0.2691
|  | 270:30 | 0 | 0 | 0 | 0 | 0 | 0 | 0 | 0 | 0 | 0 | 0 | 0 | 0.5482 | 0.5378 | 0.2003 | 0.6289 | 0.5378 | 0.4237 | 0.2229 | 0.4082 | 0.3854 | 0.35 | 0.1879 | 0.2714
|  | 271:00 | 0 | 0 | 0 | 0 | 0 | 0 | 0.062 | 0 | 0.0395 | 0.0225 | 0.0042 | 0.0419 | 0.6034 | 0.574 | 0.2459 | 0.5635 | 0.5191 | 0.2726 | 0.2832 | 0.4619 | 0.3903 | 0.4942 | 0.3141 | 0.3765
|  | 271:30 | 0 | 0 | 0 | 0 | 0 | 0 | 0.0732 | 0.0373 | 0.0508 | 0.0733 | 0.0156 | 0.05 | 0.5238 | 0.478 | 0.1742 | 0.5699 | 0.478 | 0.3875 | 0.2453 | 0.3948 | 0.4315 | 0.4218 | 0.253 | 0.3121
|  | 272:00 | 0 | 0 | 0 | 0 | 0 | 0 | 0.1833 | 0.2175 | 0.1556 | 0.151 | 0.1621 | 0.1534 | 0.52 | 0.4494 | 0.2386 | 0.6071 | 0.367 | 0.5065 | 0.3407 | 0.3194 | 0.5228 | 0.4129 | 0.3116 | 0.411
|  | 272:30 | 0 | 0 | 0 | 0 | 0 | 0 | 0.3067 | 0.2851 | 0.2013 | 0.2352 | 0.2772 | 0.2611 | 0.4865 | 0.4222 | 0.1521 | 0.4886 | 0.4222 | 0.3453 | 0.3205 | 0.3883 | 0.5024 | 0.4605 | 0.3652 | 0.3853
|  | 273:00 | 0 | 0.0304 | 0 | 0 | 0 | 0 | 0.3219 | 0.3453 | 0.2222 | 0.3401 | 0.4481 | 0.3445 | 0.3993 | 0.5016 | 0.1206 | 0.5921 | 0.2505 | 0.3487 | 0.517 | 0.3039 | 0.4459 | 0.3499 | 0.339 | 0.3748
|  | 273:30 | 0.0183 | 0.015 | 0 | 0 | 0 | 0.0067 | 0.3752 | 0.4332 | 0.1891 | 0.4127 | 0.6281 | 0.4077 | 0.4259 | 0.4918 | 0.1434 | 0.5635 | 0.4918 | 0.3479 | 0.3352 | 0.3814 | 0.3535 | 0.4013 | 0.3709 | 0.3686
|  | 274:00 | 0.0415 | 0.1552 | 0 | 0.0158 | 0.034 | 0.0278 | 0.3936 | 0.454 | 0.2604 | 0.4376 | 0.6124 | 0.4421 | 0.4404 | 0.3839 | 0.2785 | 0.4331 | 0.5391 | 0.399 | 0.409 | 0.459 | 0.3601 | 0.3098 | 0.2379 | 0.4347
|  | 274:30 | 0.0539 | 0.1665 | 0 | 0.0411 | 0.0835 | 0.069 | 0.4549 | 0.4581 | 0.3586 | 0.4777 | 0.5792 | 0.4657 | 0.4088 | 0.3514 | 0.1164 | 0.3851 | 0.3514 | 0.2802 | 0.384 | 0.3681 | 0.3077 | 0.4006 | 0.2964 | 0.3284
|  | 275:00 | 0.097 | 0.1521 | 0 | 0.0436 | 0.1698 | 0.1263 | 0.5119 | 0.4462 | 0.4013 | 0.4653 | 0.6005 | 0.4881 | 0.4122 | 0.2606 | 0.1065 | 0.3283 | 0.4334 | 0.1457 | 0.4526 | 0.4652 | 0.2713 | 0.6169 | 0.3413 | 0.307
|  | 275:30 | 0.1171 | 0.2758 | 0 | 0.0947 | 0.2596 | 0.1494 | 0.4894 | 0.4967 | 0.4155 | 0.5139 | 0.6039 | 0.5039 | 0.3173 | 0.2512 | 0.0945 | 0.3002 | 0.2512 | 0.2168 | 0.3564 | 0.3482 | 0.3386 | 0.4946 | 0.3062 | 0.3334
|  | 276:00 | 0.1205 | 0.2794 | 0 | 0.1202 | 0.2334 | 0.1645 | 0.5193 | 0.4908 | 0.4035 | 0.4691 | 0.6329 | 0.5185 | 0.2397 | 0.2608 | 0.2136 | 0.4548 | 0.2758 | 0.079 | 0.2803 | 0.4436 | 0.1926 | 0.535 | 0.1406 | 0.231
|  | 276:30 | 0.1375 | 0.2614 | 0 | 0.1348 | 0.1239 | 0.1315 | 0.5035 | 0.5023 | 0.4164 | 0.4934 | 0.5964 | 0.5024 | 0.2204 | 0.2275 | 0.0653 | 0.2507 | 0.2275 | 0.1652 | 0.3314 | 0.3913 | 0.2679 | 0.3809 | 0.3634 | 0.356
|  | 277:00 | 0.164 | 0.2474 | 0 | 0.1705 | 0.2118 | 0.146 | 0.5173 | 0.4663 | 0.4178 | 0.5278 | 0.6251 | 0.5078 | 0.2425 | 0.2975 | 0.1146 | 0.2829 | 0.3739 | 0.107 | 0.3769 | 0.5475 | 0.2117 | 0.3223 | 0.4749 | 0.3947
|  | 277:30 | 0.1807 | 0.2808 | 0 | 0.1698 | 0.2947 | 0.1852 | 0.5438 | 0.4446 | 0.3934 | 0.4909 | 0.6306 | 0.5007 | 0.223 | 0.2988 | 0.0762 | 0.3063 | 0.2988 | 0.1898 | 0.4199 | 0.465 | 0.2974 | 0.318 | 0.4751 | 0.4393
|  | 278:00 | 0.1972 | 0.3188 | 0 | 0.1582 | 0.3228 | 0.1944 | 0.4843 | 0.463 | 0.3555 | 0.5037 | 0.6415 | 0.504 | 0.1757 | 0.2358 | 0 | 0.3094 | 0.3712 | 0.2286 | 0.4646 | 0.5009 | 0.3464 | 0.2211 | 0.3782 | 0.4855
|  | 278:30 | 0.2418 | 0.35 | 0.0196 | 0.1582 | 0.3508 | 0.2241 | 0.4848 | 0.5152 | 0.3527 | 0.4882 | 0.6868 | 0.5055 | 0.2479 | 0.3545 | 0.0783 | 0.3257 | 0.3545 | 0.2081 | 0.4124 | 0.5514 | 0.4275 | 0.3796 | 0.4937 | 0.4849
|  | 279:00 | 0.2321 | 0.3211 | 0.0343 | 0.1692 | 0.3293 | 0.2061 | 0.5391 | 0.5212 | 0.3088 | 0.4886 | 0.679 | 0.5087 | 0.3044 | 0.3705 | 0 | 0.3647 | 0.1602 | 0.1055 | 0.275 | 0.4925 | 0.4972 | 0.7196 | 0.6268 | 0.6357
|  | 279:30 | 0.2 | 0.2984 | 0.0291 | 0.1806 | 0.283 | 0.1982 | 0.4386 | 0.4814 | 0.2267 | 0.4703 | 0.6508 | 0.4536 | 0.2655 | 0.3086 | 0.0799 | 0.3063 | 0.3086 | 0.2044 | 0.3687 | 0.6273 | 0.5371 | 0.4008 | 0.5856 | 0.5567
|  | 280:00 | 0.0885 | 0.1905 | 0.0134 | 0.0606 | 0.1372 | 0.105 | 0.3427 | 0.3287 | 0.1984 | 0.4176 | 0.52 | 0.3664 | 0.2104 | 0.3208 | 0.0439 | 0.2861 | 0.3248 | 0.194 | 0.4432 | 0.6595 | 0.4334 | 0.3802 | 0.6723 | 0.4935
|  | 280:30 | 0.0079 | 0.0463 | 0 | 0 | 0 | 0.0109 | 0.2675 | 0.2315 | 0.1308 | 0.2817 | 0.4387 | 0.27 | 0.2866 | 0.2763 | 0.0858 | 0.3177 | 0.2763 | 0.2112 | 0.4285 | 0.6385 | 0.5691 | 0.4475 | 0.6157 | 0.5869
|  | 281:00 | 0.0167 | 0.0004 | 0.0141 | 0 | 0 | 0 | 0.1342 | 0.1555 | 0.0573 | 0.1741 | 0.2684 | 0.1645 | 0.3391 | 0.3187 | 0.1764 | 0.0601 | 0.198 | 0.2474 | 0.4452 | 0.6498 | 0.5914 | 0.4306 | 0.4405 | 0.4048
|  | 281:30 | 0 | 0 | 0 | 0 | 0 | 0 | 0.0131 | 0.0326 | 0.0018 | 0.0284 | 0.0773 | 0.0306 | 0.283 | 0.257 | 0.083 | 0.2928 | 0.257 | 0.2018 | 0.4886 | 0.683 | 0.5039 | 0.4649 | 0.6279 | 0.6032
|  | 282:00 | 0 | 0 | 0 | 0 | 0 | 0 | 0 | 0.0202 | 0 | 0.0042 | 0.0304 | 0.0377 | 0.2702 | 0.1673 | 0 | 0.3221 | 0.3467 | 0.3455 | 0.5565 | 0.6978 | 0.5583 | 0.4498 | 0.7602 | 0.7027
|  | 282:30 | 0 | 0 | 0 | 0 | 0 | 0 | 0 | 0 | 0 | 0 | 0 | 0 | 0.2988 | 0.2298 | 0.0701 | 0.2516 | 0.2298 | 0.1896 | 0.6062 | 0.7746 | 0.4768 | 0.5106 | 0.7322 | 0.6885
|  | 283:00 | 0 | 0 | 0 | 0 | 0 | 0 | 0 | 0 | 0 | 0 | 0 | 0 | 0.3831 | 0.1491 | 0 | 0.2541 | 0.1964 | 0.2454 | 0.4349 | 0.6028 | 0.4751 | 0.5339 | 0.5919 | 0.6762
|  | 283:30 | 0 | 0 | 0 | 0 | 0 | 0 | 0 | 0 | 0 | 0 | 0 | 0 | 0.3224 | 0.3149 | 0.0953 | 0.3431 | 0.3149 | 0.2347 | 0.5682 | 0.731 | 0.4241 | 0.5133 | 0.6216 | 0.6129
|  | 284:00 | 0 | 0 | 0 | 0 | 0 | 0 | 0 | 0 | 0 | 0 | 0 | 0 | 0.3316 | 0.4366 | 0.1919 | 0.407 | 0.435 | 0.2124 | 0.6056 | 0.8742 | 0.2877 | 0.5687 | 0.5779 | 0.779
|  | 284:30 | 0 | 0 | 0 | 0 | 0 | 0 | 0 | 0 | 0 | 0 | 0 | 0 | 0.3692 | 0.4831 | 0.1236 | 0.4815 | 0.4831 | 0.3067 | 0.5342 | 0.6523 | 0.3737 | 0.5612 | 0.4975 | 0.5253
|  | 285:00 | 0 | 0 | 0 | 0 | 0 | 0 | 0 | 0 | 0 | 0 | 0 | 0 | 0.2824 | 0.4789 | 0.0253 | 0.4608 | 0.3904 | 0.3271 | 0.4888 | 0.587 | 0.2895 | 0.6659 | 0.5113 | 0.5223
|  | 285:30 | 0 | 0 | 0 | 0 | 0 | 0 | 0 | 0 | 0 | 0 | 0 | 0 | 0.4286 | 0.4939 | 0.1116 | 0.4656 | 0.4939 | 0.3167 | 0.6524 | 0.6443 | 0.3108 | 0.474 | 0.5407 | 0.5475
|  | 286:00 | 0 | 0 | 0 | 0 | 0 | 0 | 0 | 0 | 0 | 0 | 0 | 0 | 0.5081 | 0.5686 | 0.0539 | 0.5388 | 0.4255 | 0.3729 | 0.6162 | 0.7852 | 0.1997 | 0.4194 | 0.6118 | 0.5919
|  | 286:30 | 0 | 0 | 0 | 0 | 0 | 0 | 0 | 0 | 0 | 0 | 0 | 0 | 0.4504 | 0.463 | 0.1035 | 0.3904 | 0.463 | 0.301 | 0.5929 | 0.7208 | 0.2377 | 0.4024 | 0.4685 | 0.5102
|  | 287:00 | 0 | 0 | 0 | 0 | 0 | 0 | 0 | 0 | 0 | 0 | 0 | 0 | 0.3251 | 0.2364 | 0.0639 | 0.3417 | 0.4999 | 0.2729 | 0.5948 | 0.596 | 0.0771 | 0.2289 | 0.4243 | 0.4091
|  | 287:30 | 0 | 0 | 0 | 0 | 0 | 0 | 0 | 0 | 0 | 0 | 0 | 0 | 0.4102 | 0.4017 | 0.1166 | 0.3392 | 0.4017 | 0.2775 | 0.4699 | 0.654 | 0.1394 | 0.2952 | 0.3673 | 0.4144
|  | 288:00 | 0 | 0 | 0 | 0 | 0 | 0 | 0 | 0 | 0 | 0 | 0 | 0 | 0.4086 | 0.5036 | 0.1981 | 0.4509 | 0.5595 | 0.3539 | 0.2968 | 0.5368 | 0.3167 | 0.4487 | 0.3758 | 0.3434

## CapFactor_quarter
ERCOT total
|  |  | SolarCSP | [5 empty] | Solar PVSAT | [5 empty] | new_wind | [5 empty] | new_wind | [6 empty] | SOLAR CSP |  |  |  |  | SOLAR PVSAT |  |  |  |  | wind |  |  |  |  | wind_new
Month | Season | Hour | Northeast | West | Coastal | South | Panhandle | ERCOT total | Northeast | West | Coastal | South | Panhandle | ERCOT total | Northeast | West | Coastal | South | Panhandle | ERCOT total | Northeast | West | Coastal | South | Panhandle | ERCOT total |  | Spring | Summer | Fall | Winter |  | Spring | Summer | Fall | Winter |  | Spring | Summer | Fall | Winter |  | Spring | Summer | Fall | Winter
Jan | winter | 0:15 | 0 | 0 | 0 | 0 | 0 | 0 | 0 | 0 | 0 | 0 | 0 | 0 | 0.3568 | 0.5495 | 0.1516 | 0.468 | 0.5495 | 0.3196 | 0.2986 | 0.444 | 0.5613 | 0.4138 | 0.3381 | 0.3864 | 0:15 | 0 | 0 | 0 | 0 | 0:15 | 0 | 0 | 0 | 0 | 0:15 | 0.456 | 0.3183 | 0.4011 | 0.3196 | 0:15 | 0.6593 | 0.5212 | 0.4044 | 0.3864
|  | 0:30 | 0 | 0 | 0 | 0 | 0 | 0 | 0 | 0 | 0 | 0 | 0 | 0 | 0.3508 | 0.6419 | 0.1086 | 0.5014 | 0.5079 | 0.3353 | 0.4344 | 0.3295 | 0.447 | 0.4043 | 0.3765 | 0.4606 | 0:30 | 0 | 0 | 0 | 0 | 0:30 | 0 | 0 | 0 | 0 | 0:30 | 0.4514 | 0.4044 | 0.3975 | 0.3353 | 0:30 | 0.6655 | 0.614 | 0.3762 | 0.4606
|  | 0:45 | 0 | 0 | 0 | 0 | 0 | 0 | 0 | 0 | 0 | 0 | 0 | 0 | 0.3101 | 0.632 | 0.1205 | 0.5098 | 0.3296 | 0.3282 | 0.4246 | 0.3794 | 0.5271 | 0.4034 | 0.4144 | 0.3758 | 0:45 | 0 | 0 | 0 | 0 | 0:45 | 0 | 0 | 0 | 0 | 0:45 | 0.3468 | 0.3546 | 0.2651 | 0.3282 | 0:45 | 0.6408 | 0.7656 | 0.4988 | 0.3758
|  | 1:00 | 0 | 0 | 0 | 0 | 0 | 0 | 0 | 0 | 0 | 0 | 0 | 0 | 0.3484 | 0.598 | 0.0881 | 0.6422 | 0.4553 | 0.3569 | 0.2666 | 0.4671 | 0.4831 | 0.3343 | 0.373 | 0.2632 | 1:00 | 0 | 0 | 0 | 0 | 1:00 | 0 | 0 | 0 | 0 | 1:00 | 0.4429 | 0.2941 | 0.3632 | 0.3569 | 1:00 | 0.6096 | 0.6776 | 0.4832 | 0.2632
|  | 1:15 | 0 | 0 | 0 | 0 | 0 | 0 | 0 | 0 | 0 | 0 | 0 | 0 | 0.3479 | 0.4695 | 0.1469 | 0.3893 | 0.4695 | 0.29 | 0.327 | 0.4754 | 0.4899 | 0.3877 | 0.4128 | 0.4249 | 1:15 | 0 | 0 | 0 | 0 | 1:15 | 0 | 0 | 0 | 0 | 1:15 | 0.4475 | 0.2584 | 0.3881 | 0.29 | 1:15 | 0.6402 | 0.464 | 0.3664 | 0.4249
|  | 1:30 | 0 | 0 | 0 | 0 | 0 | 0 | 0 | 0 | 0 | 0 | 0 | 0 | 0.3306 | 0.3022 | 0.2227 | 0.3461 | 0.2732 | 0.3825 | 0.3071 | 0.5061 | 0.5 | 0.2375 | 0.5103 | 0.3947 | 1:30 | 0 | 0 | 0 | 0 | 1:30 | 0 | 0 | 0 | 0 | 1:30 | 0.4049 | 0.2128 | 0.4093 | 0.3825 | 1:30 | 0.5627 | 0.4729 | 0.3222 | 0.3947
|  | 1:45 | 0 | 0 | 0 | 0 | 0 | 0 | 0 | 0 | 0 | 0 | 0 | 0 | 0.2336 | 0.2368 | 0.1936 | 0.2533 | 0.37 | 0.3619 | 0.4192 | 0.4204 | 0.5878 | 0.2091 | 0.4794 | 0.3534 | 1:45 | 0 | 0 | 0 | 0 | 1:45 | 0 | 0 | 0 | 0 | 1:45 | 0.3872 | 0.1461 | 0.3819 | 0.3619 | 1:45 | 0.5104 | 0.5072 | 0.4973 | 0.3534
|  | 2:00 | 0 | 0 | 0 | 0 | 0 | 0 | 0 | 0 | 0 | 0 | 0 | 0 | 0.268 | 0.2401 | 0.1731 | 0.2461 | 0.3074 | 0.3593 | 0.4396 | 0.4393 | 0.4831 | 0.287 | 0.4288 | 0.376 | 2:00 | 0 | 0 | 0 | 0 | 2:00 | 0 | 0 | 0 | 0 | 2:00 | 0.4283 | 0.2818 | 0.2505 | 0.3593 | 2:00 | 0.634 | 0.5338 | 0.3848 | 0.376
|  | 2:15 | 0 | 0 | 0 | 0 | 0 | 0 | 0 | 0 | 0 | 0 | 0 | 0 | 0.2804 | 0.3726 | 0.1093 | 0.3164 | 0.3726 | 0.23 | 0.37 | 0.4737 | 0.4768 | 0.3958 | 0.4304 | 0.4371 | 2:15 | 0 | 0 | 0 | 0 | 2:15 | 0 | 0 | 0 | 0 | 2:15 | 0.4666 | 0.2446 | 0.3531 | 0.23 | 2:15 | 0.6353 | 0.4585 | 0.3587 | 0.4371
|  | 2:30 | 0 | 0 | 0 | 0 | 0 | 0 | 0 | 0 | 0 | 0 | 0 | 0 | 0.2586 | 0.3711 | 0.0423 | 0.3772 | 0.4264 | 0.2244 | 0.2746 | 0.3363 | 0.4965 | 0.2974 | 0.3795 | 0.4612 | 2:30 | 0 | 0 | 0 | 0 | 2:30 | 0 | 0 | 0 | 0 | 2:30 | 0.4787 | 0.1939 | 0.5411 | 0.2244 | 2:30 | 0.6097 | 0.4034 | 0.3716 | 0.4612
|  | 2:45 | 0 | 0 | 0 | 0 | 0 | 0 | 0 | 0 | 0 | 0 | 0 | 0 | 0.3055 | 0.3157 | 0 | 0.3572 | 0.3217 | 0.3165 | 0.2711 | 0.341 | 0.5323 | 0.2668 | 0.3482 | 0.4349 | 2:45 | 0 | 0 | 0 | 0 | 2:45 | 0 | 0 | 0 | 0 | 2:45 | 0.4873 | 0.1689 | 0.5895 | 0.3165 | 2:45 | 0.4253 | 0.3225 | 0.2896 | 0.4349
|  | 3:00 | 0 | 0 | 0 | 0 | 0 | 0 | 0 | 0 | 0 | 0 | 0 | 0 | 0.1719 | 0.4982 | 0.1264 | 0.2417 | 0.2979 | 0.2082 | 0.3243 | 0.3991 | 0.524 | 0.2145 | 0.3616 | 0.427 | 3:00 | 0 | 0 | 0 | 0 | 3:00 | 0 | 0 | 0 | 0 | 3:00 | 0.3229 | 0.2142 | 0.5386 | 0.2082 | 3:00 | 0.6426 | 0.3489 | 0.2991 | 0.427
|  | 3:15 | 0 | 0 | 0 | 0 | 0 | 0 | 0 | 0 | 0 | 0 | 0 | 0 | 0.2342 | 0.3478 | 0.0975 | 0.3163 | 0.3478 | 0.2092 | 0.3676 | 0.4877 | 0.4445 | 0.3451 | 0.4158 | 0.4267 | 3:15 | 0 | 0 | 0 | 0 | 3:15 | 0 | 0 | 0 | 0 | 3:15 | 0.4386 | 0.2694 | 0.3502 | 0.2092 | 3:15 | 0.6181 | 0.4249 | 0.3711 | 0.4267
|  | 3:30 | 0 | 0 | 0 | 0 | 0 | 0 | 0 | 0 | 0 | 0 | 0 | 0 | 0.1482 | 0.3519 | 0.2143 | 0.2552 | 0.4435 | 0.2875 | 0.2753 | 0.5451 | 0.5884 | 0.3747 | 0.4238 | 0.536 | 3:30 | 0 | 0 | 0 | 0 | 3:30 | 0 | 0 | 0 | 0 | 3:30 | 0.5508 | 0.2164 | 0.3665 | 0.2875 | 3:30 | 0.4977 | 0.3492 | 0.372 | 0.536
|  | 3:45 | 0 | 0 | 0 | 0 | 0 | 0 | 0 | 0 | 0 | 0 | 0 | 0 | 0.1605 | 0.422 | 0.2649 | 0.307 | 0.5228 | 0.2579 | 0.4587 | 0.5374 | 0.5525 | 0.3238 | 0.4699 | 0.6482 | 3:45 | 0 | 0 | 0 | 0 | 3:45 | 0 | 0 | 0 | 0 | 3:45 | 0.452 | 0.3237 | 0.2527 | 0.2579 | 3:45 | 0.5606 | 0.4717 | 0.3791 | 0.6482
|  | 4:00 | 0 | 0 | 0 | 0 | 0 | 0 | 0 | 0 | 0 | 0 | 0 | 0 | 0.1633 | 0.4138 | 0.1401 | 0.2753 | 0.3235 | 0.3732 | 0.4896 | 0.4631 | 0.5101 | 0.4231 | 0.487 | 0.5766 | 4:00 | 0 | 0 | 0 | 0 | 4:00 | 0 | 0 | 0 | 0 | 4:00 | 0.4425 | 0.2333 | 0.3876 | 0.3732 | 4:00 | 0.4247 | 0.5048 | 0.4291 | 0.5766
|  | 4:15 | 0 | 0 | 0 | 0 | 0 | 0 | 0 | 0 | 0 | 0 | 0 | 0 | 0.2181 | 0.4143 | 0.1077 | 0.3794 | 0.4143 | 0.2292 | 0.4697 | 0.5277 | 0.4166 | 0.319 | 0.4361 | 0.4531 | 4:15 | 0 | 0 | 0 | 0 | 4:15 | 0 | 0 | 0 | 0 | 4:15 | 0.3995 | 0.2559 | 0.3263 | 0.2292 | 4:15 | 0.6218 | 0.4142 | 0.374 | 0.4531
|  | 4:30 | 0 | 0 | 0 | 0 | 0 | 0 | 0 | 0 | 0 | 0 | 0 | 0 | 0.3241 | 0.2995 | 0.0265 | 0.305 | 0.3265 | 0.0979 | 0.4771 | 0.5276 | 0.4545 | 0.322 | 0.3908 | 0.3608 | 4:30 | 0 | 0 | 0 | 0 | 4:30 | 0 | 0 | 0 | 0 | 4:30 | 0.3511 | 0.2916 | 0.4384 | 0.0979 | 4:30 | 0.6176 | 0.3751 | 0.3898 | 0.3608
|  | 4:45 | 0 | 0 | 0 | 0 | 0 | 0 | 0 | 0 | 0 | 0 | 0 | 0 | 0.3461 | 0.2914 | 0.0317 | 0.4034 | 0.5526 | 0.1877 | 0.4447 | 0.5023 | 0.3999 | 0.2315 | 0.4183 | 0.4053 | 4:45 | 0 | 0 | 0 | 0 | 4:45 | 0 | 0 | 0 | 0 | 4:45 | 0.3642 | 0.2312 | 0.3776 | 0.1877 | 4:45 | 0.7118 | 0.4169 | 0.4234 | 0.4053
|  | 5:00 | 0 | 0 | 0 | 0 | 0 | 0 | 0 | 0 | 0 | 0 | 0 | 0 | 0.3268 | 0.3897 | 0.0878 | 0.4726 | 0.4479 | 0.2721 | 0.6092 | 0.5136 | 0.3409 | 0.2101 | 0.3986 | 0.4683 | 5:00 | 0 | 0 | 0 | 0 | 5:00 | 0 | 0 | 0 | 0 | 5:00 | 0.3527 | 0.2736 | 0.3622 | 0.2721 | 5:00 | 0.7656 | 0.3789 | 0.4792 | 0.4683
|  | 5:15 | 0 | 0 | 0 | 0 | 0 | 0 | 0 | 0 | 0 | 0 | 0 | 0 | 0.2129 | 0.3977 | 0.0985 | 0.3798 | 0.3977 | 0.2221 | 0.5254 | 0.4825 | 0.4084 | 0.2792 | 0.4479 | 0.4525 | 5:15 | 0 | 0 | 0 | 0 | 5:15 | 0.0007 | 0.0066 | 0 | 0 | 5:15 | 0.3679 | 0.2693 | 0.2879 | 0.2221 | 5:15 | 0.6604 | 0.3747 | 0.3691 | 0.4525
|  | 5:30 | 0 | 0 | 0 | 0 | 0 | 0 | 0 | 0 | 0 | 0 | 0 | 0 | 0.1955 | 0.3534 | 0.1116 | 0.3236 | 0.5377 | 0.1884 | 0.5532 | 0.4609 | 0.2842 | 0.2406 | 0.484 | 0.4851 | 5:30 | 0 | 0 | 0 | 0 | 5:30 | 0.0439 | 0.0423 | 0 | 0 | 5:30 | 0.3873 | 0.1727 | 0.3443 | 0.1884 | 5:30 | 0.6741 | 0.4303 | 0.3953 | 0.4851
|  | 5:45 | 0 | 0 | 0 | 0 | 0 | 0 | 0 | 0 | 0 | 0 | 0 | 0 | 0.2715 | 0.4462 | 0.0249 | 0.4556 | 0.5378 | 0.2554 | 0.4984 | 0.5924 | 0.3002 | 0.349 | 0.4983 | 0.3216 | 5:45 | 0 | 0 | 0 | 0 | 5:45 | 0.0659 | 0.1002 | 0 | 0 | 5:45 | 0.4168 | 0.3373 | 0.4349 | 0.2554 | 5:45 | 0.6389 | 0.4185 | 0.3868 | 0.3216
|  | 6:00 | 0 | 0 | 0 | 0 | 0 | 0 | 0 | 0 | 0 | 0 | 0 | 0 | 0.1549 | 0.4759 | 0.0319 | 0.5132 | 0.4051 | 0.2564 | 0.5137 | 0.6229 | 0.2057 | 0.3224 | 0.4254 | 0.3318 | 6:00 | 0 | 0 | 0 | 0 | 6:00 | 0.0933 | 0.1368 | 0 | 0 | 6:00 | 0.3151 | 0.2442 | 0.3723 | 0.2564 | 6:00 | 0.5832 | 0.4381 | 0.399 | 0.3318
|  | 6:15 | 0 | 0 | 0 | 0 | 0 | 0 | 0 | 0 | 0 | 0 | 0 | 0 | 0.2412 | 0.4065 | 0.0928 | 0.4028 | 0.4065 | 0.2335 | 0.547 | 0.4158 | 0.3878 | 0.2571 | 0.3644 | 0.3946 | 6:15 | 0 | 0 | 0 | 0 | 6:15 | 0.0958 | 0.1847 | 0.0053 | 0 | 6:15 | 0.3345 | 0.2529 | 0.2757 | 0.2335 | 6:15 | 0.6425 | 0.3314 | 0.3716 | 0.3946
|  | 6:30 | 0 | 0 | 0 | 0 | 0 | 0 | 0 | 0.0101 | 0 | 0 | 0 | 0.0066 | 0.2259 | 0.5471 | 0.2301 | 0.4711 | 0.4116 | 0.0933 | 0.6375 | 0.4013 | 0.4352 | 0.3723 | 0.4275 | 0.3642 | 6:30 | 0 | 0 | 0 | 0 | 6:30 | 0.1603 | 0.2859 | 0.0511 | 0.0066 | 6:30 | 0.3551 | 0.2894 | 0.3325 | 0.0933 | 6:30 | 0.5347 | 0.3327 | 0.4579 | 0.3642
|  | 6:45 | 0 | 0 | 0 | 0 | 0 | 0 | 0 | 0.0456 | 0.0147 | 0.0174 | 0 | 0.045 | 0.314 | 0.555 | 0.1108 | 0.5684 | 0.3297 | 0.2201 | 0.5353 | 0.4371 | 0.3961 | 0.2084 | 0.4195 | 0.2873 | 6:45 | 0 | 0.0084 | 0 | 0 | 6:45 | 0.2533 | 0.3766 | 0.0893 | 0.045 | 6:45 | 0.3427 | 0.3663 | 0.2583 | 0.2201 | 6:45 | 0.7006 | 0.376 | 0.341 | 0.2873
|  | 7:00 | 0 | 0 | 0 | 0 | 0 | 0 | 0 | 0.0308 | 0.0273 | 0.0061 | 0 | 0.0362 | 0.2971 | 0.4752 | 0.0148 | 0.5642 | 0.3487 | 0.2236 | 0.4022 | 0.4761 | 0.3554 | 0.2915 | 0.3861 | 0.2346 | 7:00 | 0 | 0.008 | 0 | 0 | 7:00 | 0.3149 | 0.4656 | 0.1688 | 0.0362 | 7:00 | 0.3603 | 0.2675 | 0.2008 | 0.2236 | 7:00 | 0.6001 | 0.3113 | 0.2621 | 0.2346
|  | 7:15 | 0 | 0 | 0 | 0 | 0 | 0 | 0.0045 | 0.0219 | 0.0251 | 0.0131 | 0 | 0.0129 | 0.2647 | 0.4105 | 0.0979 | 0.4313 | 0.4105 | 0.2483 | 0.5022 | 0.409 | 0.435 | 0.2519 | 0.3418 | 0.3818 | 7:15 | 0 | 0.0256 | 0 | 0 | 7:15 | 0.3954 | 0.5577 | 0.2447 | 0.0129 | 7:15 | 0.2531 | 0.1969 | 0.2739 | 0.2483 | 7:15 | 0.5487 | 0.263 | 0.3395 | 0.3818
|  | 7:30 | 0 | 0 | 0 | 0 | 0 | 0 | 0.0876 | 0.1086 | 0.0677 | 0.0518 | 0.0867 | 0.0652 | 0.3051 | 0.4264 | 0.1879 | 0.4459 | 0.2517 | 0.1394 | 0.6811 | 0.5572 | 0.3701 | 0.3518 | 0.3521 | 0.2342 | 7:30 | 0.0282 | 0.0949 | 0.0248 | 0 | 7:30 | 0.4548 | 0.6009 | 0.3028 | 0.0652 | 7:30 | 0.2323 | 0.1065 | 0.2786 | 0.1394 | 7:30 | 0.733 | 0.3151 | 0.4676 | 0.2342
|  | 7:45 | 0 | 0 | 0 | 0 | 0 | 0 | 0.1693 | 0.1817 | 0.1293 | 0.1011 | 0.1418 | 0.1446 | 0.2981 | 0.3345 | 0.1294 | 0.46 | 0.3868 | 0.0309 | 0.6687 | 0.55 | 0.4448 | 0.4042 | 0.3859 | 0.2969 | 7:45 | 0.0594 | 0.1579 | 0.0263 | 0 | 7:45 | 0.4985 | 0.6729 | 0.3889 | 0.1446 | 7:45 | 0.2693 | 0.1071 | 0.2716 | 0.0309 | 7:45 | 0.5598 | 0.1683 | 0.4853 | 0.2969
|  | 8:00 | 0 | 0 | 0 | 0 | 0 | 0 | 0.2065 | 0.2516 | 0.1893 | 0.1605 | 0.2396 | 0.1985 | 0.3074 | 0.3457 | 0.04 | 0.5838 | 0.5023 | 0.1189 | 0.4825 | 0.4712 | 0.4302 | 0.332 | 0.3145 | 0.2906 | 8:00 | 0.0885 | 0.2161 | 0.0455 | 0 | 8:00 | 0.5521 | 0.7351 | 0.4694 | 0.1985 | 8:00 | 0.2086 | 0.0386 | 0.2976 | 0.1189 | 8:00 | 0.5673 | 0.1257 | 0.3464 | 0.2906
|  | 8:15 | 0 | 0 | 0 | 0 | 0 | 0 | 0.2699 | 0.3216 | 0.241 | 0.196 | 0.2884 | 0.2634 | 0.3084 | 0.4286 | 0.1059 | 0.46 | 0.4286 | 0.2717 | 0.4811 | 0.4342 | 0.4567 | 0.2836 | 0.3414 | 0.3888 | 8:15 | 0.1063 | 0.2605 | 0.0124 | 0 | 8:15 | 0.5971 | 0.7871 | 0.5463 | 0.2634 | 8:15 | 0.1942 | 0.1483 | 0.2734 | 0.2717 | 8:15 | 0.4574 | 0.2138 | 0.3193 | 0.3888
|  | 8:30 | 0 | 0 | 0 | 0 | 0 | 0 | 0.3527 | 0.3585 | 0.2981 | 0.2405 | 0.3511 | 0.3382 | 0.2185 | 0.4157 | 0.1603 | 0.4563 | 0.4152 | 0.2222 | 0.5607 | 0.4733 | 0.2916 | 0.4647 | 0.3143 | 0.334 | 8:30 | 0.1489 | 0.344 | 0.1136 | 0 | 8:30 | 0.6545 | 0.8125 | 0.5912 | 0.3382 | 8:30 | 0.1996 | 0.216 | 0.0928 | 0.2222 | 8:30 | 0.4782 | 0.2414 | 0.3457 | 0.334
|  | 8:45 | 0 | 0 | 0 | 0 | 0 | 0 | 0.4243 | 0.4287 | 0.3443 | 0.2994 | 0.4603 | 0.4031 | 0.1844 | 0.3614 | 0.0744 | 0.4926 | 0.3182 | 0.2724 | 0.5337 | 0.4678 | 0.3976 | 0.3114 | 0.4548 | 0.354 | 8:45 | 0.1782 | 0.45 | 0.1934 | 0 | 8:45 | 0.6787 | 0.8193 | 0.6187 | 0.4031 | 8:45 | 0.1854 | 0.1445 | 0.1525 | 0.2724 | 8:45 | 0.4703 | 0.2104 | 0.3355 | 0.354
|  | 9:00 | 0 | 0 | 0 | 0 | 0 | 0.0043 | 0.484 | 0.496 | 0.3499 | 0.3409 | 0.5438 | 0.4815 | 0.2364 | 0.3205 | 0.1414 | 0.3881 | 0.2822 | 0.1575 | 0.5632 | 0.5282 | 0.3378 | 0.2555 | 0.4369 | 0.3045 | 9:00 | 0.2343 | 0.5485 | 0.2707 | 0.0043 | 9:00 | 0.705 | 0.8593 | 0.6275 | 0.4815 | 9:00 | 0.0813 | 0.1086 | 0.1703 | 0.1575 | 9:00 | 0.3748 | 0.1107 | 0.3287 | 0.3045
|  | 9:15 | 0 | 0.0509 | 0 | 0 | 0 | 0.0102 | 0.5401 | 0.5986 | 0.4245 | 0.4177 | 0.6374 | 0.5236 | 0.2509 | 0.3759 | 0.0788 | 0.3964 | 0.3759 | 0.2258 | 0.4426 | 0.4063 | 0.2755 | 0.1751 | 0.4119 | 0.388 | 9:15 | 0.2426 | 0.6474 | 0.3743 | 0.0102 | 9:15 | 0.7258 | 0.8678 | 0.6572 | 0.5236 | 9:15 | 0.1881 | 0.1279 | 0.208 | 0.2258 | 9:15 | 0.3256 | 0.1674 | 0.2213 | 0.388
|  | 9:30 | 0.0212 | 0.0796 | 0.0085 | 0.0283 | 0.0684 | 0.0356 | 0.5834 | 0.6556 | 0.4468 | 0.4458 | 0.6478 | 0.5447 | 0.2168 | 0.2831 | 0.1694 | 0.3764 | 0.3737 | 0.2294 | 0.3675 | 0.3674 | 0.1755 | 0.0988 | 0.4588 | 0.1771 | 9:30 | 0.2559 | 0.6469 | 0.4329 | 0.0356 | 9:30 | 0.7164 | 0.8805 | 0.6554 | 0.5447 | 9:30 | 0.089 | 0.0376 | 0.1841 | 0.2294 | 9:30 | 0.3992 | 0.1515 | 0.1372 | 0.1771
|  | 9:45 | 0.0625 | 0.1001 | 0.0368 | 0.0285 | 0.117 | 0.0623 | 0.6338 | 0.6289 | 0.4855 | 0.473 | 0.6827 | 0.5686 | 0.231 | 0.2039 | 0.0921 | 0.3436 | 0.4889 | 0.1504 | 0.4974 | 0.2946 | 0.1299 | 0.285 | 0.4469 | 0.1769 | 9:45 | 0.29 | 0.667 | 0.4995 | 0.0623 | 9:45 | 0.7403 | 0.861 | 0.6711 | 0.5686 | 9:45 | 0.229 | 0.0556 | 0.1599 | 0.1504 | 9:45 | 0.5002 | 0.1796 | 0.0678 | 0.1769
|  | 10:00 | 0.0946 | 0.1638 | 0.0325 | 0.0239 | 0.1678 | 0.0732 | 0.6433 | 0.6405 | 0.4802 | 0.4952 | 0.7075 | 0.5886 | 0.2473 | 0.363 | 0.127 | 0.3625 | 0.3517 | 0.1569 | 0.4018 | 0.2942 | 0.1545 | 0.2064 | 0.2695 | 0.2853 | 10:00 | 0.325 | 0.7024 | 0.5711 | 0.0732 | 10:00 | 0.7361 | 0.8456 | 0.6796 | 0.5886 | 10:00 | 0.2098 | 0.0555 | 0.1515 | 0.1569 | 10:00 | 0.43 | 0.215 | 0.1114 | 0.2853
|  | 10:15 | 0.1321 | 0.2156 | 0.044 | 0.0372 | 0.2493 | 0.1356 | 0.6567 | 0.6735 | 0.472 | 0.5395 | 0.7435 | 0.617 | 0.2417 | 0.4009 | 0.0773 | 0.3721 | 0.4009 | 0.2207 | 0.3362 | 0.3106 | 0.1529 | 0.0933 | 0.2399 | 0.2503 | 10:15 | 0.3282 | 0.7217 | 0.6241 | 0.1356 | 10:15 | 0.7521 | 0.8733 | 0.6891 | 0.617 | 10:15 | 0.1917 | 0.1143 | 0.1874 | 0.2207 | 10:15 | 0.3857 | 0.1674 | 0.1462 | 0.2503
|  | 10:30 | 0.1477 | 0.2618 | 0.0542 | 0.0651 | 0.2759 | 0.1617 | 0.6673 | 0.6547 | 0.4855 | 0.5191 | 0.7469 | 0.6322 | 0.3292 | 0.4321 | 0.1135 | 0.4337 | 0.4889 | 0.2955 | 0.2659 | 0.3588 | 0.2132 | 0.0801 | 0.1354 | 0.0864 | 10:30 | 0.3474 | 0.7666 | 0.6037 | 0.1617 | 10:30 | 0.7678 | 0.8632 | 0.6633 | 0.6322 | 10:30 | 0.1679 | 0.0754 | 0.2272 | 0.2955 | 10:30 | 0.4088 | 0.1557 | 0.1229 | 0.0864
|  | 10:45 | 0.209 | 0.3114 | 0.0954 | 0.0855 | 0.3927 | 0.1994 | 0.6673 | 0.6245 | 0.4838 | 0.5141 | 0.7896 | 0.6319 | 0.2361 | 0.3599 | 0 | 0.4826 | 0.6448 | 0.3837 | 0.2485 | 0.2244 | 0.1799 | 0.1142 | 0.183 | 0.22 | 10:45 | 0.3575 | 0.7751 | 0.6049 | 0.1994 | 10:45 | 0.7794 | 0.876 | 0.6723 | 0.6319 | 10:45 | 0.1506 | 0 | 0.1111 | 0.3837 | 10:45 | 0.5488 | 0.1022 | 0.217 | 0.22
|  | 11:00 | 0.2404 | 0.3126 | 0.1146 | 0.0927 | 0.4463 | 0.2452 | 0.6898 | 0.6469 | 0.5025 | 0.5054 | 0.783 | 0.6155 | 0.3093 | 0.4209 | 0.0865 | 0.4576 | 0.6644 | 0.2713 | 0.1929 | 0.1024 | 0.1114 | 0.1191 | 0.2633 | 0.2204 | 11:00 | 0.3737 | 0.7813 | 0.5957 | 0.2452 | 11:00 | 0.7763 | 0.8463 | 0.6665 | 0.6155 | 11:00 | 0.2656 | 0.0474 | 0.2037 | 0.2713 | 11:00 | 0.6028 | 0.017 | 0.3437 | 0.2204
|  | 11:15 | 0.3054 | 0.4031 | 0.1489 | 0.0974 | 0.5056 | 0.2921 | 0.6656 | 0.6866 | 0.4938 | 0.4987 | 0.7199 | 0.6129 | 0.3135 | 0.5426 | 0.0906 | 0.4699 | 0.5426 | 0.2825 | 0.2676 | 0.2322 | 0.1413 | 0.0823 | 0.2119 | 0.2089 | 11:15 | 0.4036 | 0.8087 | 0.5921 | 0.2921 | 11:15 | 0.8102 | 0.8498 | 0.655 | 0.6129 | 11:15 | 0.2841 | 0.0962 | 0.2272 | 0.2825 | 11:15 | 0.529 | 0.1374 | 0.2479 | 0.2089
|  | 11:30 | 0.2677 | 0.42 | 0.1344 | 0.1028 | 0.4935 | 0.2863 | 0.6586 | 0.6613 | 0.4815 | 0.5105 | 0.6851 | 0.6538 | 0.2746 | 0.4476 | 0.0455 | 0.3893 | 0.4492 | 0.4308 | 0.348 | 0.2475 | 0.0624 | 0.059 | 0.2815 | 0.2912 | 11:30 | 0.4205 | 0.795 | 0.5693 | 0.2863 | 11:30 | 0.7943 | 0.8372 | 0.674 | 0.6538 | 11:30 | 0.3052 | 0.2586 | 0.1484 | 0.4308 | 11:30 | 0.4738 | 0.2432 | 0.2109 | 0.2912
|  | 11:45 | 0.2875 | 0.4216 | 0.1601 | 0.1038 | 0.4938 | 0.2813 | 0.6474 | 0.7176 | 0.4887 | 0.5117 | 0.6887 | 0.6384 | 0.206 | 0.4589 | 0.0688 | 0.5131 | 0.4407 | 0.478 | 0.3646 | 0.2278 | 0 | 0.0442 | 0.2386 | 0.4357 | 11:45 | 0.4197 | 0.7889 | 0.5628 | 0.2813 | 11:45 | 0.7895 | 0.8642 | 0.677 | 0.6384 | 11:45 | 0.2004 | 0.3116 | 0 | 0.478 | 11:45 | 0.5381 | 0.2223 | 0.2324 | 0.4357
|  | 12:00 | 0.317 | 0.3913 | 0.1568 | 0.1349 | 0.484 | 0.2829 | 0.6301 | 0.6988 | 0.4845 | 0.5279 | 0.6728 | 0.6008 | 0.2495 | 0.4482 | 0.0989 | 0.4335 | 0.5054 | 0.4132 | 0.3367 | 0.1925 | 0.0728 | 0 | 0.2386 | 0.3467 | 12:00 | 0.4667 | 0.7801 | 0.572 | 0.2829 | 12:00 | 0.7748 | 0.8453 | 0.6919 | 0.6008 | 12:00 | 0.3361 | 0.2441 | 0.0469 | 0.4132 | 12:00 | 0.5921 | 0.146 | 0.2406 | 0.3467
|  | 12:15 | 0.3225 | 0.4281 | 0.1528 | 0.1441 | 0.4484 | 0.2992 | 0.6469 | 0.6762 | 0.4806 | 0.5492 | 0.6737 | 0.6053 | 0.3236 | 0.4488 | 0.0923 | 0.4197 | 0.4488 | 0.2649 | 0.2502 | 0.2231 | 0.086 | 0.0813 | 0.2155 | 0.2004 | 12:15 | 0.4861 | 0.7326 | 0.5629 | 0.2992 | 12:15 | 0.8016 | 0.8493 | 0.6973 | 0.6053 | 12:15 | 0.3406 | 0.1161 | 0.1929 | 0.2649 | 12:15 | 0.5802 | 0.1692 | 0.238 | 0.2004
|  | 12:30 | 0.331 | 0.3899 | 0.1639 | 0.155 | 0.4683 | 0.3203 | 0.6463 | 0.7016 | 0.4601 | 0.5297 | 0.6541 | 0.5909 | 0.3827 | 0.5055 | 0.0404 | 0.4018 | 0.3991 | 0.1007 | 0.3224 | 0.1849 | 0.0544 | 0.1391 | 0.0444 | 0.2963 | 12:30 | 0.4828 | 0.7527 | 0.548 | 0.3203 | 12:30 | 0.8064 | 0.8198 | 0.6707 | 0.5909 | 12:30 | 0.411 | 0.088 | 0.1699 | 0.1007 | 12:30 | 0.4969 | 0.2297 | 0.1853 | 0.2963
|  | 12:45 | 0.335 | 0.3779 | 0.1577 | 0.1381 | 0.4433 | 0.3007 | 0.6524 | 0.6599 | 0.4639 | 0.5332 | 0.6653 | 0.6069 | 0.3398 | 0.5137 | 0.0413 | 0.3337 | 0.3614 | 0.184 | 0.2476 | 0.1155 | 0.0979 | 0.0911 | 0 | 0.1766 | 12:45 | 0.4835 | 0.749 | 0.5717 | 0.3007 | 12:45 | 0.7953 | 0.8301 | 0.6727 | 0.6069 | 12:45 | 0.3626 | 0.1414 | 0.0058 | 0.184 | 12:45 | 0.5555 | 0.2469 | 0.2392 | 0.1766
|  | 13:00 | 0.3261 | 0.4343 | 0.1609 | 0.1289 | 0.4358 | 0.2884 | 0.6377 | 0.6255 | 0.4795 | 0.52 | 0.6741 | 0.6073 | 0.4312 | 0.3976 | 0.0953 | 0.3353 | 0.2669 | 0.2089 | 0.299 | 0.2055 | 0.1326 | 0.1479 | 0.1446 | 0.1818 | 13:00 | 0.5069 | 0.7805 | 0.5819 | 0.2884 | 13:00 | 0.7907 | 0.8431 | 0.6745 | 0.6073 | 13:00 | 0.2793 | 0.1579 | 0.0813 | 0.2089 | 13:00 | 0.6234 | 0.2711 | 0.3115 | 0.1818
|  | 13:15 | 0.3302 | 0.4308 | 0.1496 | 0.1222 | 0.4493 | 0.2964 | 0.6532 | 0.6725 | 0.4883 | 0.504 | 0.6743 | 0.5985 | 0.2821 | 0.3345 | 0.0801 | 0.3104 | 0.3345 | 0.213 | 0.3055 | 0.2085 | 0.0752 | 0.0809 | 0.1967 | 0.1926 | 13:15 | 0.5183 | 0.7813 | 0.6172 | 0.2964 | 13:15 | 0.8069 | 0.8466 | 0.6645 | 0.5985 | 13:15 | 0.2997 | 0.1834 | 0.1645 | 0.213 | 13:15 | 0.5397 | 0.186 | 0.2824 | 0.1926
|  | 13:30 | 0.3255 | 0.4452 | 0.1794 | 0.1583 | 0.4779 | 0.3004 | 0.6549 | 0.6055 | 0.5063 | 0.4958 | 0.7011 | 0.5833 | 0.3407 | 0.2566 | 0.062 | 0.3096 | 0.3927 | 0.2853 | 0.3024 | 0.2011 | 0.0938 | 0.1227 | 0.2828 | 0.2278 | 13:30 | 0.5272 | 0.7797 | 0.6126 | 0.3004 | 13:30 | 0.8138 | 0.8494 | 0.6849 | 0.5833 | 13:30 | 0.3232 | 0.2805 | 0.2343 | 0.2853 | 13:30 | 0.5156 | 0.134 | 0.2279 | 0.2278
|  | 13:45 | 0.3318 | 0.4423 | 0.1977 | 0.1746 | 0.4851 | 0.3187 | 0.66 | 0.6089 | 0.5128 | 0.4918 | 0.7017 | 0.6232 | 0.2515 | 0.326 | 0.1226 | 0.3251 | 0.4012 | 0.3143 | 0.3313 | 0.1758 | 0 | 0.1111 | 0.1388 | 0.1544 | 13:45 | 0.554 | 0.7849 | 0.5918 | 0.3187 | 13:45 | 0.8331 | 0.8491 | 0.6917 | 0.6232 | 13:45 | 0.2128 | 0.3704 | 0.2371 | 0.3143 | 13:45 | 0.3538 | 0.1752 | 0.3067 | 0.1544
|  | 14:00 | 0.3365 | 0.4658 | 0.19 | 0.1856 | 0.4847 | 0.3352 | 0.6244 | 0.6712 | 0.5243 | 0.5099 | 0.6889 | 0.637 | 0.2756 | 0.3493 | 0.0865 | 0.3014 | 0.2887 | 0.2878 | 0.3312 | 0.1816 | 0.0338 | 0.1029 | 0.1271 | 0.1044 | 14:00 | 0.5474 | 0.745 | 0.6021 | 0.3352 | 14:00 | 0.8412 | 0.8465 | 0.6917 | 0.637 | 14:00 | 0.2835 | 0.243 | 0.1739 | 0.2878 | 14:00 | 0.3191 | 0.2978 | 0.2429 | 0.1044
|  | 14:15 | 0.3472 | 0.4698 | 0.1874 | 0.1646 | 0.505 | 0.3348 | 0.6542 | 0.6929 | 0.5334 | 0.4874 | 0.7178 | 0.6171 | 0.2794 | 0.3135 | 0.0725 | 0.2824 | 0.3135 | 0.2012 | 0.3231 | 0.19 | 0.0991 | 0.0871 | 0.1995 | 0.1949 | 14:15 | 0.543 | 0.7742 | 0.6497 | 0.3348 | 14:15 | 0.8102 | 0.8518 | 0.6945 | 0.6171 | 14:15 | 0.2589 | 0.1645 | 0.1581 | 0.2012 | 14:15 | 0.4448 | 0.2004 | 0.2468 | 0.1949
|  | 14:30 | 0.3708 | 0.4403 | 0.1952 | 0.1478 | 0.4931 | 0.339 | 0.6573 | 0.6992 | 0.5447 | 0.4466 | 0.7064 | 0.6182 | 0.3307 | 0.3735 | 0.1266 | 0.1623 | 0.3209 | 0.0492 | 0.3985 | 0.1348 | 0.0123 | 0.1374 | 0.1889 | 0.1468 | 14:30 | 0.5414 | 0.7943 | 0.6528 | 0.339 | 14:30 | 0.8097 | 0.8407 | 0.6901 | 0.6182 | 14:30 | 0.2878 | 0.2331 | 0.1419 | 0.0492 | 14:30 | 0.4746 | 0.1992 | 0.4126 | 0.1468
|  | 14:45 | 0.3625 | 0.4715 | 0.2208 | 0.1292 | 0.5172 | 0.3444 | 0.6376 | 0.7171 | 0.5317 | 0.4391 | 0.7196 | 0.5984 | 0.4274 | 0.3028 | 0.0748 | 0.2156 | 0.3746 | 0.0501 | 0.4919 | 0.1766 | 0.0003 | 0.1908 | 0.1965 | 0.1528 | 14:45 | 0.5257 | 0.7696 | 0.6702 | 0.3444 | 14:45 | 0.7586 | 0.8337 | 0.6843 | 0.5984 | 14:45 | 0.2856 | 0.1167 | 0.066 | 0.0501 | 14:45 | 0.5316 | 0.1884 | 0.3634 | 0.1528
|  | 15:00 | 0.3358 | 0.432 | 0.2355 | 0.1093 | 0.5432 | 0.3485 | 0.5965 | 0.7047 | 0.5248 | 0.3951 | 0.7119 | 0.5704 | 0.3315 | 0.3595 | 0.1166 | 0.2191 | 0.4008 | 0.091 | 0.489 | 0.2133 | 0.0311 | 0.1238 | 0.2744 | 0.1074 | 15:00 | 0.5275 | 0.7795 | 0.665 | 0.3485 | 15:00 | 0.7384 | 0.8558 | 0.6594 | 0.5704 | 15:00 | 0.2485 | 0.1679 | 0.1476 | 0.091 | 15:00 | 0.4736 | 0.0646 | 0.3229 | 0.1074
|  | 15:15 | 0.3221 | 0.4663 | 0.2666 | 0.0936 | 0.5566 | 0.341 | 0.5781 | 0.6588 | 0.5262 | 0.3709 | 0.7186 | 0.5705 | 0.3382 | 0.3482 | 0.0767 | 0.2834 | 0.3482 | 0.2237 | 0.3218 | 0.2012 | 0.1452 | 0.1121 | 0.1988 | 0.2033 | 15:15 | 0.5158 | 0.7623 | 0.667 | 0.341 | 15:15 | 0.7089 | 0.8531 | 0.6358 | 0.5705 | 15:15 | 0.2578 | 0.1475 | 0.1577 | 0.2237 | 15:15 | 0.4542 | 0.218 | 0.299 | 0.2033
|  | 15:30 | 0.2728 | 0.4169 | 0.2169 | 0.0787 | 0.5099 | 0.3159 | 0.5394 | 0.6475 | 0.4889 | 0.3566 | 0.6781 | 0.4972 | 0.3826 | 0.3061 | 0.0303 | 0.2468 | 0.489 | 0.2474 | 0.2927 | 0.2882 | 0.0915 | 0.1658 | 0.2391 | 0.2394 | 15:30 | 0.4997 | 0.7174 | 0.5951 | 0.3159 | 15:30 | 0.7011 | 0.8544 | 0.5868 | 0.4972 | 15:30 | 0.2731 | 0.0037 | 0.2235 | 0.2474 | 15:30 | 0.3883 | 0.0408 | 0.2114 | 0.2394
|  | 15:45 | 0.2138 | 0.3782 | 0.1719 | 0.0912 | 0.5154 | 0.2836 | 0.4781 | 0.5707 | 0.4513 | 0.3092 | 0.6617 | 0.4724 | 0.4596 | 0.2731 | 0.1172 | 0.2842 | 0.4323 | 0.1825 | 0.2922 | 0.2956 | 0.2217 | 0.1488 | 0.1244 | 0.1448 | 15:45 | 0.4743 | 0.7078 | 0.4858 | 0.2836 | 15:45 | 0.6946 | 0.826 | 0.5419 | 0.4724 | 15:45 | 0.2105 | 0.0907 | 0.1772 | 0.1825 | 15:45 | 0.3942 | 0.0575 | 0.2086 | 0.1448
|  | 16:00 | 0.139 | 0.3428 | 0.1143 | 0.099 | 0.4865 | 0.2253 | 0.4138 | 0.5368 | 0.3778 | 0.2659 | 0.605 | 0.4328 | 0.3808 | 0.3473 | 0.1584 | 0.3185 | 0.3276 | 0.1804 | 0.3386 | 0.1579 | 0.247 | 0.1569 | 0.125 | 0.1492 | 16:00 | 0.4376 | 0.6812 | 0.3989 | 0.2253 | 16:00 | 0.7268 | 0.795 | 0.5163 | 0.4328 | 16:00 | 0.241 | 0.1581 | 0.1555 | 0.1804 | 16:00 | 0.504 | 0.1261 | 0.241 | 0.1492
|  | 16:15 | 0.055 | 0.2775 | 0.0813 | 0.0652 | 0.4715 | 0.1901 | 0.3663 | 0.4849 | 0.3331 | 0.2389 | 0.5902 | 0.4027 | 0.3664 | 0.32 | 0.1055 | 0.2864 | 0.32 | 0.2405 | 0.3099 | 0.2105 | 0.2156 | 0.1353 | 0.2296 | 0.2286 | 16:15 | 0.4714 | 0.6706 | 0.323 | 0.1901 | 16:15 | 0.7081 | 0.7916 | 0.4353 | 0.4027 | 16:15 | 0.2615 | 0.1508 | 0.1695 | 0.2405 | 16:15 | 0.5143 | 0.2165 | 0.3226 | 0.2286
|  | 16:30 | 0.0151 | 0.1967 | 0.0834 | 0.0488 | 0.3484 | 0.1245 | 0.2566 | 0.4267 | 0.2674 | 0.1974 | 0.519 | 0.3242 | 0.3311 | 0.3686 | 0.0697 | 0.246 | 0.215 | 0.2111 | 0.236 | 0.2684 | 0.2816 | 0.0978 | 0.1502 | 0.3024 | 16:30 | 0.4368 | 0.6296 | 0.2102 | 0.1245 | 16:30 | 0.6487 | 0.7514 | 0.3578 | 0.3242 | 16:30 | 0.287 | 0.2562 | 0.2408 | 0.2111 | 16:30 | 0.4285 | 0.1035 | 0.3335 | 0.3024
|  | 16:45 | 0.0169 | 0.1841 | 0.0728 | 0.0447 | 0.2326 | 0.0786 | 0.1807 | 0.3362 | 0.2068 | 0.1684 | 0.4272 | 0.2463 | 0.3162 | 0.4435 | 0.0313 | 0.2823 | 0.3151 | 0.1724 | 0.2999 | 0.2207 | 0.3941 | 0.0304 | 0.2575 | 0.3103 | 16:45 | 0.3563 | 0.583 | 0.1186 | 0.0786 | 16:45 | 0.6061 | 0.7414 | 0.258 | 0.2463 | 16:45 | 0.2453 | 0.4415 | 0.2979 | 0.1724 | 16:45 | 0.4968 | 0.0402 | 0.3169 | 0.3103
|  | 17:00 | 0.008 | 0.0863 | 0.0217 | 0.0217 | 0.1118 | 0.0398 | 0.137 | 0.211 | 0.1288 | 0.0959 | 0.2985 | 0.1611 | 0.3449 | 0.3585 | 0.0389 | 0.3027 | 0.3654 | 0.255 | 0.2439 | 0.1587 | 0.3276 | 0.2204 | 0.2844 | 0.2137 | 17:00 | 0.2833 | 0.5402 | 0.0754 | 0.0398 | 17:00 | 0.5621 | 0.6876 | 0.1792 | 0.1611 | 17:00 | 0.3149 | 0.345 | 0.2776 | 0.255 | 17:00 | 0.6283 | 0.1691 | 0.3007 | 0.2137
|  | 17:15 | 0 | 0 | 0 | 0 | 0 | 0 | 0.0521 | 0.155 | 0.0411 | 0.0641 | 0.2317 | 0.1088 | 0.356 | 0.3813 | 0.1159 | 0.3203 | 0.3813 | 0.2557 | 0.3066 | 0.2415 | 0.302 | 0.1682 | 0.2813 | 0.2725 | 17:15 | 0.225 | 0.4966 | 0 | 0 | 17:15 | 0.4816 | 0.6451 | 0.0906 | 0.1088 | 17:15 | 0.3254 | 0.1979 | 0.1704 | 0.2557 | 17:15 | 0.561 | 0.2466 | 0.345 | 0.2725
|  | 17:30 | 0 | 0 | 0 | 0 | 0 | 0 | 0.0361 | 0.1633 | 0.0467 | 0.0403 | 0.1872 | 0.0798 | 0.2641 | 0.4064 | 0.1635 | 0.3545 | 0.2733 | 0.2573 | 0.4099 | 0.2558 | 0.2778 | 0.2775 | 0.3304 | 0.1203 | 17:30 | 0.1359 | 0.3795 | 0 | 0 | 17:30 | 0.3877 | 0.5525 | 0.0642 | 0.0798 | 17:30 | 0.3967 | 0.1393 | 0.2345 | 0.2573 | 17:30 | 0.5818 | 0.2334 | 0.3453 | 0.1203
|  | 17:45 | 0 | 0 | 0 | 0 | 0 | 0 | 0.0483 | 0.1155 | 0.0604 | 0.0525 | 0.1386 | 0.0815 | 0.2872 | 0.4936 | 0.2929 | 0.4818 | 0.2818 | 0.14 | 0.4063 | 0.3774 | 0.2302 | 0.3318 | 0.2943 | 0.2126 | 17:45 | 0.0938 | 0.2836 | 0 | 0 | 17:45 | 0.3059 | 0.4747 | 0.0288 | 0.0815 | 17:45 | 0.3593 | 0.2074 | 0.3054 | 0.14 | 17:45 | 0.5543 | 0.2552 | 0.3767 | 0.2126
|  | 18:00 | 0 | 0 | 0 | 0 | 0 | 0 | 0.0478 | 0.0549 | 0.0204 | 0.0166 | 0.0856 | 0.042 | 0.2915 | 0.5085 | 0.3166 | 0.4531 | 0.3728 | 0.2083 | 0.4916 | 0.4398 | 0.2667 | 0.4053 | 0.2518 | 0.2643 | 18:00 | 0.0362 | 0.1675 | 0 | 0 | 18:00 | 0.1967 | 0.4219 | 0.0233 | 0.042 | 18:00 | 0.3947 | 0.1887 | 0.2133 | 0.2083 | 18:00 | 0.6135 | 0.1815 | 0.4347 | 0.2643
|  | 18:15 | 0 | 0 | 0 | 0 | 0 | 0 | 0 | 0.001 | 0 | 0 | 0 | 0.0002 | 0.4174 | 0.49 | 0.1369 | 0.428 | 0.49 | 0.3158 | 0.3926 | 0.3174 | 0.4002 | 0.3055 | 0.3626 | 0.3575 | 18:15 | 0 | 0.0905 | 0 | 0 | 18:15 | 0.1357 | 0.3408 | 0.0001 | 0.0002 | 18:15 | 0.4104 | 0.2265 | 0.1889 | 0.3158 | 18:15 | 0.6292 | 0.2769 | 0.419 | 0.3575
|  | 18:30 | 0 | 0 | 0 | 0 | 0 | 0 | 0 | 0 | 0 | 0 | 0 | 0 | 0.3479 | 0.3335 | 0.2334 | 0.4968 | 0.4268 | 0.333 | 0.5607 | 0.3518 | 0.4573 | 0.3167 | 0.3557 | 0.4373 | 18:30 | 0 | 0.0674 | 0 | 0 | 18:30 | 0.0881 | 0.2758 | 0 | 0 | 18:30 | 0.4082 | 0.3134 | 0.3812 | 0.333 | 18:30 | 0.5513 | 0.3794 | 0.5119 | 0.4373
|  | 18:45 | 0 | 0 | 0 | 0 | 0 | 0 | 0 | 0 | 0 | 0 | 0 | 0 | 0.3323 | 0.429 | 0.0818 | 0.4175 | 0.4006 | 0.3365 | 0.5814 | 0.3185 | 0.5408 | 0.3005 | 0.371 | 0.5047 | 18:45 | 0 | 0.0674 | 0 | 0 | 18:45 | 0.0546 | 0.2269 | 0.0064 | 0 | 18:45 | 0.4693 | 0.312 | 0.2901 | 0.3365 | 18:45 | 0.6566 | 0.3111 | 0.4801 | 0.5047
|  | 19:00 | 0 | 0 | 0 | 0 | 0 | 0 | 0 | 0 | 0 | 0 | 0 | 0 | 0.3335 | 0.4328 | 0.1256 | 0.3289 | 0.3764 | 0.1896 | 0.5061 | 0.2934 | 0.5146 | 0.2999 | 0.3744 | 0.5231 | 19:00 | 0 | 0.017 | 0 | 0 | 19:00 | 0.0319 | 0.1333 | 0 | 0 | 19:00 | 0.4171 | 0.3987 | 0.3094 | 0.1896 | 19:00 | 0.7347 | 0.2858 | 0.5447 | 0.5231
|  | 19:15 | 0 | 0 | 0 | 0 | 0 | 0 | 0 | 0 | 0 | 0 | 0 | 0 | 0.4117 | 0.4638 | 0.1393 | 0.4489 | 0.4638 | 0.3162 | 0.47 | 0.4323 | 0.4542 | 0.3349 | 0.4861 | 0.4618 | 19:15 | 0 | 0 | 0 | 0 | 19:15 | 0.0039 | 0.0411 | 0 | 0 | 19:15 | 0.431 | 0.2566 | 0.2666 | 0.3162 | 19:15 | 0.7398 | 0.3917 | 0.4129 | 0.4618
|  | 19:30 | 0 | 0 | 0 | 0 | 0 | 0 | 0 | 0 | 0 | 0 | 0 | 0 | 0.4107 | 0.5712 | 0.1918 | 0.4059 | 0.4944 | 0.3407 | 0.4176 | 0.4865 | 0.4484 | 0.3055 | 0.3485 | 0.5033 | 19:30 | 0 | 0 | 0 | 0 | 19:30 | 0 | 0.039 | 0 | 0 | 19:30 | 0.3225 | 0.1541 | 0.2535 | 0.3407 | 19:30 | 0.7908 | 0.3902 | 0.3923 | 0.5033
|  | 19:45 | 0 | 0 | 0 | 0 | 0 | 0 | 0 | 0 | 0 | 0 | 0 | 0 | 0.4096 | 0.5764 | 0.3594 | 0.3877 | 0.4904 | 0.3705 | 0.5231 | 0.6723 | 0.5063 | 0.3029 | 0.4085 | 0.3991 | 19:45 | 0 | 0 | 0 | 0 | 19:45 | 0 | 0.0313 | 0 | 0 | 19:45 | 0.3034 | 0.1996 | 0.3686 | 0.3705 | 19:45 | 0.7802 | 0.4732 | 0.3082 | 0.3991
|  | 20:00 | 0 | 0 | 0 | 0 | 0 | 0 | 0 | 0 | 0 | 0 | 0 | 0 | 0.4092 | 0.5441 | 0.1921 | 0.359 | 0.3832 | 0.3543 | 0.4611 | 0.5754 | 0.5062 | 0.2977 | 0.5361 | 0.504 | 20:00 | 0 | 0 | 0 | 0 | 20:00 | 0 | 0.0396 | 0 | 0 | 20:00 | 0.3827 | 0.2693 | 0.525 | 0.3543 | 20:00 | 0.8043 | 0.5294 | 0.2545 | 0.504
|  | 20:15 | 0 | 0 | 0 | 0 | 0 | 0 | 0 | 0 | 0 | 0 | 0 | 0 | 0.4085 | 0.4365 | 0.1338 | 0.456 | 0.4365 | 0.3112 | 0.5246 | 0.5675 | 0.488 | 0.3838 | 0.6013 | 0.5624 | 20:15 | 0 | 0 | 0 | 0 | 20:15 | 0 | 0 | 0 | 0 | 20:15 | 0.4282 | 0.2818 | 0.3625 | 0.3112 | 20:15 | 0.8021 | 0.5139 | 0.4091 | 0.5624
|  | 20:30 | 0 | 0 | 0 | 0 | 0 | 0 | 0 | 0 | 0 | 0 | 0 | 0 | 0.5034 | 0.5201 | 0.112 | 0.4488 | 0.4176 | 0.3239 | 0.4159 | 0.645 | 0.5394 | 0.3686 | 0.5032 | 0.4651 | 20:30 | 0 | 0 | 0 | 0 | 20:30 | 0 | 0 | 0 | 0 | 20:30 | 0.498 | 0.2313 | 0.3496 | 0.3239 | 20:30 | 0.788 | 0.4585 | 0.5405 | 0.4651
|  | 20:45 | 0 | 0 | 0 | 0 | 0 | 0 | 0 | 0 | 0 | 0 | 0 | 0 | 0.4315 | 0.4646 | 0.09 | 0.4566 | 0.276 | 0.19 | 0.4187 | 0.7116 | 0.3891 | 0.5054 | 0.6359 | 0.4596 | 20:45 | 0 | 0 | 0 | 0 | 20:45 | 0 | 0 | 0 | 0 | 20:45 | 0.5556 | 0.3374 | 0.3073 | 0.19 | 20:45 | 0.7661 | 0.3466 | 0.3996 | 0.4596
|  | 21:00 | 0 | 0 | 0 | 0 | 0 | 0 | 0 | 0 | 0 | 0 | 0 | 0 | 0.4939 | 0.477 | 0.3089 | 0.4823 | 0.4133 | 0.2414 | 0.4994 | 0.5711 | 0.3016 | 0.5215 | 0.6203 | 0.4928 | 21:00 | 0 | 0 | 0 | 0 | 21:00 | 0 | 0 | 0 | 0 | 21:00 | 0.6298 | 0.2239 | 0.2994 | 0.2414 | 21:00 | 0.6901 | 0.3983 | 0.513 | 0.4928
|  | 21:15 | 0 | 0 | 0 | 0 | 0 | 0 | 0 | 0 | 0 | 0 | 0 | 0 | 0.4282 | 0.4514 | 0.1346 | 0.4334 | 0.4514 | 0.3144 | 0.4238 | 0.5284 | 0.35 | 0.3889 | 0.5725 | 0.5121 | 21:15 | 0 | 0 | 0 | 0 | 21:15 | 0 | 0 | 0 | 0 | 21:15 | 0.4818 | 0.265 | 0.3886 | 0.3144 | 21:15 | 0.7607 | 0.5082 | 0.4432 | 0.5121
|  | 21:30 | 0 | 0 | 0 | 0 | 0 | 0 | 0 | 0 | 0 | 0 | 0 | 0 | 0.3885 | 0.3945 | 0.2318 | 0.3464 | 0.442 | 0.4185 | 0.4799 | 0.5635 | 0.293 | 0.4771 | 0.5681 | 0.5289 | 21:30 | 0 | 0 | 0 | 0 | 21:30 | 0 | 0 | 0 | 0 | 21:30 | 0.431 | 0.2607 | 0.2996 | 0.4185 | 21:30 | 0.6904 | 0.604 | 0.4596 | 0.5289
|  | 21:45 | 0 | 0 | 0 | 0 | 0 | 0 | 0 | 0 | 0 | 0 | 0 | 0 | 0.3666 | 0.4313 | 0.2186 | 0.401 | 0.5194 | 0.3716 | 0.4461 | 0.514 | 0.3371 | 0.4265 | 0.49 | 0.361 | 21:45 | 0 | 0 | 0 | 0 | 21:45 | 0 | 0 | 0 | 0 | 21:45 | 0.4623 | 0.2582 | 0.3016 | 0.3716 | 21:45 | 0.7443 | 0.6072 | 0.4064 | 0.361
|  | 22:00 | 0 | 0 | 0 | 0 | 0 | 0 | 0 | 0 | 0 | 0 | 0 | 0 | 0.4964 | 0.4253 | 0.1403 | 0.4045 | 0.4549 | 0.3569 | 0.394 | 0.5111 | 0.3224 | 0.453 | 0.4401 | 0.3673 | 22:00 | 0 | 0 | 0 | 0 | 22:00 | 0 | 0 | 0 | 0 | 22:00 | 0.3939 | 0.3399 | 0.3245 | 0.3569 | 22:00 | 0.8149 | 0.5341 | 0.4911 | 0.3673
|  | 22:15 | 0 | 0 | 0 | 0 | 0 | 0 | 0 | 0 | 0 | 0 | 0 | 0 | 0.4664 | 0.4958 | 0.1266 | 0.435 | 0.4958 | 0.3275 | 0.3396 | 0.4841 | 0.3129 | 0.4767 | 0.527 | 0.4694 | 22:15 | 0 | 0 | 0 | 0 | 22:15 | 0 | 0 | 0 | 0 | 22:15 | 0.4783 | 0.2656 | 0.3574 | 0.3275 | 22:15 | 0.7406 | 0.4857 | 0.4605 | 0.4694
|  | 22:30 | 0 | 0 | 0 | 0 | 0 | 0 | 0 | 0 | 0 | 0 | 0 | 0 | 0.3558 | 0.5701 | 0.0738 | 0.3316 | 0.4238 | 0.2223 | 0.3327 | 0.3744 | 0.3231 | 0.4387 | 0.4772 | 0.4286 | 22:30 | 0 | 0 | 0 | 0 | 22:30 | 0 | 0 | 0 | 0 | 22:30 | 0.4823 | 0.2841 | 0.435 | 0.2223 | 22:30 | 0.5851 | 0.406 | 0.543 | 0.4286
|  | 22:45 | 0 | 0 | 0 | 0 | 0 | 0 | 0 | 0 | 0 | 0 | 0 | 0 | 0.3587 | 0.4498 | 0.0223 | 0.3162 | 0.4508 | 0.2685 | 0.3283 | 0.289 | 0.2866 | 0.4084 | 0.5023 | 0.405 | 22:45 | 0 | 0 | 0 | 0 | 22:45 | 0 | 0 | 0 | 0 | 22:45 | 0.4867 | 0.3351 | 0.5187 | 0.2685 | 22:45 | 0.4613 | 0.435 | 0.536 | 0.405
|  | 23:00 | 0 | 0 | 0 | 0 | 0 | 0 | 0 | 0 | 0 | 0 | 0 | 0 | 0.4017 | 0.4574 | 0.0406 | 0.2572 | 0.4238 | 0.2344 | 0.4271 | 0.2815 | 0.3096 | 0.4566 | 0.3672 | 0.3769 | 23:00 | 0 | 0 | 0 | 0 | 23:00 | 0 | 0 | 0 | 0 | 23:00 | 0.5731 | 0.2828 | 0.4556 | 0.2344 | 23:00 | 0.5878 | 0.3535 | 0.5599 | 0.3769
|  | 23:15 | 0 | 0 | 0 | 0 | 0 | 0 | 0 | 0 | 0 | 0 | 0 | 0 | 0.4185 | 0.4117 | 0.1115 | 0.3986 | 0.4117 | 0.2907 | 0.3879 | 0.4293 | 0.2613 | 0.4427 | 0.4378 | 0.4103 | 23:15 | 0 | 0 | 0 | 0 | 23:15 | 0 | 0 | 0 | 0 | 23:15 | 0.489 | 0.3226 | 0.3593 | 0.2907 | 23:15 | 0.5846 | 0.4917 | 0.4745 | 0.4103
|  | 23:30 | 0 | 0 | 0 | 0 | 0 | 0 | 0 | 0 | 0 | 0 | 0 | 0 | 0.3941 | 0.3586 | 0.0848 | 0.3089 | 0.5331 | 0.3763 | 0.3467 | 0.4134 | 0.2529 | 0.3488 | 0.4293 | 0.4506 | 23:30 | 0 | 0 | 0 | 0 | 23:30 | 0 | 0 | 0 | 0 | 23:30 | 0.623 | 0.3181 | 0.391 | 0.3763 | 23:30 | 0.6039 | 0.3743 | 0.4435 | 0.4506
|  | 23:45 | 0 | 0 | 0 | 0 | 0 | 0 | 0 | 0 | 0 | 0 | 0 | 0 | 0.3895 | 0.3508 | 0.0064 | 0.2775 | 0.4631 | 0.3422 | 0.3191 | 0.3444 | 0.2469 | 0.1751 | 0.4743 | 0.5065 | 23:45 | 0 | 0 | 0 | 0 | 23:45 | 0 | 0 | 0 | 0 | 23:45 | 0.6549 | 0.1939 | 0.4361 | 0.3422 | 23:45 | 0.7279 | 0.3741 | 0.4065 | 0.5065
|  | 24:00 | 0 | 0 | 0 | 0 | 0 | 0 | 0 | 0 | 0 | 0 | 0 | 0 | 0.4603 | 0.2791 | 0.0036 | 0.3615 | 0.3873 | 0.259 | 0.2721 | 0.3806 | 0.1585 | 0.1991 | 0.5639 | 0.5716 | 0:00 | 0 | 0 | 0 | 0 | 0:00 | 0 | 0 | 0 | 0 | 0:00 | 0.518 | 0.303 | 0.4611 | 0.259 | 0:00 | 0.8284 | 0.3962 | 0.4087 | 0.5716
Feb |  | 24:15 | 0 | 0 | 0 | 0 | 0 | 0 | 0 | 0 | 0 | 0 | 0 | 0 | 0.2844 | 0.3183 | 0.0688 | 0.2738 | 0.3183 | 0.2 | 0.1647 | 0.424 | 0.1211 | 0.2983 | 0.4965 | 0.3909
|  | 24:30 | 0 | 0 | 0 | 0 | 0 | 0 | 0 | 0 | 0 | 0 | 0 | 0 | 0.3861 | 0.2159 | 0.1259 | 0.3405 | 0.361 | 0.2245 | 0.3472 | 0.585 | 0.1289 | 0.3157 | 0.5324 | 0.3745
|  | 24:45 | 0 | 0 | 0 | 0 | 0 | 0 | 0 | 0 | 0 | 0 | 0 | 0 | 0.2942 | 0.2796 | 0.1203 | 0.3444 | 0.4223 | 0.1129 | 0.4112 | 0.6341 | 0.0519 | 0.3786 | 0.603 | 0.3675 | Northeast
|  | 25:00 | 0 | 0 | 0 | 0 | 0 | 0 | 0 | 0 | 0 | 0 | 0 | 0 | 0.2487 | 0.4241 | 0.2344 | 0.3084 | 0.4142 | 0.1805 | 0.4223 | 0.5929 | 0.1571 | 0.3285 | 0.6084 | 0.4069 |  | SOLAR CSP |  |  |  |  | SOLAR PVSAT |  |  |  |  | wind |  |  |  |  | wind_new
|  | 25:15 | 0 | 0 | 0 | 0 | 0 | 0 | 0 | 0 | 0 | 0 | 0 | 0 | 0.332 | 0.3813 | 0.0903 | 0.3219 | 0.3813 | 0.239 | 0.1949 | 0.4511 | 0.2229 | 0.3483 | 0.5077 | 0.4199 |  | Spring | Summer | Fall | Winter |  | Spring | Summer | Fall | Winter |  | Spring | Summer | Fall | Winter |  | Spring | Summer | Fall | Winter
|  | 25:30 | 0 | 0 | 0 | 0 | 0 | 0 | 0 | 0 | 0 | 0 | 0 | 0 | 0.3485 | 0.4476 | 0 | 0.3475 | 0.1966 | 0.2468 | 0.2408 | 0.4935 | 0.2262 | 0.3576 | 0.4245 | 0.2834 | 0:15 | 0 | 0 | 0 | 0 | 0:15 | 0 | 0 | 0 | 0 | 0:15 | 0.4901 | 0.3864 | 0.4639 | 0.3568 | 0:15 | 0.7445 | 0.5625 | 0.2229 | 0.2986
|  | 25:45 | 0 | 0 | 0 | 0 | 0 | 0 | 0 | 0 | 0 | 0 | 0 | 0 | 0.3899 | 0.437 | 0.0222 | 0.3456 | 0.2446 | 0.2453 | 0.1685 | 0.5234 | 0.2578 | 0.5211 | 0.4637 | 0.2815 | 0:30 | 0 | 0 | 0 | 0 | 0:30 | 0 | 0 | 0 | 0 | 0:30 | 0.301 | 0.3238 | 0.447 | 0.3508 | 0:30 | 0.7669 | 0.6892 | 0.2558 | 0.4344
|  | 26:00 | 0 | 0 | 0 | 0 | 0 | 0 | 0 | 0 | 0 | 0 | 0 | 0 | 0.3337 | 0.3492 | 0.1253 | 0.2686 | 0.3915 | 0.1947 | 0.2673 | 0.4341 | 0.2739 | 0.5698 | 0.4195 | 0.3839 | 0:45 | 0 | 0 | 0 | 0 | 0:45 | 0 | 0 | 0 | 0 | 0:45 | 0.3614 | 0.2482 | 0.3605 | 0.3101 | 0:45 | 0.8401 | 0.6902 | 0.177 | 0.4246
|  | 26:15 | 0 | 0 | 0 | 0 | 0 | 0 | 0 | 0 | 0 | 0 | 0 | 0 | 0.3772 | 0.4151 | 0.1022 | 0.3595 | 0.4151 | 0.2681 | 0.198 | 0.4549 | 0.3615 | 0.428 | 0.4385 | 0.4057 | 1:00 | 0 | 0 | 0 | 0 | 1:00 | 0 | 0 | 0 | 0 | 1:00 | 0.4238 | 0.2712 | 0.3532 | 0.3484 | 1:00 | 0.7894 | 0.542 | 0.1345 | 0.2666
|  | 26:30 | 0 | 0 | 0 | 0 | 0 | 0 | 0 | 0 | 0 | 0 | 0 | 0 | 0.3723 | 0.5048 | 0.1143 | 0.4473 | 0.358 | 0.2288 | 0.205 | 0.4198 | 0.5195 | 0.4107 | 0.4383 | 0.3716 | 1:15 | 0 | 0 | 0 | 0 | 1:15 | 0 | 0 | 0 | 0 | 1:15 | 0.5022 | 0.3146 | 0.453 | 0.3479 | 1:15 | 0.7947 | 0.4352 | 0.2342 | 0.327
|  | 26:45 | 0 | 0 | 0 | 0 | 0 | 0 | 0 | 0 | 0 | 0 | 0 | 0 | 0.3578 | 0.4805 | 0.1244 | 0.4623 | 0.4086 | 0.2685 | 0.3951 | 0.4467 | 0.5505 | 0.3293 | 0.3416 | 0.405 | 1:30 | 0 | 0 | 0 | 0 | 1:30 | 0 | 0 | 0 | 0 | 1:30 | 0.4856 | 0.3996 | 0.4727 | 0.3306 | 1:30 | 0.7543 | 0.5426 | 0.2506 | 0.3071
|  | 27:00 | 0 | 0 | 0 | 0 | 0 | 0 | 0 | 0 | 0 | 0 | 0 | 0 | 0.4397 | 0.4936 | 0.1703 | 0.414 | 0.4505 | 0.257 | 0.4093 | 0.4978 | 0.4999 | 0.4467 | 0.3364 | 0.4271 | 1:45 | 0 | 0 | 0 | 0 | 1:45 | 0 | 0 | 0 | 0 | 1:45 | 0.4061 | 0.4814 | 0.4617 | 0.2336 | 1:45 | 0.7475 | 0.4642 | 0.195 | 0.4192
|  | 27:15 | 0 | 0 | 0 | 0 | 0 | 0 | 0 | 0 | 0 | 0 | 0 | 0 | 0.4551 | 0.4277 | 0.1189 | 0.4112 | 0.4277 | 0.3085 | 0.2824 | 0.4716 | 0.5008 | 0.5376 | 0.3863 | 0.4136 | 2:00 | 0 | 0 | 0 | 0 | 2:00 | 0 | 0 | 0 | 0 | 2:00 | 0.4835 | 0.3363 | 0.4659 | 0.268 | 2:00 | 0.7374 | 0.4828 | 0.1337 | 0.4396
|  | 27:30 | 0 | 0 | 0 | 0 | 0 | 0 | 0 | 0 | 0 | 0 | 0 | 0 | 0.2414 | 0.4257 | 0.0464 | 0.4213 | 0.4133 | 0.4905 | 0.3578 | 0.4774 | 0.4281 | 0.4528 | 0.379 | 0.52 | 2:15 | 0 | 0 | 0 | 0 | 2:15 | 0 | 0 | 0 | 0 | 2:15 | 0.5128 | 0.2951 | 0.4045 | 0.2804 | 2:15 | 0.7792 | 0.4515 | 0.2067 | 0.37
|  | 27:45 | 0 | 0 | 0 | 0 | 0 | 0 | 0 | 0 | 0 | 0 | 0 | 0 | 0.2837 | 0.3931 | 0.0274 | 0.505 | 0.5152 | 0.4517 | 0.2953 | 0.5428 | 0.2984 | 0.3622 | 0.5194 | 0.4492 | 2:30 | 0 | 0 | 0 | 0 | 2:30 | 0 | 0 | 0 | 0 | 2:30 | 0.5769 | 0.2286 | 0.3845 | 0.2586 | 2:30 | 0.7908 | 0.3427 | 0.3199 | 0.2746
|  | 28:00 | 0 | 0 | 0 | 0 | 0 | 0 | 0 | 0 | 0 | 0 | 0 | 0 | 0.2963 | 0.517 | 0.1575 | 0.5171 | 0.4474 | 0.337 | 0.2438 | 0.4584 | 0.3689 | 0.4413 | 0.5291 | 0.401 | 2:45 | 0 | 0 | 0 | 0 | 2:45 | 0 | 0 | 0 | 0 | 2:45 | 0.6173 | 0.3933 | 0.4206 | 0.3055 | 2:45 | 0.7781 | 0.3973 | 0.3312 | 0.2711
|  | 28:15 | 0 | 0 | 0 | 0 | 0 | 0 | 0 | 0 | 0 | 0 | 0 | 0 | 0.4607 | 0.4496 | 0.1361 | 0.4468 | 0.4496 | 0.3266 | 0.2791 | 0.4928 | 0.4842 | 0.5103 | 0.4603 | 0.4521 | 3:00 | 0 | 0 | 0 | 0 | 3:00 | 0 | 0 | 0 | 0 | 3:00 | 0.5351 | 0.408 | 0.3948 | 0.1719 | 3:00 | 0.8082 | 0.3709 | 0.2396 | 0.3243
|  | 28:30 | 0 | 0 | 0 | 0 | 0 | 0 | 0 | 0 | 0 | 0 | 0 | 0 | 0.4823 | 0.4612 | 0.2411 | 0.459 | 0.4577 | 0.2362 | 0.3482 | 0.4811 | 0.5303 | 0.6321 | 0.4475 | 0.477 | 3:15 | 0 | 0 | 0 | 0 | 3:15 | 0 | 0 | 0 | 0 | 3:15 | 0.4968 | 0.3288 | 0.4075 | 0.2342 | 3:15 | 0.7488 | 0.3977 | 0.1807 | 0.3676
|  | 28:45 | 0 | 0 | 0 | 0 | 0 | 0 | 0 | 0 | 0 | 0 | 0 | 0 | 0.4262 | 0.4259 | 0.2034 | 0.3516 | 0.5965 | 0.3283 | 0.4452 | 0.4619 | 0.4403 | 0.6154 | 0.4146 | 0.415 | 3:30 | 0 | 0 | 0 | 0 | 3:30 | 0 | 0 | 0 | 0 | 3:30 | 0.4065 | 0.3828 | 0.4664 | 0.1482 | 3:30 | 0.6348 | 0.5283 | 0.1723 | 0.2753
|  | 29:00 | 0 | 0 | 0 | 0 | 0 | 0 | 0 | 0 | 0 | 0 | 0 | 0 | 0.4865 | 0.358 | 0.1872 | 0.2498 | 0.4859 | 0.3763 | 0.3941 | 0.4655 | 0.4205 | 0.6032 | 0.3637 | 0.4658 | 3:45 | 0 | 0 | 0 | 0 | 3:45 | 0 | 0 | 0 | 0 | 3:45 | 0.3822 | 0.4626 | 0.4956 | 0.1605 | 3:45 | 0.739 | 0.4045 | 0.2062 | 0.4587
|  | 29:15 | 0 | 0 | 0 | 0 | 0 | 0 | 0 | 0 | 0 | 0 | 0 | 0 | 0.3806 | 0.4284 | 0.1214 | 0.453 | 0.4284 | 0.2968 | 0.2551 | 0.4717 | 0.3965 | 0.3981 | 0.4786 | 0.4388 | 4:00 | 0 | 0 | 0 | 0 | 4:00 | 0 | 0 | 0 | 0 | 4:00 | 0.5051 | 0.405 | 0.3872 | 0.1633 | 4:00 | 0.7344 | 0.3957 | 0.1353 | 0.4896
|  | 29:30 | 0 | 0 | 0 | 0 | 0 | 0 | 0 | 0 | 0 | 0 | 0 | 0 | 0.3994 | 0.6322 | 0.133 | 0.3243 | 0.4434 | 0.4297 | 0.3576 | 0.4122 | 0.2918 | 0.3623 | 0.5437 | 0.4542 | 4:15 | 0 | 0 | 0 | 0 | 4:15 | 0 | 0 | 0 | 0 | 4:15 | 0.4716 | 0.3091 | 0.3823 | 0.2181 | 4:15 | 0.7481 | 0.3448 | 0.1568 | 0.4697
|  | 29:45 | 0 | 0 | 0 | 0 | 0 | 0 | 0 | 0 | 0 | 0 | 0 | 0 | 0.3827 | 0.5752 | 0.0235 | 0.3083 | 0.3711 | 0.3749 | 0.4572 | 0.4096 | 0.4008 | 0.2111 | 0.4907 | 0.4871 | 4:30 | 0 | 0 | 0 | 0 | 4:30 | 0 | 0 | 0 | 0 | 4:30 | 0.4543 | 0.3057 | 0.5461 | 0.3241 | 4:30 | 0.653 | 0.2079 | 0.1813 | 0.4771
|  | 30:00 | 0 | 0 | 0 | 0 | 0 | 0 | 0 | 0 | 0 | 0 | 0 | 0 | 0.423 | 0.5902 | 0.1258 | 0.4143 | 0.4116 | 0.265 | 0.3555 | 0.3445 | 0.3811 | 0.1978 | 0.4699 | 0.4774 | 4:45 | 0 | 0 | 0 | 0 | 4:45 | 0.0091 | 0.003 | 0 | 0 | 4:45 | 0.4063 | 0.2781 | 0.5024 | 0.3461 | 4:45 | 0.7476 | 0.192 | 0.2334 | 0.4447
|  | 30:15 | 0 | 0 | 0 | 0 | 0 | 0 | 0 | 0 | 0 | 0 | 0 | 0 | 0.394 | 0.3987 | 0.1186 | 0.4517 | 0.3987 | 0.2957 | 0.3075 | 0.4713 | 0.3814 | 0.4096 | 0.51 | 0.4592 | 5:00 | 0 | 0 | 0 | 0 | 5:00 | 0 | 0.0128 | 0 | 0 | 5:00 | 0.3733 | 0.4086 | 0.5255 | 0.3268 | 5:00 | 0.7805 | 0.1717 | 0.1292 | 0.6092
|  | 30:30 | 0 | 0 | 0 | 0 | 0 | 0 | 0.0399 | 0.0179 | 0.0348 | 0.0222 | 0.0054 | 0.0171 | 0.3366 | 0.442 | 0.05 | 0.4159 | 0.3094 | 0.1591 | 0.2729 | 0.5316 | 0.4664 | 0.3659 | 0.5723 | 0.4581 | 5:15 | 0 | 0 | 0 | 0 | 5:15 | 0.0014 | 0.0122 | 0 | 0 | 5:15 | 0.4353 | 0.3345 | 0.3291 | 0.2129 | 5:15 | 0.8028 | 0.3065 | 0.166 | 0.5254
|  | 30:45 | 0 | 0 | 0 | 0 | 0 | 0 | 0.0342 | 0.0646 | 0.0641 | 0.0393 | 0.0163 | 0.0385 | 0.3299 | 0.3469 | 0 | 0.2856 | 0.3251 | 0.0976 | 0.2878 | 0.5407 | 0.4607 | 0.4055 | 0.5584 | 0.3039 | 5:30 | 0 | 0 | 0 | 0 | 5:30 | 0.065 | 0.0545 | 0.0001 | 0 | 5:30 | 0.4836 | 0.328 | 0.3913 | 0.1955 | 5:30 | 0.8631 | 0.3987 | 0.255 | 0.5532
|  | 31:00 | 0 | 0 | 0 | 0 | 0 | 0 | 0.0821 | 0.0616 | 0.0843 | 0.0448 | 0 | 0.0537 | 0.4316 | 0.4075 | 0.0813 | 0.2947 | 0.4064 | 0.0867 | 0.3041 | 0.4242 | 0.3905 | 0.4392 | 0.5118 | 0.4478 | 5:45 | 0 | 0 | 0 | 0 | 5:45 | 0.0628 | 0.1209 | 0.0033 | 0 | 5:45 | 0.5713 | 0.2153 | 0.358 | 0.2715 | 5:45 | 0.7293 | 0.3426 | 0.2595 | 0.4984
|  | 31:15 | 0 | 0 | 0 | 0 | 0 | 0 | 0.0791 | 0.064 | 0.1298 | 0.0621 | 0.0053 | 0.0681 | 0.3904 | 0.3987 | 0.0997 | 0.4025 | 0.3987 | 0.2773 | 0.2508 | 0.457 | 0.3425 | 0.447 | 0.476 | 0.4297 | 6:00 | 0 | 0 | 0 | 0 | 6:00 | 0.0836 | 0.1708 | 0.0099 | 0 | 6:00 | 0.5418 | 0.2537 | 0.286 | 0.1549 | 6:00 | 0.6998 | 0.4584 | 0.2398 | 0.5137
|  | 31:30 | 0 | 0 | 0 | 0 | 0 | 0 | 0.1451 | 0.1249 | 0.1963 | 0.1355 | 0.0805 | 0.1553 | 0.4558 | 0.5312 | 0.0889 | 0.4009 | 0.4973 | 0.2677 | 0.2762 | 0.3485 | 0.2781 | 0.3483 | 0.5169 | 0.258 | 6:15 | 0 | 0 | 0 | 0 | 6:15 | 0.1016 | 0.2479 | 0.0065 | 0 | 6:15 | 0.428 | 0.3093 | 0.3277 | 0.2412 | 6:15 | 0.7596 | 0.3033 | 0.2037 | 0.547
|  | 31:45 | 0 | 0 | 0 | 0 | 0 | 0 | 0.2258 | 0.2456 | 0.304 | 0.1894 | 0.1588 | 0.2226 | 0.4355 | 0.4775 | 0.0202 | 0.413 | 0.4554 | 0.2281 | 0.2541 | 0.3749 | 0.396 | 0.2848 | 0.6244 | 0.3716 | 6:30 | 0 | 0 | 0 | 0 | 6:30 | 0.1887 | 0.3286 | 0.0833 | 0 | 6:30 | 0.3846 | 0.1976 | 0.2628 | 0.2259 | 6:30 | 0.8654 | 0.2392 | 0.1913 | 0.6375
|  | 32:00 | 0 | 0 | 0 | 0 | 0 | 0 | 0.3389 | 0.3524 | 0.3966 | 0.248 | 0.2287 | 0.3229 | 0.4346 | 0.5325 | 0.1208 | 0.3887 | 0.4358 | 0.1444 | 0.2383 | 0.3649 | 0.3346 | 0.3966 | 0.5608 | 0.375 | 6:45 | 0 | 0.0055 | 0 | 0 | 6:45 | 0.2726 | 0.395 | 0.1848 | 0 | 6:45 | 0.4228 | 0.1469 | 0.1689 | 0.314 | 6:45 | 0.8575 | 0.1687 | 0.159 | 0.5353
|  | 32:15 | 0 | 0 | 0 | 0 | 0 | 0 | 0.4657 | 0.4355 | 0.4771 | 0.3181 | 0.3369 | 0.4067 | 0.4001 | 0.4322 | 0.0942 | 0.3929 | 0.4322 | 0.2799 | 0.2143 | 0.4694 | 0.3063 | 0.5191 | 0.4703 | 0.4246 | 7:00 | 0 | 0.0672 | 0 | 0 | 7:00 | 0.3479 | 0.4903 | 0.2175 | 0 | 7:00 | 0.2993 | 0.2107 | 0.2955 | 0.2971 | 7:00 | 0.7967 | 0.2977 | 0.2517 | 0.4022
|  | 32:30 | 0.0162 | 0.0369 | 0.0171 | 0 | 0 | 0.0108 | 0.512 | 0.5419 | 0.5281 | 0.3852 | 0.4268 | 0.4813 | 0.3539 | 0.4407 | 0.0639 | 0.4175 | 0.3266 | 0.233 | 0.3002 | 0.5012 | 0.37 | 0.4683 | 0.4806 | 0.5072 | 7:15 | 0 | 0.0704 | 0 | 0 | 7:15 | 0.4377 | 0.5476 | 0.3084 | 0.0045 | 7:15 | 0.3158 | 0.2373 | 0.334 | 0.2647 | 7:15 | 0.6612 | 0.2244 | 0.1921 | 0.5022
|  | 32:45 | 0.0487 | 0.1192 | 0.033 | 0 | 0 | 0.0326 | 0.5802 | 0.5654 | 0.5615 | 0.4605 | 0.5184 | 0.5291 | 0.4169 | 0.5783 | 0.164 | 0.36 | 0.2603 | 0.2058 | 0.248 | 0.4882 | 0.3104 | 0.4384 | 0.3608 | 0.5396 | 7:30 | 0.0407 | 0.1734 | 0 | 0 | 7:30 | 0.4662 | 0.6119 | 0.4215 | 0.0876 | 7:30 | 0.2578 | 0.2754 | 0.3448 | 0.3051 | 7:30 | 0.7009 | 0.1265 | 0.1479 | 0.6811
|  | 33:00 | 0.0773 | 0.0999 | 0.064 | 0 | 0 | 0.0602 | 0.6392 | 0.6028 | 0.591 | 0.4995 | 0.5658 | 0.6028 | 0.4691 | 0.4408 | 0.1955 | 0.4965 | 0.3793 | 0.3208 | 0.1253 | 0.4388 | 0.318 | 0.4214 | 0.2423 | 0.4399 | 7:45 | 0.0647 | 0.2694 | 0 | 0 | 7:45 | 0.488 | 0.6472 | 0.4955 | 0.1693 | 7:45 | 0.326 | 0.2485 | 0.2657 | 0.2981 | 7:45 | 0.6557 | 0.1167 | 0.2335 | 0.6687
|  | 33:15 | 0.0943 | 0.1206 | 0.0771 | 0 | 0 | 0.0584 | 0.7051 | 0.7039 | 0.6804 | 0.5522 | 0.6468 | 0.6577 | 0.4204 | 0.4703 | 0.138 | 0.4736 | 0.4703 | 0.3238 | 0.1795 | 0.5433 | 0.2414 | 0.402 | 0.4187 | 0.3987 | 8:00 | 0.0921 | 0.3747 | 0 | 0 | 8:00 | 0.5102 | 0.737 | 0.5716 | 0.2065 | 8:00 | 0.3428 | 0.2329 | 0.2759 | 0.3074 | 8:00 | 0.738 | 0.1717 | 0.2044 | 0.4825
|  | 33:30 | 0.121 | 0.2161 | 0.1282 | 0 | 0.0575 | 0.1126 | 0.7326 | 0.6844 | 0.6887 | 0.5661 | 0.6886 | 0.6824 | 0.515 | 0.5858 | 0.1217 | 0.5359 | 0.5095 | 0.3131 | 0.0905 | 0.5916 | 0.1736 | 0.3641 | 0.4668 | 0.4775 | 8:15 | 0.1055 | 0.4491 | 0.0081 | 0 | 8:15 | 0.5326 | 0.7962 | 0.6166 | 0.2699 | 8:15 | 0.2343 | 0.1774 | 0.3407 | 0.3084 | 8:15 | 0.5498 | 0.1607 | 0.1881 | 0.4811
|  | 33:45 | 0.1993 | 0.3143 | 0.1498 | 0 | 0.1197 | 0.177 | 0.7257 | 0.7096 | 0.6798 | 0.5591 | 0.6918 | 0.6937 | 0.4798 | 0.5722 | 0.1647 | 0.4832 | 0.567 | 0.2151 | 0.0425 | 0.5873 | 0.2457 | 0.3039 | 0.3971 | 0.4847 | 8:30 | 0.1338 | 0.5451 | 0.0858 | 0 | 8:30 | 0.591 | 0.7891 | 0.6331 | 0.3527 | 8:30 | 0.1929 | 0.3058 | 0.3455 | 0.2185 | 8:30 | 0.4632 | 0.1815 | 0.0333 | 0.5607
|  | 34:00 | 0.2355 | 0.4113 | 0.1769 | 0.0338 | 0.191 | 0.2145 | 0.7561 | 0.7794 | 0.6779 | 0.5673 | 0.7082 | 0.709 | 0.5108 | 0.5165 | 0.1221 | 0.4944 | 0.4844 | 0.2761 | 0.0402 | 0.5552 | 0.3858 | 0.3711 | 0.4142 | 0.4048 | 8:45 | 0.1405 | 0.6414 | 0.1816 | 0 | 8:45 | 0.6373 | 0.7873 | 0.6472 | 0.4243 | 8:45 | 0.1098 | 0.2857 | 0.2429 | 0.1844 | 8:45 | 0.3742 | 0.1685 | 0.0633 | 0.5337
|  | 34:15 | 0.2844 | 0.5028 | 0.2332 | 0.0384 | 0.2473 | 0.2612 | 0.7824 | 0.7697 | 0.698 | 0.6017 | 0.7572 | 0.7218 | 0.4548 | 0.5354 | 0.157 | 0.5414 | 0.5354 | 0.3623 | 0.1735 | 0.6101 | 0.212 | 0.3594 | 0.4739 | 0.4356 | 9:00 | 0.1518 | 0.7099 | 0.296 | 0 | 9:00 | 0.6562 | 0.8279 | 0.6994 | 0.484 | 9:00 | 0.1686 | 0.3003 | 0.2109 | 0.2364 | 9:00 | 0.4434 | 0.171 | 0.1588 | 0.5632
|  | 34:30 | 0.3097 | 0.5546 | 0.2731 | 0.0716 | 0.3026 | 0.2945 | 0.7643 | 0.7688 | 0.6859 | 0.6008 | 0.7772 | 0.7165 | 0.439 | 0.4703 | 0 | 0.3453 | 0.4234 | 0.3955 | 0.1917 | 0.5595 | 0.3158 | 0.3217 | 0.3943 | 0.5146 | 9:15 | 0.2351 | 0.7784 | 0.3792 | 0 | 9:15 | 0.6937 | 0.8857 | 0.7136 | 0.5401 | 9:15 | 0.2387 | 0.1587 | 0.248 | 0.2509 | 9:15 | 0.3326 | 0.1008 | 0.1454 | 0.4426
|  | 34:45 | 0.318 | 0.5614 | 0.2682 | 0.0849 | 0.3646 | 0.3405 | 0.7533 | 0.7706 | 0.6881 | 0.6453 | 0.7891 | 0.7157 | 0.2815 | 0.4295 | 0.034 | 0.3954 | 0.4563 | 0.4377 | 0.2232 | 0.6469 | 0.4854 | 0.2438 | 0.4744 | 0.3661 | 9:30 | 0.2592 | 0.8071 | 0.4153 | 0.0212 | 9:30 | 0.6794 | 0.9251 | 0.7057 | 0.5834 | 9:30 | 0.2763 | 0.2888 | 0.2422 | 0.2168 | 9:30 | 0.229 | 0.1255 | 0.1646 | 0.3675
|  | 35:00 | 0.3653 | 0.5725 | 0.2573 | 0.0835 | 0.4694 | 0.3623 | 0.7728 | 0.7486 | 0.7146 | 0.6487 | 0.7548 | 0.7158 | 0.3749 | 0.5811 | 0.1522 | 0.3761 | 0.5256 | 0.3419 | 0.2559 | 0.6141 | 0.4467 | 0.3847 | 0.6592 | 0.5677 | 9:45 | 0.2747 | 0.8575 | 0.5103 | 0.0625 | 9:45 | 0.6611 | 0.9062 | 0.7089 | 0.6338 | 9:45 | 0.2149 | 0.3573 | 0.2114 | 0.231 | 9:45 | 0.3436 | 0.264 | 0.0745 | 0.4974
|  | 35:15 | 0.4503 | 0.5996 | 0.2676 | 0.093 | 0.5459 | 0.3913 | 0.7764 | 0.7446 | 0.6983 | 0.671 | 0.7611 | 0.7303 | 0.528 | 0.5736 | 0.1734 | 0.5493 | 0.5736 | 0.3956 | 0.2558 | 0.6836 | 0.4384 | 0.3501 | 0.6124 | 0.5566 | 10:00 | 0.3161 | 0.8411 | 0.5912 | 0.0946 | 10:00 | 0.6408 | 0.8621 | 0.6922 | 0.6433 | 10:00 | 0.2253 | 0.2797 | 0.2671 | 0.2473 | 10:00 | 0.4499 | 0.2243 | 0.1465 | 0.4018
|  | 35:30 | 0.472 | 0.6105 | 0.2754 | 0.087 | 0.5497 | 0.3927 | 0.7719 | 0.7673 | 0.6617 | 0.6361 | 0.7544 | 0.7383 | 0.5688 | 0.5527 | 0.1693 | 0.5803 | 0.4606 | 0.2958 | 0.1989 | 0.7023 | 0.4462 | 0.3047 | 0.7136 | 0.5106 | 10:15 | 0.3224 | 0.8407 | 0.6515 | 0.1321 | 10:15 | 0.6577 | 0.8605 | 0.6973 | 0.6567 | 10:15 | 0.2258 | 0.1475 | 0.2173 | 0.2417 | 10:15 | 0.4044 | 0.1075 | 0.0903 | 0.3362
|  | 35:45 | 0.483 | 0.6066 | 0.2481 | 0.0687 | 0.5177 | 0.394 | 0.77 | 0.7626 | 0.6862 | 0.6401 | 0.7211 | 0.7367 | 0.525 | 0.4702 | 0.2284 | 0.5673 | 0.5223 | 0.1858 | 0.3438 | 0.7293 | 0.3586 | 0.3243 | 0.6771 | 0.5386 | 10:30 | 0.3202 | 0.8608 | 0.6447 | 0.1477 | 10:30 | 0.7165 | 0.8575 | 0.701 | 0.6673 | 10:30 | 0.2445 | 0.1335 | 0.2955 | 0.3292 | 10:30 | 0.5119 | 0.1186 | 0 | 0.2659
|  | 36:00 | 0.4931 | 0.6616 | 0.2451 | 0.0951 | 0.4866 | 0.3714 | 0.768 | 0.7211 | 0.686 | 0.6326 | 0.7355 | 0.7282 | 0.4472 | 0.4803 | 0.0928 | 0.5255 | 0.4939 | 0.2148 | 0.3378 | 0.7601 | 0.321 | 0.2564 | 0.6143 | 0.575 | 10:45 | 0.3509 | 0.9012 | 0.6155 | 0.209 | 10:45 | 0.7481 | 0.8579 | 0.7282 | 0.6673 | 10:45 | 0.2931 | 0.2149 | 0.2231 | 0.2361 | 10:45 | 0.5102 | 0.1952 | 0 | 0.2485
|  | 36:15 | 0.4974 | 0.6087 | 0.2485 | 0.1189 | 0.4577 | 0.3862 | 0.7441 | 0.7473 | 0.6806 | 0.6304 | 0.7424 | 0.709 | 0.4439 | 0.4078 | 0.1589 | 0.4572 | 0.4078 | 0.3281 | 0.2891 | 0.6269 | 0.3501 | 0.2159 | 0.7052 | 0.5781 | 11:00 | 0.3534 | 0.8957 | 0.6254 | 0.2404 | 11:00 | 0.7545 | 0.8498 | 0.6946 | 0.6898 | 11:00 | 0.2059 | 0.2338 | 0.2145 | 0.3093 | 11:00 | 0.4867 | 0.2332 | 0.1455 | 0.1929
|  | 36:30 | 0.4749 | 0.5513 | 0.2082 | 0.1234 | 0.4442 | 0.3517 | 0.7394 | 0.7512 | 0.7128 | 0.6164 | 0.7244 | 0.7183 | 0.4575 | 0.4269 | 0.2397 | 0.4163 | 0.265 | 0.2326 | 0.301 | 0.4965 | 0.3244 | 0.215 | 0.7413 | 0.4074 | 11:15 | 0.3717 | 0.9263 | 0.5925 | 0.3054 | 11:15 | 0.7851 | 0.8258 | 0.6998 | 0.6656 | 11:15 | 0.3282 | 0.1321 | 0.284 | 0.3135 | 11:15 | 0.6083 | 0.0791 | 0.0999 | 0.2676
|  | 36:45 | 0.4907 | 0.5854 | 0.1655 | 0.1403 | 0.3942 | 0.3723 | 0.7434 | 0.7756 | 0.7348 | 0.6261 | 0.7413 | 0.7052 | 0.3725 | 0.4054 | 0.3136 | 0.2829 | 0.2636 | 0.2431 | 0.2353 | 0.4809 | 0.3103 | 0.2012 | 0.7338 | 0.4314 | 11:30 | 0.4086 | 0.8807 | 0.583 | 0.2677 | 11:30 | 0.7974 | 0.8071 | 0.6671 | 0.6586 | 11:30 | 0.4402 | 0.2133 | 0.358 | 0.2746 | 11:30 | 0.4707 | 0.042 | 0.0939 | 0.348
|  | 37:00 | 0.4802 | 0.5847 | 0.135 | 0.1108 | 0.3907 | 0.3616 | 0.7611 | 0.7661 | 0.7304 | 0.6082 | 0.7554 | 0.6978 | 0.2541 | 0.2479 | 0.0624 | 0.432 | 0.3174 | 0.3348 | 0.2337 | 0.4699 | 0.2173 | 0.2437 | 0.7414 | 0.507 | 11:45 | 0.4444 | 0.9149 | 0.6202 | 0.2875 | 11:45 | 0.7952 | 0.8068 | 0.6579 | 0.6474 | 11:45 | 0.5086 | 0.1942 | 0.4113 | 0.206 | 11:45 | 0.4735 | 0 | 0.0246 | 0.3646
|  | 37:15 | 0.4976 | 0.6204 | 0.0852 | 0.1236 | 0.3809 | 0.3415 | 0.7565 | 0.7493 | 0.7248 | 0.6099 | 0.7305 | 0.7142 | 0.3597 | 0.3062 | 0.1286 | 0.3466 | 0.3062 | 0.2582 | 0.2096 | 0.5038 | 0.2281 | 0.2448 | 0.6404 | 0.4961 | 12:00 | 0.4421 | 0.8852 | 0.5899 | 0.317 | 12:00 | 0.8032 | 0.7811 | 0.6839 | 0.6301 | 12:00 | 0.4486 | 0.2986 | 0.3171 | 0.2495 | 12:00 | 0.4762 | 0.1112 | 0.0745 | 0.3367
|  | 37:30 | 0.4823 | 0.6108 | 0.0858 | 0.1016 | 0.3792 | 0.3294 | 0.7655 | 0.7353 | 0.6674 | 0.6151 | 0.7243 | 0.7028 | 0.4195 | 0.2949 | 0.0602 | 0.4348 | 0.2794 | 0.1666 | 0.1512 | 0.5045 | 0.2936 | 0.3528 | 0.5942 | 0.4039 | 12:15 | 0.4552 | 0.882 | 0.5798 | 0.3225 | 12:15 | 0.8012 | 0.8067 | 0.7205 | 0.6469 | 12:15 | 0.4264 | 0.1646 | 0.2483 | 0.3236 | 12:15 | 0.5031 | 0.0974 | 0.0781 | 0.2502
|  | 37:45 | 0.4555 | 0.6367 | 0.1025 | 0.1063 | 0.3777 | 0.3286 | 0.7617 | 0.7194 | 0.6501 | 0.622 | 0.7097 | 0.6916 | 0.4056 | 0.3814 | 0.1255 | 0.4261 | 0.3064 | 0.2417 | 0.1939 | 0.4774 | 0.3317 | 0.3552 | 0.5635 | 0.3917 | 12:30 | 0.4894 | 0.9145 | 0.554 | 0.331 | 12:30 | 0.8177 | 0.8409 | 0.7035 | 0.6463 | 12:30 | 0.4147 | 0.3999 | 0.1464 | 0.3827 | 12:30 | 0.5028 | 0 | 0.0445 | 0.3224
|  | 38:00 | 0.4296 | 0.5987 | 0.104 | 0.1098 | 0.3573 | 0.318 | 0.7368 | 0.681 | 0.6212 | 0.5987 | 0.7404 | 0.6649 | 0.4194 | 0.3847 | 0.2795 | 0.3809 | 0.4074 | 0.2784 | 0.239 | 0.5556 | 0.3091 | 0.2875 | 0.487 | 0.3188 | 12:45 | 0.5128 | 0.9759 | 0.5633 | 0.335 | 12:45 | 0.8128 | 0.8422 | 0.708 | 0.6524 | 12:45 | 0.3775 | 0.4961 | 0.0698 | 0.3398 | 12:45 | 0.6135 | 0 | 0.1031 | 0.2476
|  | 38:15 | 0.4094 | 0.6377 | 0.0976 | 0.111 | 0.3474 | 0.3206 | 0.7402 | 0.6425 | 0.5915 | 0.5894 | 0.7166 | 0.6561 | 0.4351 | 0.3687 | 0.1434 | 0.3977 | 0.3687 | 0.3029 | 0.2128 | 0.5183 | 0.4061 | 0.352 | 0.5536 | 0.4812 | 13:00 | 0.5211 | 0.9746 | 0.6157 | 0.3261 | 13:00 | 0.8325 | 0.8418 | 0.7117 | 0.6377 | 13:00 | 0.5856 | 0.3972 | 0.2411 | 0.4312 | 13:00 | 0.5782 | 0.0407 | 0.157 | 0.299
|  | 38:30 | 0.4286 | 0.6207 | 0.1058 | 0.1076 | 0.397 | 0.3243 | 0.7431 | 0.6247 | 0.5857 | 0.5771 | 0.7074 | 0.6559 | 0.4023 | 0.4825 | 0.097 | 0.3605 | 0.5027 | 0.3388 | 0.2531 | 0.4271 | 0.5149 | 0.3499 | 0.5336 | 0.5738 | 13:15 | 0.5988 | 0.9364 | 0.6262 | 0.3302 | 13:15 | 0.834 | 0.859 | 0.6979 | 0.6532 | 13:15 | 0.45 | 0.2601 | 0.2289 | 0.2821 | 13:15 | 0.5732 | 0.1107 | 0.0947 | 0.3055
|  | 38:45 | 0.4512 | 0.6633 | 0.1212 | 0.117 | 0.4248 | 0.3561 | 0.6832 | 0.6364 | 0.5745 | 0.5375 | 0.7221 | 0.6413 | 0.5249 | 0.4433 | 0.2443 | 0.4834 | 0.4483 | 0.2533 | 0.285 | 0.5064 | 0.5955 | 0.3462 | 0.4591 | 0.6201 | 13:30 | 0.5869 | 0.9008 | 0.676 | 0.3255 | 13:30 | 0.8421 | 0.8688 | 0.7196 | 0.6549 | 13:30 | 0.3502 | 0.1792 | 0.3249 | 0.3407 | 13:30 | 0.5652 | 0.1339 | 0.1024 | 0.3024
|  | 39:00 | 0.4604 | 0.6379 | 0.0989 | 0.1107 | 0.4577 | 0.358 | 0.6573 | 0.6507 | 0.538 | 0.4957 | 0.7213 | 0.6353 | 0.5268 | 0.3828 | 0.1317 | 0.374 | 0.3406 | 0.152 | 0.2347 | 0.4033 | 0.5156 | 0.3179 | 0.3943 | 0.4427 | 13:45 | 0.6255 | 0.9188 | 0.6822 | 0.3318 | 13:45 | 0.8594 | 0.8619 | 0.6705 | 0.66 | 13:45 | 0.3702 | 0.2351 | 0.3416 | 0.2515 | 13:45 | 0.5993 | 0.1882 | 0.0473 | 0.3313
|  | 39:15 | 0.4467 | 0.6345 | 0.0897 | 0.1039 | 0.4589 | 0.3467 | 0.6328 | 0.6613 | 0.4989 | 0.4689 | 0.7239 | 0.5972 | 0.4177 | 0.3212 | 0.1424 | 0.3887 | 0.3212 | 0.2902 | 0.2718 | 0.5246 | 0.4751 | 0.369 | 0.442 | 0.442 | 14:00 | 0.6553 | 0.903 | 0.6853 | 0.3365 | 14:00 | 0.8479 | 0.876 | 0.6752 | 0.6244 | 14:00 | 0.4491 | 0.2307 | 0.417 | 0.2756 | 14:00 | 0.6051 | 0.1859 | 0.079 | 0.3312
|  | 39:30 | 0.3598 | 0.5877 | 0.0695 | 0.0693 | 0.4128 | 0.2811 | 0.6169 | 0.6165 | 0.4325 | 0.4599 | 0.6995 | 0.5509 | 0.3302 | 0.314 | 0.1853 | 0.3946 | 0.4125 | 0.135 | 0.2335 | 0.5652 | 0.3697 | 0.5204 | 0.4471 | 0.4584 | 14:15 | 0.6746 | 0.9151 | 0.6835 | 0.3472 | 14:15 | 0.8855 | 0.8508 | 0.7108 | 0.6542 | 14:15 | 0.3854 | 0.2696 | 0.221 | 0.2794 | 14:15 | 0.5983 | 0.1014 | 0.0944 | 0.3231
|  | 39:45 | 0.3315 | 0.5569 | 0.0558 | 0.0591 | 0.3424 | 0.2461 | 0.602 | 0.5098 | 0.3798 | 0.4274 | 0.6637 | 0.5008 | 0.3011 | 0.2881 | 0.1391 | 0.5235 | 0.434 | 0.1664 | 0.1505 | 0.4755 | 0.5394 | 0.5062 | 0.3661 | 0.4369 | 14:30 | 0.6386 | 0.9053 | 0.6823 | 0.3708 | 14:30 | 0.8892 | 0.8514 | 0.7005 | 0.6573 | 14:30 | 0.3844 | 0.3533 | 0.1894 | 0.3307 | 14:30 | 0.5841 | 0 | 0.1343 | 0.3985
|  | 40:00 | 0.3252 | 0.5076 | 0.0071 | 0.0633 | 0.2842 | 0.2297 | 0.5365 | 0.4497 | 0.336 | 0.4166 | 0.5982 | 0.4735 | 0.4601 | 0.3196 | 0.1176 | 0.5138 | 0.3343 | 0.2467 | 0.2645 | 0.446 | 0.4826 | 0.3063 | 0.5099 | 0.3856 | 14:45 | 0.5663 | 0.8817 | 0.7055 | 0.3625 | 14:45 | 0.8785 | 0.8367 | 0.6974 | 0.6376 | 14:45 | 0.3059 | 0.1837 | 0.2738 | 0.4274 | 14:45 | 0.6204 | 0 | 0.1394 | 0.4919
|  | 40:15 | 0.2648 | 0.4357 | 0 | 0.0552 | 0.1652 | 0.1842 | 0.4947 | 0.4604 | 0.2752 | 0.3842 | 0.5866 | 0.4402 | 0.3908 | 0.3303 | 0.1453 | 0.4009 | 0.3303 | 0.2873 | 0.3113 | 0.5425 | 0.4396 | 0.3181 | 0.439 | 0.4427 | 15:00 | 0.5495 | 0.903 | 0.6863 | 0.3358 | 15:00 | 0.8613 | 0.8479 | 0.6722 | 0.5965 | 15:00 | 0.2765 | 0.3135 | 0.2168 | 0.3315 | 15:00 | 0.6106 | 0.0933 | 0.1343 | 0.489
|  | 40:30 | 0.187 | 0.3597 | 0 | 0.045 | 0.1143 | 0.1328 | 0.3673 | 0.393 | 0.2209 | 0.3542 | 0.503 | 0.3668 | 0.3431 | 0.3593 | 0.2947 | 0.5198 | 0.321 | 0.2164 | 0.1298 | 0.6413 | 0.4656 | 0.3736 | 0.5463 | 0.5396 | 15:15 | 0.494 | 0.8859 | 0.7056 | 0.3221 | 15:15 | 0.8597 | 0.8548 | 0.6682 | 0.5781 | 15:15 | 0.3797 | 0.2578 | 0.2329 | 0.3382 | 15:15 | 0.6161 | 0.0944 | 0.0963 | 0.3218
|  | 40:45 | 0.1239 | 0.1906 | 0 | 0.0272 | 0.0901 | 0.095 | 0.2754 | 0.3442 | 0.1888 | 0.2999 | 0.4158 | 0.2879 | 0.38 | 0.4018 | 0.3616 | 0.4418 | 0.2901 | 0.3334 | 0.2001 | 0.5479 | 0.418 | 0.1595 | 0.6147 | 0.5194 | 15:30 | 0.5554 | 0.8362 | 0.5977 | 0.2728 | 15:30 | 0.8492 | 0.842 | 0.6168 | 0.5394 | 15:30 | 0.4989 | 0.2269 | 0.1757 | 0.3826 | 15:30 | 0.6413 | 0.3192 | 0.0557 | 0.2927
|  | 41:00 | 0.0478 | 0.1311 | 0 | 0.0079 | 0.0381 | 0.0448 | 0.2252 | 0.2695 | 0.1327 | 0.2396 | 0.3556 | 0.2414 | 0.4918 | 0.4286 | 0.3044 | 0.4704 | 0.256 | 0.3046 | 0.2527 | 0.6336 | 0.4965 | 0.2966 | 0.4845 | 0.6413 | 15:45 | 0.5792 | 0.7999 | 0.4877 | 0.2138 | 15:45 | 0.8442 | 0.8314 | 0.5714 | 0.4781 | 15:45 | 0.489 | 0.1672 | 0.3004 | 0.4596 | 15:45 | 0.6771 | 0.1575 | 0 | 0.2922
|  | 41:15 | 0.003 | 0.0611 | 0 | 0 | 0.0161 | 0.016 | 0.1547 | 0.1866 | 0.0869 | 0.182 | 0.3008 | 0.1822 | 0.4544 | 0.444 | 0.1727 | 0.5011 | 0.444 | 0.3496 | 0.3525 | 0.61 | 0.5217 | 0.4204 | 0.492 | 0.5031 | 16:00 | 0.5808 | 0.7577 | 0.3586 | 0.139 | 16:00 | 0.8255 | 0.8139 | 0.5018 | 0.4138 | 16:00 | 0.5132 | 0.2131 | 0.244 | 0.3808 | 16:00 | 0.6596 | 0.1299 | 0.0186 | 0.3386
|  | 41:30 | 0.0052 | 0.079 | 0 | 0 | 0 | 0.0177 | 0.1204 | 0.1895 | 0.0508 | 0.1375 | 0.2451 | 0.1421 | 0.5476 | 0.4297 | 0.2138 | 0.484 | 0.5526 | 0.3777 | 0.5281 | 0.613 | 0.5361 | 0.3926 | 0.3067 | 0.3965 | 16:15 | 0.6101 | 0.7555 | 0.245 | 0.055 | 16:15 | 0.8062 | 0.7982 | 0.4486 | 0.3663 | 16:15 | 0.3672 | 0.2539 | 0.262 | 0.3664 | 16:15 | 0.6242 | 0.0996 | 0.1024 | 0.3099
|  | 41:45 | 0.0123 | 0.0225 | 0 | 0 | 0 | 0 | 0.0632 | 0.1723 | 0.0247 | 0.0863 | 0.1585 | 0.0996 | 0.5011 | 0.452 | 0.1787 | 0.4522 | 0.5269 | 0.2588 | 0.5025 | 0.5477 | 0.5507 | 0.4085 | 0.3754 | 0.345 | 16:30 | 0.5093 | 0.7028 | 0.1798 | 0.0151 | 16:30 | 0.7533 | 0.7557 | 0.3438 | 0.2566 | 16:30 | 0.3942 | 0.1672 | 0.2636 | 0.3311 | 16:30 | 0.6276 | 0.0319 | 0.1023 | 0.236
|  | 42:00 | 0.0089 | 0.0504 | 0 | 0 | 0 | 0 | 0.0309 | 0.0935 | 0.0065 | 0.0198 | 0.0594 | 0.042 | 0.4364 | 0.4327 | 0.1898 | 0.5288 | 0.4896 | 0.3948 | 0.4748 | 0.5743 | 0.5119 | 0.4084 | 0.3856 | 0.372 | 16:45 | 0.4535 | 0.6348 | 0.1321 | 0.0169 | 16:45 | 0.7011 | 0.7333 | 0.2636 | 0.1807 | 16:45 | 0.39 | 0.1209 | 0.3164 | 0.3162 | 16:45 | 0.6944 | 0.0958 | 0.0939 | 0.2999
|  | 42:15 | 0 | 0 | 0 | 0 | 0 | 0 | 0.0001 | 0.006 | 0 | 0.0011 | 0.0086 | 0.0031 | 0.4559 | 0.5069 | 0.1732 | 0.4982 | 0.5069 | 0.3571 | 0.3847 | 0.6305 | 0.496 | 0.5177 | 0.5377 | 0.5357 | 17:00 | 0.3591 | 0.6194 | 0.0517 | 0.008 | 17:00 | 0.6241 | 0.6907 | 0.1552 | 0.137 | 17:00 | 0.4451 | 0.2284 | 0.3287 | 0.3449 | 17:00 | 0.7151 | 0.1932 | 0.0615 | 0.2439
|  | 42:30 | 0 | 0 | 0 | 0 | 0 | 0 | 0.0148 | 0 | 0 | 0 | 0 | 0.0137 | 0.6751 | 0.573 | 0.1547 | 0.379 | 0.5531 | 0.3648 | 0.3082 | 0.6818 | 0.5145 | 0.6536 | 0.5794 | 0.4615 | 17:15 | 0.3008 | 0.5924 | 0 | 0 | 17:15 | 0.5527 | 0.6426 | 0.0445 | 0.0521 | 17:15 | 0.4289 | 0.3209 | 0.2887 | 0.356 | 17:15 | 0.7545 | 0.1541 | 0.1221 | 0.3066
|  | 42:45 | 0 | 0 | 0 | 0 | 0 | 0 | 0.0092 | 0 | 0 | 0 | 0 | 0.0145 | 0.5568 | 0.6095 | 0.2074 | 0.362 | 0.5806 | 0.3237 | 0.3657 | 0.7989 | 0.4528 | 0.5671 | 0.4971 | 0.4423 | 17:30 | 0.2041 | 0.4754 | 0 | 0 | 17:30 | 0.4677 | 0.5677 | 0.0256 | 0.0361 | 17:30 | 0.2747 | 0.4044 | 0.2918 | 0.2641 | 17:30 | 0.9097 | 0.2892 | 0.1159 | 0.4099
|  | 43:00 | 0 | 0 | 0 | 0 | 0 | 0 | 0 | 0 | 0 | 0 | 0 | 0.0198 | 0.6323 | 0.6728 | 0.1517 | 0.3954 | 0.5265 | 0.3206 | 0.4454 | 0.6617 | 0.4861 | 0.5694 | 0.4849 | 0.4873 | 17:45 | 0.1055 | 0.3709 | 0 | 0 | 17:45 | 0.3661 | 0.4596 | 0.007 | 0.0483 | 17:45 | 0.2802 | 0.4527 | 0.3087 | 0.2872 | 17:45 | 1.0002 | 0.2438 | 0.1443 | 0.4063
|  | 43:15 | 0 | 0 | 0 | 0 | 0 | 0 | 0 | 0 | 0 | 0 | 0 | 0 | 0.5011 | 0.5979 | 0.1737 | 0.5674 | 0.5979 | 0.3946 | 0.4378 | 0.6775 | 0.4221 | 0.5388 | 0.4807 | 0.5162 | 18:00 | 0.0605 | 0.2276 | 0 | 0 | 18:00 | 0.2831 | 0.3927 | 0.0015 | 0.0478 | 18:00 | 0.4701 | 0.2736 | 0.3173 | 0.2915 | 18:00 | 0.8877 | 0.2115 | 0.183 | 0.4916
|  | 43:30 | 0 | 0 | 0 | 0 | 0 | 0 | 0 | 0 | 0 | 0 | 0 | 0 | 0.5029 | 0.5296 | 0.1468 | 0.5746 | 0.5628 | 0.3961 | 0.3392 | 0.6066 | 0.3203 | 0.5774 | 0.5011 | 0.5686 | 18:15 | 0 | 0.0871 | 0 | 0 | 18:15 | 0.1571 | 0.3218 | 0 | 0 | 18:15 | 0.514 | 0.3195 | 0.2926 | 0.4174 | 18:15 | 0.8526 | 0.2005 | 0.2218 | 0.3926
|  | 43:45 | 0 | 0 | 0 | 0 | 0 | 0 | 0 | 0 | 0 | 0 | 0 | 0 | 0.5223 | 0.6308 | 0.1265 | 0.5604 | 0.628 | 0.4325 | 0.454 | 0.6441 | 0.327 | 0.6684 | 0.5458 | 0.5472 | 18:30 | 0 | 0.0542 | 0 | 0 | 18:30 | 0.1055 | 0.252 | 0 | 0 | 18:30 | 0.5036 | 0.3178 | 0.2137 | 0.3479 | 18:30 | 0.9115 | 0.2301 | 0.3077 | 0.5607
|  | 44:00 | 0 | 0 | 0 | 0 | 0 | 0 | 0 | 0 | 0 | 0 | 0 | 0 | 0.4892 | 0.7168 | 0.176 | 0.6356 | 0.6619 | 0.4623 | 0.4869 | 0.6475 | 0.4792 | 0.7036 | 0.5987 | 0.4418 | 18:45 | 0 | 0.0094 | 0 | 0 | 18:45 | 0.0676 | 0.1651 | 0 | 0 | 18:45 | 0.523 | 0.2085 | 0.3222 | 0.3323 | 18:45 | 0.9673 | 0.1729 | 0.2523 | 0.5814
|  | 44:15 | 0 | 0 | 0 | 0 | 0 | 0 | 0 | 0 | 0 | 0 | 0 | 0 | 0.5414 | 0.6738 | 0.171 | 0.6219 | 0.6738 | 0.4247 | 0.501 | 0.713 | 0.3751 | 0.5152 | 0.4428 | 0.5059 | 19:00 | 0 | 0 | 0 | 0 | 19:00 | 0.0307 | 0.0747 | 0 | 0 | 19:00 | 0.3629 | 0.2039 | 0.2719 | 0.3335 | 19:00 | 0.8408 | 0.2635 | 0.2867 | 0.5061
|  | 44:30 | 0 | 0 | 0 | 0 | 0 | 0 | 0 | 0 | 0 | 0 | 0 | 0 | 0.5072 | 0.8056 | 0.2002 | 0.6127 | 0.7693 | 0.4118 | 0.4356 | 0.7066 | 0.3247 | 0.5801 | 0.3057 | 0.5333 | 19:15 | 0 | 0 | 0 | 0 | 19:15 | 0.0014 | 0.0171 | 0 | 0 | 19:15 | 0.5283 | 0.3882 | 0.3628 | 0.4117 | 19:15 | 0.8526 | 0.2953 | 0.3167 | 0.47
|  | 44:45 | 0 | 0 | 0 | 0 | 0 | 0 | 0 | 0 | 0 | 0 | 0 | 0 | 0.6209 | 0.9514 | 0.027 | 0.5907 | 0.8348 | 0.368 | 0.396 | 0.6477 | 0.3418 | 0.5245 | 0.3415 | 0.5824 | 19:30 | 0 | 0 | 0 | 0 | 19:30 | 0.0339 | 0 | 0 | 0 | 19:30 | 0.5143 | 0.2826 | 0.2291 | 0.4107 | 19:30 | 0.942 | 0.3209 | 0.3367 | 0.4176
|  | 45:00 | 0 | 0 | 0 | 0 | 0 | 0 | 0 | 0 | 0 | 0 | 0 | 0 | 0.6795 | 0.8615 | 0.0502 | 0.6217 | 0.8513 | 0.3803 | 0.4847 | 0.892 | 0.2278 | 0.5576 | 0.369 | 0.519 | 19:45 | 0 | 0 | 0 | 0 | 19:45 | 0.0202 | 0 | 0 | 0 | 19:45 | 0.4226 | 0.3367 | 0.1322 | 0.4096 | 19:45 | 0.9632 | 0.2872 | 0.2455 | 0.5231
|  | 45:15 | 0 | 0 | 0 | 0 | 0 | 0 | 0 | 0 | 0 | 0 | 0 | 0 | 0.541 | 0.7208 | 0.1773 | 0.6598 | 0.7208 | 0.4403 | 0.4969 | 0.7158 | 0.3265 | 0.5712 | 0.3604 | 0.4616 | 20:00 | 0 | 0 | 0 | 0 | 20:00 | 0.014 | 0 | 0 | 0 | 20:00 | 0.5353 | 0.3807 | 0.2825 | 0.4092 | 20:00 | 0.8589 | 0.4392 | 0.2763 | 0.4611
|  | 45:30 | 0 | 0 | 0 | 0 | 0 | 0 | 0 | 0 | 0 | 0 | 0 | 0 | 0.5057 | 0.7664 | 0.0544 | 0.4898 | 0.578 | 0.4975 | 0.4844 | 0.6652 | 0.3049 | 0.513 | 0.4355 | 0.5125 | 20:15 | 0 | 0 | 0 | 0 | 20:15 | 0 | 0 | 0 | 0 | 20:15 | 0.5194 | 0.4373 | 0.4465 | 0.4085 | 20:15 | 0.8454 | 0.3921 | 0.4251 | 0.5246
|  | 45:45 | 0 | 0 | 0 | 0 | 0 | 0 | 0 | 0 | 0 | 0 | 0 | 0 | 0.5897 | 0.7449 | 0.1625 | 0.4506 | 0.5234 | 0.4056 | 0.2991 | 0.5099 | 0.2412 | 0.4514 | 0.5459 | 0.5011 | 20:30 | 0 | 0 | 0 | 0 | 20:30 | 0 | 0 | 0 | 0 | 20:30 | 0.6777 | 0.5016 | 0.4081 | 0.5034 | 20:30 | 0.8324 | 0.4388 | 0.3041 | 0.4159
|  | 46:00 | 0 | 0 | 0 | 0 | 0 | 0 | 0 | 0 | 0 | 0 | 0 | 0 | 0.6552 | 0.5178 | 0.188 | 0.506 | 0.5584 | 0.351 | 0.3934 | 0.5272 | 0.1581 | 0.3449 | 0.3227 | 0.4159 | 20:45 | 0 | 0 | 0 | 0 | 20:45 | 0 | 0 | 0 | 0 | 20:45 | 0.6142 | 0.5113 | 0.4118 | 0.4315 | 20:45 | 0.796 | 0.3401 | 0.2718 | 0.4187
|  | 46:15 | 0 | 0 | 0 | 0 | 0 | 0 | 0 | 0 | 0 | 0 | 0 | 0 | 0.4343 | 0.4994 | 0.1476 | 0.5444 | 0.4994 | 0.3491 | 0.4421 | 0.6198 | 0.1502 | 0.3745 | 0.4015 | 0.4254 | 21:00 | 0 | 0 | 0 | 0 | 21:00 | 0 | 0 | 0 | 0 | 21:00 | 0.4899 | 0.3574 | 0.5452 | 0.4939 | 21:00 | 0.7549 | 0.3457 | 0.4145 | 0.4994
|  | 46:30 | 0 | 0 | 0 | 0 | 0 | 0 | 0 | 0 | 0 | 0 | 0 | 0 | 0.4615 | 0.5567 | 0.2981 | 0.5822 | 0.5598 | 0.347 | 0.4358 | 0.6797 | 0.0452 | 0.2725 | 0.2581 | 0.5342 | 21:15 | 0 | 0 | 0 | 0 | 21:15 | 0 | 0 | 0 | 0 | 21:15 | 0.5829 | 0.3948 | 0.4866 | 0.4282 | 21:15 | 0.836 | 0.3839 | 0.5174 | 0.4238
|  | 46:45 | 0 | 0 | 0 | 0 | 0 | 0 | 0 | 0 | 0 | 0 | 0 | 0 | 0.5047 | 0.4765 | 0.363 | 0.5786 | 0.4581 | 0.3044 | 0.4188 | 0.5424 | 0.0998 | 0.239 | 0.3933 | 0.4361 | 21:30 | 0 | 0 | 0 | 0 | 21:30 | 0 | 0 | 0 | 0 | 21:30 | 0.4263 | 0.2537 | 0.4153 | 0.3885 | 21:30 | 0.8644 | 0.3051 | 0.5098 | 0.4799
|  | 47:00 | 0 | 0 | 0 | 0 | 0 | 0 | 0 | 0 | 0 | 0 | 0 | 0 | 0.5257 | 0.3786 | 0.3598 | 0.5992 | 0.4847 | 0.2599 | 0.3673 | 0.571 | 0.1548 | 0.4025 | 0.3479 | 0.42 | 21:45 | 0 | 0 | 0 | 0 | 21:45 | 0 | 0 | 0 | 0 | 21:45 | 0.5197 | 0.3323 | 0.4533 | 0.3666 | 21:45 | 0.8706 | 0.457 | 0.5492 | 0.4461
|  | 47:15 | 0 | 0 | 0 | 0 | 0 | 0 | 0 | 0 | 0 | 0 | 0 | 0 | 0.421 | 0.4545 | 0.1312 | 0.4711 | 0.4545 | 0.3189 | 0.3769 | 0.5331 | 0.2578 | 0.3324 | 0.3917 | 0.404 | 22:00 | 0 | 0 | 0 | 0 | 22:00 | 0 | 0 | 0 | 0 | 22:00 | 0.5518 | 0.4419 | 0.4068 | 0.4964 | 22:00 | 0.8419 | 0.4458 | 0.7039 | 0.394
|  | 47:30 | 0 | 0 | 0 | 0 | 0 | 0 | 0 | 0 | 0 | 0 | 0 | 0 | 0.4816 | 0.37 | 0.2181 | 0.529 | 0.4396 | 0.2047 | 0.2887 | 0.503 | 0.3187 | 0.2318 | 0.4157 | 0.3423 | 22:15 | 0 | 0 | 0 | 0 | 22:15 | 0 | 0 | 0 | 0 | 22:15 | 0.5667 | 0.3487 | 0.4237 | 0.4664 | 22:15 | 0.7803 | 0.421 | 0.5923 | 0.3396
|  | 47:45 | 0 | 0 | 0 | 0 | 0 | 0 | 0 | 0 | 0 | 0 | 0 | 0 | 0.3694 | 0.4444 | 0.1506 | 0.5445 | 0.476 | 0.2472 | 0.38 | 0.6062 | 0.2593 | 0.2652 | 0.5313 | 0.4662 | 22:30 | 0 | 0 | 0 | 0 | 22:30 | 0 | 0 | 0 | 0 | 22:30 | 0.5169 | 0.5557 | 0.3988 | 0.3558 | 22:30 | 0.7171 | 0.4922 | 0.5918 | 0.3327
|  | 48:00 | 0 | 0 | 0 | 0 | 0 | 0 | 0 | 0 | 0 | 0 | 0 | 0 | 0.3066 | 0.4364 | 0.1456 | 0.4471 | 0.4422 | 0.384 | 0.5695 | 0.5773 | 0.4288 | 0.3093 | 0.4703 | 0.4646 | 22:45 | 0 | 0 | 0 | 0 | 22:45 | 0 | 0 | 0 | 0 | 22:45 | 0.4816 | 0.6762 | 0.4925 | 0.3587 | 22:45 | 0.6549 | 0.4708 | 0.6152 | 0.3283
Mar | spring | 0:15 | 0 | 0 | 0 | 0 | 0 | 0 | 0 | 0 | 0 | 0 | 0 | 0 | 0.4019 | 0.438 | 0.1198 | 0.491 | 0.438 | 0.3109 | 0.5272 | 0.6632 | 0.4977 | 0.4303 | 0.3493 | 0.4609 | 23:00 | 0 | 0 | 0 | 0 | 23:00 | 0 | 0 | 0 | 0 | 23:00 | 0.5756 | 0.6383 | 0.4335 | 0.4017 | 23:00 | 0.6881 | 0.4662 | 0.626 | 0.4271
|  | 0:30 | 0 | 0 | 0 | 0 | 0 | 0 | 0 | 0 | 0 | 0 | 0 | 0 | 0.4431 | 0.4711 | 0.11 | 0.4951 | 0.3871 | 0.3513 | 0.4586 | 0.5473 | 0.3861 | 0.3184 | 0.2126 | 0.4134 | 23:15 | 0 | 0 | 0 | 0 | 23:15 | 0 | 0 | 0 | 0 | 23:15 | 0.5669 | 0.4136 | 0.4242 | 0.4185 | 23:15 | 0.7109 | 0.4852 | 0.6217 | 0.3879
|  | 0:45 | 0 | 0 | 0 | 0 | 0 | 0 | 0 | 0 | 0 | 0 | 0 | 0 | 0.4726 | 0.3982 | 0.1222 | 0.4233 | 0.3709 | 0.3511 | 0.4894 | 0.4672 | 0.4476 | 0.3397 | 0.2716 | 0.5123 | 23:30 | 0 | 0 | 0 | 0 | 23:30 | 0 | 0 | 0 | 0 | 23:30 | 0.6845 | 0.3976 | 0.4099 | 0.3941 | 23:30 | 0.7371 | 0.4171 | 0.3718 | 0.3467
|  | 1:00 | 0 | 0 | 0 | 0 | 0 | 0 | 0 | 0 | 0 | 0 | 0 | 0 | 0.4853 | 0.5101 | 0.1545 | 0.4053 | 0.2912 | 0.2446 | 0.5196 | 0.6244 | 0.3427 | 0.311 | 0.2461 | 0.5479 | 23:45 | 0 | 0 | 0 | 0 | 23:45 | 0 | 0 | 0 | 0 | 23:45 | 0.6143 | 0.3918 | 0.4511 | 0.3895 | 23:45 | 0.7453 | 0.4883 | 0.2877 | 0.3191
|  | 1:15 | 0 | 0 | 0 | 0 | 0 | 0 | 0 | 0 | 0 | 0 | 0 | 0 | 0.4382 | 0.5198 | 0.1161 | 0.4927 | 0.5198 | 0.3297 | 0.444 | 0.6632 | 0.4995 | 0.4095 | 0.4172 | 0.4848 | 0:00 | 0 | 0 | 0 | 0 | 0:00 | 0 | 0 | 0 | 0 | 0:00 | 0.6942 | 0.3569 | 0.4832 | 0.4603 | 0:00 | 0.8845 | 0.443 | 0.2378 | 0.2721
|  | 1:30 | 0 | 0 | 0 | 0 | 0 | 0 | 0 | 0 | 0 | 0 | 0 | 0 | 0.4371 | 0.5458 | 0.0815 | 0.4901 | 0.523 | 0.4389 | 0.3184 | 0.5962 | 0.5731 | 0.5177 | 0.4446 | 0.5592
|  | 1:45 | 0 | 0 | 0 | 0 | 0 | 0 | 0 | 0 | 0 | 0 | 0 | 0 | 0.4877 | 0.4758 | 0.0188 | 0.5489 | 0.5305 | 0.4124 | 0.3114 | 0.6075 | 0.5136 | 0.4085 | 0.437 | 0.4418
|  | 2:00 | 0 | 0 | 0 | 0 | 0 | 0 | 0 | 0 | 0 | 0 | 0 | 0 | 0.3073 | 0.5724 | 0.0965 | 0.535 | 0.5956 | 0.3708 | 0.3537 | 0.7106 | 0.3756 | 0.5992 | 0.4312 | 0.4369 | West
|  | 2:15 | 0 | 0 | 0 | 0 | 0 | 0 | 0 | 0 | 0 | 0 | 0 | 0 | 0.3895 | 0.5961 | 0.1198 | 0.5182 | 0.5961 | 0.3316 | 0.4028 | 0.6472 | 0.5451 | 0.4306 | 0.3686 | 0.4583 |  | SOLAR CSP |  |  |  |  | SOLAR PVSAT |  |  |  |  | wind |  |  |  |  | wind_new
|  | 2:30 | 0 | 0 | 0 | 0 | 0 | 0 | 0 | 0 | 0 | 0 | 0 | 0 | 0.3414 | 0.4577 | 0.0586 | 0.6434 | 0.5344 | 0.2823 | 0.3775 | 0.6322 | 0.4792 | 0.5078 | 0.351 | 0.4722 |  | Spring | Summer | Fall | Winter |  | Spring | Summer | Fall | Winter |  | Spring | Summer | Fall | Winter |  | Spring | Summer | Fall | Winter
|  | 2:45 | 0 | 0 | 0 | 0 | 0 | 0 | 0 | 0 | 0 | 0 | 0 | 0 | 0.4019 | 0.5155 | 0.1151 | 0.5527 | 0.5473 | 0.2692 | 0.347 | 0.6111 | 0.5091 | 0.6357 | 0.3645 | 0.4958 | 0:15 | 0 | 0 | 0 | 0 | 0:15 | 0 | 0 | 0 | 0 | 0:15 | 0.7972 | 0.5017 | 0.665 | 0.5495 | 0:15 | 0.6554 | 0.5888 | 0.1516 | 0.444
|  | 3:00 | 0 | 0 | 0 | 0 | 0 | 0 | 0 | 0 | 0 | 0 | 0 | 0 | 0.473 | 0.5787 | 0.0604 | 0.5559 | 0.4861 | 0.2967 | 0.2417 | 0.7816 | 0.4979 | 0.5412 | 0.4413 | 0.5625 | 0:30 | 0 | 0 | 0 | 0 | 0:30 | 0 | 0 | 0 | 0 | 0:30 | 0.7998 | 0.4901 | 0.6602 | 0.6419 | 0:30 | 0.6616 | 0.5719 | 0.129 | 0.3295
|  | 3:15 | 0 | 0 | 0 | 0 | 0 | 0 | 0 | 0 | 0 | 0 | 0 | 0 | 0.3611 | 0.5037 | 0.1295 | 0.5154 | 0.5037 | 0.3159 | 0.4422 | 0.6874 | 0.5882 | 0.4568 | 0.3397 | 0.4634 | 0:45 | 0 | 0 | 0 | 0 | 0:45 | 0 | 0 | 0 | 0 | 0:45 | 0.8442 | 0.5131 | 0.6218 | 0.632 | 0:45 | 0.6816 | 0.5084 | 0.0691 | 0.3794
|  | 3:30 | 0 | 0 | 0 | 0 | 0 | 0 | 0 | 0 | 0 | 0 | 0 | 0 | 0.2735 | 0.4976 | 0.1761 | 0.5063 | 0.5841 | 0.1997 | 0.3849 | 0.6576 | 0.5285 | 0.5039 | 0.3427 | 0.5075 | 1:00 | 0 | 0 | 0 | 0 | 1:00 | 0 | 0 | 0 | 0 | 1:00 | 0.7014 | 0.4033 | 0.5801 | 0.598 | 1:00 | 0.7965 | 0.4973 | 0.0686 | 0.4671
|  | 3:45 | 0 | 0 | 0 | 0 | 0 | 0 | 0 | 0 | 0 | 0 | 0 | 0 | 0.4396 | 0.371 | 0.1535 | 0.466 | 0.5692 | 0.3579 | 0.4786 | 0.7031 | 0.4717 | 0.4269 | 0.2608 | 0.5122 | 1:15 | 0 | 0 | 0 | 0 | 1:15 | 0 | 0 | 0 | 0 | 1:15 | 0.7537 | 0.4357 | 0.6497 | 0.4695 | 1:15 | 0.7184 | 0.5795 | 0.1798 | 0.4754
|  | 4:00 | 0 | 0 | 0 | 0 | 0 | 0 | 0 | 0 | 0 | 0 | 0 | 0 | 0.2687 | 0.3303 | 0.1227 | 0.5042 | 0.6411 | 0.1825 | 0.5257 | 0.678 | 0.4284 | 0.4483 | 0.3142 | 0.4123 | 1:30 | 0 | 0 | 0 | 0 | 1:30 | 0 | 0 | 0 | 0 | 1:30 | 0.8842 | 0.5166 | 0.7128 | 0.3022 | 1:30 | 0.6806 | 0.6137 | 0.2292 | 0.5061
|  | 4:15 | 0 | 0 | 0 | 0 | 0 | 0 | 0 | 0 | 0 | 0 | 0 | 0 | 0.3139 | 0.4761 | 0.1041 | 0.4282 | 0.4761 | 0.2718 | 0.4876 | 0.6657 | 0.5756 | 0.4822 | 0.2807 | 0.4338 | 1:45 | 0 | 0 | 0 | 0 | 1:45 | 0 | 0 | 0 | 0 | 1:45 | 0.8251 | 0.4793 | 0.6882 | 0.2368 | 1:45 | 0.53 | 0.5807 | 0.2761 | 0.4204
|  | 4:30 | 0 | 0 | 0 | 0 | 0 | 0 | 0 | 0 | 0 | 0 | 0 | 0 | 0.2624 | 0.4918 | 0.1109 | 0.511 | 0.4554 | 0.2964 | 0.4169 | 0.5711 | 0.6257 | 0.5382 | 0.4022 | 0.5298 | 2:00 | 0 | 0 | 0 | 0 | 2:00 | 0 | 0 | 0 | 0 | 2:00 | 0.8633 | 0.3915 | 0.6776 | 0.2401 | 2:00 | 0.7307 | 0.5405 | 0.2857 | 0.4393
|  | 4:45 | 0 | 0 | 0 | 0 | 0 | 0 | 0 | 0 | 0 | 0 | 0 | 0 | 0.1627 | 0.384 | 0.1726 | 0.5017 | 0.4269 | 0.2377 | 0.5324 | 0.5576 | 0.5483 | 0.4792 | 0.3689 | 0.4981 | 2:15 | 0 | 0 | 0 | 0 | 2:15 | 0 | 0 | 0 | 0 | 2:15 | 0.782 | 0.4027 | 0.577 | 0.3726 | 2:15 | 0.7346 | 0.556 | 0.2302 | 0.4737
|  | 5:00 | 0 | 0 | 0 | 0 | 0 | 0 | 0 | 0 | 0 | 0 | 0 | 0 | 0.2303 | 0.4183 | 0.1734 | 0.5248 | 0.4498 | 0.2124 | 0.4743 | 0.6322 | 0.6231 | 0.4532 | 0.3735 | 0.4186 | 2:30 | 0 | 0 | 0 | 0 | 2:30 | 0 | 0 | 0 | 0 | 2:30 | 0.885 | 0.4197 | 0.5823 | 0.3711 | 2:30 | 0.6925 | 0.5424 | 0.2225 | 0.3363
|  | 5:15 | 0 | 0 | 0 | 0 | 0 | 0 | 0 | 0 | 0 | 0 | 0 | 0 | 0.2912 | 0.4427 | 0.1244 | 0.4654 | 0.4427 | 0.277 | 0.5604 | 0.6296 | 0.6904 | 0.5407 | 0.2936 | 0.456 | 2:45 | 0 | 0 | 0 | 0 | 2:45 | 0 | 0 | 0 | 0 | 2:45 | 0.7861 | 0.3783 | 0.6567 | 0.3157 | 2:45 | 0.6958 | 0.5365 | 0.2361 | 0.341
|  | 5:30 | 0 | 0 | 0 | 0 | 0 | 0 | 0 | 0 | 0 | 0 | 0 | 0.0147 | 0.376 | 0.4292 | 0.1336 | 0.5534 | 0.5199 | 0.2867 | 0.5884 | 0.6305 | 0.7317 | 0.4686 | 0.3374 | 0.3495 | 3:00 | 0 | 0 | 0 | 0 | 3:00 | 0 | 0 | 0 | 0 | 3:00 | 0.7548 | 0.4793 | 0.6087 | 0.4982 | 3:00 | 0.6634 | 0.5669 | 0.2332 | 0.3991
|  | 5:45 | 0 | 0 | 0 | 0 | 0 | 0 | 0 | 0 | 0 | 0 | 0 | 0.0055 | 0.4601 | 0.3094 | 0.2186 | 0.4973 | 0.523 | 0.4936 | 0.4705 | 0.4709 | 0.8309 | 0.4614 | 0.4092 | 0.2432 | 3:15 | 0 | 0 | 0 | 0 | 3:15 | 0 | 0 | 0 | 0 | 3:15 | 0.7423 | 0.4327 | 0.5688 | 0.3478 | 3:15 | 0.7747 | 0.507 | 0.3049 | 0.4877
|  | 6:00 | 0 | 0 | 0 | 0 | 0 | 0 | 0 | 0 | 0 | 0 | 0 | 0.0067 | 0.3736 | 0.3908 | 0.1574 | 0.4875 | 0.4881 | 0.427 | 0.4329 | 0.4856 | 0.7607 | 0.5586 | 0.3865 | 0.4371 | 3:30 | 0 | 0 | 0 | 0 | 3:30 | 0 | 0 | 0 | 0 | 3:30 | 0.6921 | 0.4619 | 0.5744 | 0.3519 | 3:30 | 0.778 | 0.4724 | 0.345 | 0.5451
|  | 6:15 | 0 | 0 | 0 | 0 | 0 | 0 | 0 | 0.0034 | 0 | 0 | 0 | 0.0007 | 0.3393 | 0.4562 | 0.0992 | 0.4441 | 0.4562 | 0.2778 | 0.4933 | 0.5426 | 0.7688 | 0.5616 | 0.2784 | 0.431 | 3:45 | 0 | 0 | 0 | 0 | 3:45 | 0 | 0 | 0 | 0 | 3:45 | 0.6718 | 0.4191 | 0.4542 | 0.422 | 3:45 | 0.8818 | 0.5544 | 0.3303 | 0.5374
|  | 6:30 | 0 | 0 | 0 | 0 | 0 | 0 | 0.0147 | 0.0651 | 0.0218 | 0.0272 | 0 | 0.0291 | 0.4168 | 0.4908 | 0.0501 | 0.4084 | 0.3945 | 0.2437 | 0.5212 | 0.5443 | 0.6622 | 0.4497 | 0.2654 | 0.4638 | 4:00 | 0 | 0 | 0 | 0 | 4:00 | 0 | 0 | 0 | 0 | 4:00 | 0.6888 | 0.3852 | 0.4845 | 0.4138 | 4:00 | 0.8986 | 0.5317 | 0.3178 | 0.4631
|  | 6:45 | 0 | 0 | 0 | 0 | 0 | 0 | 0.0552 | 0.1094 | 0.0253 | 0.0562 | 0 | 0.0549 | 0.4574 | 0.4004 | 0 | 0.3654 | 0.4557 | 0.2325 | 0.4421 | 0.588 | 0.6482 | 0.4986 | 0.2158 | 0.4935 | 4:15 | 0 | 0 | 0 | 0 | 4:15 | 0 | 0 | 0 | 0 | 4:15 | 0.6588 | 0.4037 | 0.5325 | 0.4143 | 4:15 | 0.7488 | 0.4612 | 0.3882 | 0.5277
|  | 7:00 | 0 | 0 | 0 | 0 | 0 | 0 | 0.1004 | 0.135 | 0.0266 | 0.0953 | 0.002 | 0.077 | 0.522 | 0.3951 | 0.0586 | 0.4183 | 0.4074 | 0.3952 | 0.3878 | 0.4576 | 0.7008 | 0.5953 | 0.1492 | 0.5543 | 4:30 | 0 | 0 | 0 | 0 | 4:30 | 0 | 0 | 0 | 0 | 4:30 | 0.6925 | 0.4429 | 0.6751 | 0.2995 | 4:30 | 0.651 | 0.4319 | 0.3621 | 0.5276
|  | 7:15 | 0 | 0 | 0 | 0 | 0 | 0 | 0.1432 | 0.1876 | 0.0235 | 0.1096 | 0.0607 | 0.1049 | 0.4779 | 0.4097 | 0.0826 | 0.3735 | 0.4097 | 0.2907 | 0.4046 | 0.4776 | 0.7102 | 0.5751 | 0.2238 | 0.3728 | 4:45 | 0 | 0 | 0 | 0 | 4:45 | 0.0092 | 0 | 0 | 0 | 4:45 | 0.5636 | 0.3957 | 0.5854 | 0.2914 | 4:45 | 0.7035 | 0.3615 | 0.3657 | 0.5023
|  | 7:30 | 0 | 0 | 0 | 0 | 0 | 0 | 0.2285 | 0.2776 | 0.008 | 0.1731 | 0.1426 | 0.1738 | 0.4091 | 0.2769 | 0.0528 | 0.3964 | 0.3526 | 0.1367 | 0.3417 | 0.4864 | 0.8365 | 0.5445 | 0.3304 | 0.3493 | 5:00 | 0 | 0 | 0 | 0 | 5:00 | 0.0139 | 0 | 0 | 0 | 5:00 | 0.6487 | 0.4226 | 0.5927 | 0.3897 | 5:00 | 0.5827 | 0.359 | 0.382 | 0.5136
|  | 7:45 | 0 | 0 | 0 | 0 | 0 | 0 | 0.3258 | 0.3672 | 0.0363 | 0.2485 | 0.238 | 0.2479 | 0.4177 | 0.2666 | 0.1764 | 0.3893 | 0.2558 | 0.2512 | 0.2297 | 0.4967 | 0.8126 | 0.6884 | 0.4078 | 0.3204 | 5:15 | 0 | 0 | 0 | 0 | 5:15 | 0.002 | 0.0076 | 0 | 0 | 5:15 | 0.5785 | 0.3966 | 0.4451 | 0.3977 | 5:15 | 0.6806 | 0.4072 | 0.4362 | 0.4825
|  | 8:00 | 0 | 0 | 0 | 0 | 0 | 0.002 | 0.3863 | 0.4681 | 0.044 | 0.3353 | 0.36 | 0.3271 | 0.5315 | 0.387 | 0.0984 | 0.2882 | 0.3672 | 0.2424 | 0.1604 | 0.5677 | 0.6709 | 0.604 | 0.3738 | 0.2607 | 5:30 | 0 | 0 | 0 | 0 | 5:30 | 0.0143 | 0.0755 | 0 | 0 | 5:30 | 0.5104 | 0.4007 | 0.4273 | 0.3534 | 5:30 | 0.6898 | 0.3852 | 0.4933 | 0.4609
|  | 8:15 | 0 | 0.0042 | 0 | 0 | 0 | 0.0008 | 0.4621 | 0.5912 | 0.0614 | 0.4015 | 0.4395 | 0.3912 | 0.4622 | 0.3678 | 0.0742 | 0.3322 | 0.3678 | 0.2698 | 0.3507 | 0.4239 | 0.654 | 0.6047 | 0.1917 | 0.3333 | 5:45 | 0 | 0 | 0 | 0 | 5:45 | 0.0655 | 0.1048 | 0 | 0 | 5:45 | 0.5047 | 0.403 | 0.4372 | 0.4462 | 5:45 | 0.6468 | 0.2767 | 0.4058 | 0.5924
|  | 8:30 | 0.0529 | 0.0928 | 0 | 0.0586 | 0.0328 | 0.0497 | 0.5024 | 0.6707 | 0.0992 | 0.4311 | 0.4949 | 0.4471 | 0.4086 | 0.4344 | 0.1294 | 0.3217 | 0.3323 | 0.2135 | 0.3413 | 0.4608 | 0.7068 | 0.5711 | 0.2383 | 0.2661 | 6:00 | 0 | 0 | 0 | 0 | 6:00 | 0.0989 | 0.1696 | 0 | 0 | 6:00 | 0.4972 | 0.2809 | 0.4554 | 0.4759 | 6:00 | 0.5757 | 0.2591 | 0.3601 | 0.6229
|  | 8:45 | 0.0983 | 0.1638 | 0 | 0.1078 | 0.0641 | 0.0675 | 0.5526 | 0.7145 | 0.1588 | 0.5065 | 0.5531 | 0.5072 | 0.3863 | 0.3782 | 0.2887 | 0.3312 | 0.3594 | 0.1848 | 0.3489 | 0.3655 | 0.6031 | 0.6143 | 0.2404 | 0.1935 | 6:15 | 0 | 0 | 0 | 0 | 6:15 | 0.1197 | 0.2222 | 0.0039 | 0 | 6:15 | 0.4881 | 0.3317 | 0.4047 | 0.4065 | 6:15 | 0.5497 | 0.3466 | 0.4495 | 0.4158
|  | 9:00 | 0.1488 | 0.2621 | 0 | 0.1607 | 0.101 | 0.1146 | 0.5976 | 0.7532 | 0.2098 | 0.5605 | 0.6213 | 0.5667 | 0.395 | 0.45 | 0.1315 | 0.2915 | 0.364 | 0.2775 | 0.2878 | 0.5228 | 0.7241 | 0.6038 | 0.2652 | 0.2636 | 6:30 | 0 | 0 | 0 | 0 | 6:30 | 0.1931 | 0.323 | 0.0799 | 0.0101 | 6:30 | 0.482 | 0.2999 | 0.3927 | 0.5471 | 6:30 | 0.4964 | 0.3346 | 0.373 | 0.4013
|  | 9:15 | 0.2182 | 0.3351 | 0 | 0.1932 | 0.1338 | 0.176 | 0.657 | 0.7865 | 0.2379 | 0.6205 | 0.6944 | 0.5993 | 0.4017 | 0.4138 | 0.1253 | 0.3686 | 0.4138 | 0.2858 | 0.4306 | 0.4069 | 0.7136 | 0.6831 | 0.1779 | 0.3419 | 6:45 | 0 | 0.0331 | 0 | 0 | 6:45 | 0.2667 | 0.435 | 0.1245 | 0.0456 | 6:45 | 0.3164 | 0.2951 | 0.1552 | 0.555 | 6:45 | 0.4332 | 0.3321 | 0.3145 | 0.4371
|  | 9:30 | 0.2852 | 0.4289 | 0 | 0.2589 | 0.2021 | 0.2345 | 0.6826 | 0.809 | 0.2831 | 0.6636 | 0.7062 | 0.6334 | 0.4721 | 0.4893 | 0.0958 | 0.351 | 0.4646 | 0.3332 | 0.4419 | 0.3758 | 0.7311 | 0.6303 | 0.0679 | 0.4314 | 7:00 | 0 | 0.0475 | 0 | 0 | 7:00 | 0.3039 | 0.546 | 0.1545 | 0.0308 | 7:00 | 0.3517 | 0.2374 | 0.3122 | 0.4752 | 7:00 | 0.4473 | 0.4514 | 0.2831 | 0.4761
|  | 9:45 | 0.3694 | 0.5547 | 0 | 0.3148 | 0.281 | 0.3005 | 0.6999 | 0.8001 | 0.3102 | 0.6945 | 0.7395 | 0.6298 | 0.4906 | 0.526 | 0.0211 | 0.3811 | 0.5374 | 0.4216 | 0.2796 | 0.2821 | 0.7577 | 0.6917 | 0.1221 | 0.3806 | 7:15 | 0 | 0.0575 | 0 | 0 | 7:15 | 0.3413 | 0.5893 | 0.2092 | 0.0219 | 7:15 | 0.3645 | 0.2618 | 0.3927 | 0.4105 | 7:15 | 0.4204 | 0.3051 | 0.3632 | 0.409
|  | 10:00 | 0.4279 | 0.6654 | 0 | 0.3755 | 0.3736 | 0.3576 | 0.7138 | 0.8248 | 0.3273 | 0.7317 | 0.7405 | 0.6844 | 0.433 | 0.5674 | 0.1593 | 0.3923 | 0.4434 | 0.4522 | 0.3007 | 0.3523 | 0.7592 | 0.6442 | 0.1377 | 0.4089 | 7:30 | 0.0205 | 0.11 | 0 | 0 | 7:30 | 0.3822 | 0.6821 | 0.2796 | 0.1086 | 7:30 | 0.3017 | 0.2377 | 0.3421 | 0.4264 | 7:30 | 0.3675 | 0.3174 | 0.3334 | 0.5572
|  | 10:15 | 0.5002 | 0.7479 | 0 | 0.4246 | 0.4501 | 0.4246 | 0.7329 | 0.8408 | 0.3587 | 0.7949 | 0.7934 | 0.7042 | 0.4928 | 0.5659 | 0.1248 | 0.505 | 0.5659 | 0.3565 | 0.3006 | 0.325 | 0.8233 | 0.6586 | 0.1987 | 0.3306 | 7:45 | 0.1003 | 0.1222 | 0 | 0 | 7:45 | 0.4176 | 0.751 | 0.3478 | 0.1817 | 7:45 | 0.2693 | 0.1426 | 0.4501 | 0.3345 | 7:45 | 0.3977 | 0.4138 | 0.4466 | 0.55
|  | 10:30 | 0.4983 | 0.7511 | 0.0359 | 0.4933 | 0.4827 | 0.4636 | 0.7484 | 0.872 | 0.411 | 0.7971 | 0.8059 | 0.712 | 0.5398 | 0.5269 | 0.0605 | 0.5205 | 0.5457 | 0.2798 | 0.3576 | 0.2967 | 0.8646 | 0.7691 | 0.3286 | 0.3043 | 8:00 | 0.1325 | 0.2532 | 0.0021 | 0 | 8:00 | 0.4849 | 0.7859 | 0.4543 | 0.2516 | 8:00 | 0.2933 | 0.1755 | 0.5217 | 0.3457 | 8:00 | 0.2747 | 0.3716 | 0.3377 | 0.4712
|  | 10:45 | 0.5032 | 0.8146 | 0.0853 | 0.5363 | 0.4762 | 0.4673 | 0.7675 | 0.8532 | 0.4716 | 0.7902 | 0.8086 | 0.7299 | 0.4728 | 0.4995 | 0.0904 | 0.4367 | 0.4782 | 0.3258 | 0.417 | 0.3809 | 0.7124 | 0.6728 | 0.3455 | 0.3387 | 8:15 | 0.1789 | 0.308 | 0.0516 | 0 | 8:15 | 0.5164 | 0.8375 | 0.5118 | 0.3216 | 8:15 | 0.2759 | 0.2118 | 0.4106 | 0.4286 | 8:15 | 0.3037 | 0.265 | 0.3028 | 0.4342
|  | 11:00 | 0.5194 | 0.792 | 0.116 | 0.5451 | 0.5157 | 0.4867 | 0.7823 | 0.8627 | 0.5121 | 0.7827 | 0.8129 | 0.7453 | 0.554 | 0.5204 | 0.0231 | 0.3533 | 0.4993 | 0.2262 | 0.3268 | 0.476 | 0.7545 | 0.732 | 0.2807 | 0.3814 | 8:30 | 0.2857 | 0.3507 | 0.1462 | 0 | 8:30 | 0.5557 | 0.8252 | 0.5718 | 0.3585 | 8:30 | 0.2691 | 0.1957 | 0.4299 | 0.4157 | 8:30 | 0.279 | 0.3952 | 0.1964 | 0.4733
|  | 11:15 | 0.5334 | 0.7507 | 0.168 | 0.583 | 0.5327 | 0.5136 | 0.7943 | 0.8434 | 0.5496 | 0.8067 | 0.8052 | 0.7599 | 0.5693 | 0.5552 | 0.1341 | 0.5181 | 0.5552 | 0.3831 | 0.2764 | 0.3536 | 0.8207 | 0.6536 | 0.2739 | 0.3715 | 8:45 | 0.3856 | 0.4822 | 0.2296 | 0 | 8:45 | 0.5928 | 0.8615 | 0.6331 | 0.4287 | 8:45 | 0.443 | 0.1148 | 0.2643 | 0.3614 | 8:45 | 0.3058 | 0.3093 | 0.2186 | 0.4678
|  | 11:30 | 0.524 | 0.7357 | 0.2024 | 0.633 | 0.5088 | 0.5409 | 0.8 | 0.8496 | 0.589 | 0.8076 | 0.7786 | 0.7638 | 0.6157 | 0.609 | 0.1371 | 0.4835 | 0.4543 | 0.2755 | 0.1501 | 0.402 | 0.8095 | 0.6678 | 0.2883 | 0.3118 | 9:00 | 0.4439 | 0.5923 | 0.2704 | 0 | 9:00 | 0.6481 | 0.8932 | 0.6903 | 0.496 | 9:00 | 0.4061 | 0.0991 | 0.3349 | 0.3205 | 9:00 | 0.3197 | 0.2497 | 0.2364 | 0.5282
|  | 11:45 | 0.5716 | 0.7511 | 0.284 | 0.6386 | 0.538 | 0.5639 | 0.8063 | 0.8741 | 0.6114 | 0.8183 | 0.7872 | 0.7664 | 0.6338 | 0.6694 | 0.0749 | 0.4255 | 0.4307 | 0.3526 | 0.244 | 0.4264 | 0.7015 | 0.756 | 0.2439 | 0.3374 | 9:15 | 0.5234 | 0.6517 | 0.3133 | 0.0509 | 9:15 | 0.7146 | 0.8901 | 0.71 | 0.5986 | 9:15 | 0.2749 | 0.1817 | 0.3143 | 0.3759 | 9:15 | 0.2141 | 0.1949 | 0.2838 | 0.4063
|  | 12:00 | 0.5754 | 0.7498 | 0.3103 | 0.6504 | 0.559 | 0.5608 | 0.7824 | 0.9028 | 0.6368 | 0.8058 | 0.7617 | 0.7859 | 0.5208 | 0.5792 | 0.1096 | 0.4203 | 0.4415 | 0.2802 | 0.2936 | 0.3925 | 0.6694 | 0.6973 | 0.3155 | 0.4037 | 9:30 | 0.6063 | 0.679 | 0.3731 | 0.0796 | 9:30 | 0.7643 | 0.8453 | 0.6974 | 0.6556 | 9:30 | 0.3271 | 0.2357 | 0.24 | 0.2831 | 9:30 | 0.2285 | 0.0459 | 0.4168 | 0.3674
|  | 12:15 | 0.5713 | 0.7408 | 0.3381 | 0.6706 | 0.5635 | 0.5769 | 0.7825 | 0.8309 | 0.6791 | 0.8094 | 0.7907 | 0.7785 | 0.5345 | 0.4525 | 0.1129 | 0.4368 | 0.4525 | 0.3365 | 0.3347 | 0.4108 | 0.8523 | 0.7066 | 0.3518 | 0.4362 | 9:45 | 0.6093 | 0.7222 | 0.407 | 0.1001 | 9:45 | 0.7651 | 0.8288 | 0.7132 | 0.6289 | 9:45 | 0.2824 | 0.2829 | 0.2932 | 0.2039 | 9:45 | 0.1955 | 0.1715 | 0.3299 | 0.2946
|  | 12:30 | 0.5584 | 0.7393 | 0.376 | 0.6582 | 0.5252 | 0.5705 | 0.8234 | 0.8356 | 0.737 | 0.7891 | 0.7844 | 0.783 | 0.5705 | 0.3578 | 0.1642 | 0.165 | 0.3701 | 0.2782 | 0.4919 | 0.6313 | 0.8777 | 0.7927 | 0.3978 | 0.3431 | 10:00 | 0.6059 | 0.7558 | 0.4921 | 0.1638 | 10:00 | 0.7627 | 0.9002 | 0.7147 | 0.6405 | 10:00 | 0.2401 | 0.3025 | 0.331 | 0.363 | 10:00 | 0.2093 | 0.2374 | 0.2714 | 0.2942
|  | 12:45 | 0.5746 | 0.77 | 0.39 | 0.656 | 0.4598 | 0.572 | 0.8174 | 0.8621 | 0.7457 | 0.7986 | 0.7959 | 0.7791 | 0.4985 | 0.3322 | 0.1753 | 0.2103 | 0.4106 | 0.2999 | 0.5313 | 0.5763 | 0.887 | 0.8666 | 0.4502 | 0.4608 | 10:15 | 0.6106 | 0.7584 | 0.5309 | 0.2156 | 10:15 | 0.7741 | 0.9074 | 0.7112 | 0.6735 | 10:15 | 0.3041 | 0.1571 | 0.316 | 0.4009 | 10:15 | 0.1922 | 0.1838 | 0.2217 | 0.3106
|  | 13:00 | 0.5779 | 0.7442 | 0.4097 | 0.6685 | 0.4158 | 0.582 | 0.7705 | 0.8391 | 0.7896 | 0.8149 | 0.8228 | 0.8004 | 0.4728 | 0.4288 | 0.0608 | 0.365 | 0.3455 | 0.3213 | 0.4051 | 0.3991 | 0.8709 | 0.8014 | 0.3955 | 0.5144 | 10:30 | 0.5787 | 0.8107 | 0.5104 | 0.2618 | 10:30 | 0.779 | 0.9046 | 0.6911 | 0.6547 | 10:30 | 0.2677 | 0.2422 | 0.1873 | 0.4321 | 10:30 | 0.0742 | 0.151 | 0.2489 | 0.3588
|  | 13:15 | 0.586 | 0.7448 | 0.4453 | 0.6625 | 0.4367 | 0.5751 | 0.7773 | 0.8354 | 0.8172 | 0.8132 | 0.77 | 0.8026 | 0.4966 | 0.3516 | 0.1381 | 0.3577 | 0.3516 | 0.3082 | 0.2941 | 0.3765 | 0.8671 | 0.7075 | 0.3182 | 0.4087 | 10:45 | 0.5961 | 0.8478 | 0.5464 | 0.3114 | 10:45 | 0.7841 | 0.9643 | 0.6742 | 0.6245 | 10:45 | 0.279 | 0.1451 | 0.1582 | 0.3599 | 10:45 | 0.0699 | 0.2047 | 0.2296 | 0.2244
|  | 13:30 | 0.5848 | 0.7461 | 0.458 | 0.6438 | 0.4757 | 0.5662 | 0.7728 | 0.7924 | 0.7986 | 0.7927 | 0.8089 | 0.7902 | 0.5445 | 0.3261 | 0.1305 | 0.4175 | 0.4057 | 0.252 | 0.2428 | 0.3332 | 0.8404 | 0.6485 | 0.3173 | 0.3687 | 11:00 | 0.6271 | 0.8658 | 0.5662 | 0.3126 | 11:00 | 0.7935 | 0.9326 | 0.6403 | 0.6469 | 11:00 | 0.3208 | 0.2003 | 0.2572 | 0.4209 | 11:00 | 0.0805 | 0.291 | 0.3666 | 0.1024
|  | 13:45 | 0.5922 | 0.7392 | 0.4983 | 0.6376 | 0.5133 | 0.5777 | 0.7886 | 0.8233 | 0.8212 | 0.8252 | 0.7977 | 0.8063 | 0.4843 | 0.2288 | 0.0756 | 0.4162 | 0.4293 | 0.1853 | 0.2103 | 0.2846 | 0.748 | 0.7465 | 0.1579 | 0.3797 | 11:15 | 0.651 | 0.8686 | 0.5712 | 0.4031 | 11:15 | 0.7777 | 0.8888 | 0.6564 | 0.6866 | 11:15 | 0.423 | 0.1126 | 0.3485 | 0.5426 | 11:15 | 0.1957 | 0.1675 | 0.2317 | 0.2322
|  | 14:00 | 0.58 | 0.7323 | 0.5489 | 0.6586 | 0.5468 | 0.5972 | 0.7807 | 0.8613 | 0.8133 | 0.8075 | 0.7999 | 0.8142 | 0.3169 | 0.2677 | 0.1712 | 0.3469 | 0.2949 | 0.2084 | 0.3737 | 0.3416 | 0.8287 | 0.7197 | 0.2617 | 0.4956 | 11:30 | 0.6818 | 0.8435 | 0.6115 | 0.42 | 11:30 | 0.7646 | 0.8739 | 0.671 | 0.6613 | 11:30 | 0.4739 | 0.0694 | 0.4106 | 0.4476 | 11:30 | 0.2474 | 0.1879 | 0.1135 | 0.2475
|  | 14:15 | 0.5851 | 0.7508 | 0.5712 | 0.6674 | 0.5637 | 0.6277 | 0.7794 | 0.8483 | 0.8211 | 0.7921 | 0.7747 | 0.8031 | 0.4158 | 0.3536 | 0.1122 | 0.3715 | 0.3536 | 0.278 | 0.3432 | 0.4391 | 0.9017 | 0.6984 | 0.3538 | 0.4498 | 11:45 | 0.7454 | 0.7822 | 0.6144 | 0.4216 | 11:45 | 0.7541 | 0.8516 | 0.6792 | 0.7176 | 11:45 | 0.6091 | 0.1721 | 0.5337 | 0.4589 | 11:45 | 0.2074 | 0.0554 | 0.1476 | 0.2278
|  | 14:30 | 0.5778 | 0.745 | 0.574 | 0.6875 | 0.5623 | 0.6069 | 0.7937 | 0.855 | 0.8141 | 0.7873 | 0.7563 | 0.7837 | 0.4454 | 0.3768 | 0.1911 | 0.3929 | 0.336 | 0.219 | 0.4072 | 0.5102 | 0.8136 | 0.7975 | 0.3442 | 0.4896 | 12:00 | 0.7967 | 0.7338 | 0.5749 | 0.3913 | 12:00 | 0.7474 | 0.859 | 0.7 | 0.6988 | 12:00 | 0.5074 | 0.1448 | 0.5186 | 0.4482 | 12:00 | 0.2167 | 0.0846 | 0.1766 | 0.1925
|  | 14:45 | 0.5806 | 0.7431 | 0.5556 | 0.6637 | 0.5222 | 0.5945 | 0.7565 | 0.8593 | 0.7964 | 0.7943 | 0.7323 | 0.7756 | 0.5442 | 0.4146 | 0.2494 | 0.2083 | 0.3502 | 0.2275 | 0.3904 | 0.4679 | 0.8416 | 0.7498 | 0.2927 | 0.4485 | 12:15 | 0.7989 | 0.7132 | 0.5973 | 0.4281 | 12:15 | 0.7708 | 0.8584 | 0.7177 | 0.6762 | 12:15 | 0.5567 | 0.1584 | 0.2956 | 0.4488 | 12:15 | 0.2567 | 0.1474 | 0.196 | 0.2231
|  | 15:00 | 0.5285 | 0.747 | 0.5674 | 0.6496 | 0.5285 | 0.5932 | 0.7324 | 0.8211 | 0.7785 | 0.784 | 0.725 | 0.7815 | 0.4938 | 0.394 | 0.1125 | 0.2932 | 0.3239 | 0.2882 | 0.3907 | 0.5876 | 0.8423 | 0.802 | 0.3239 | 0.4777 | 12:30 | 0.848 | 0.7817 | 0.6634 | 0.3899 | 12:30 | 0.8276 | 0.8243 | 0.6664 | 0.7016 | 12:30 | 0.5309 | 0.245 | 0.3214 | 0.5055 | 12:30 | 0.2869 | 0.2994 | 0.3703 | 0.1849
|  | 15:15 | 0.517 | 0.7321 | 0.564 | 0.6423 | 0.5417 | 0.5994 | 0.7204 | 0.8257 | 0.757 | 0.7831 | 0.7438 | 0.766 | 0.4213 | 0.374 | 0.1163 | 0.3312 | 0.374 | 0.2756 | 0.3926 | 0.5244 | 0.8909 | 0.7456 | 0.4345 | 0.5161 | 12:45 | 0.8638 | 0.7803 | 0.6314 | 0.3779 | 12:45 | 0.8078 | 0.8358 | 0.6897 | 0.6599 | 12:45 | 0.3933 | 0.3559 | 0.3255 | 0.5137 | 12:45 | 0.2019 | 0.3256 | 0.2868 | 0.1155
|  | 15:30 | 0.4471 | 0.7291 | 0.5156 | 0.6095 | 0.4519 | 0.568 | 0.6677 | 0.7723 | 0.6813 | 0.7757 | 0.6962 | 0.7248 | 0.4017 | 0.2026 | 0.1546 | 0.349 | 0.4278 | 0.2085 | 0.3525 | 0.4006 | 0.8849 | 0.6369 | 0.3488 | 0.5962 | 13:00 | 0.8898 | 0.8123 | 0.6529 | 0.4343 | 13:00 | 0.8323 | 0.8566 | 0.6596 | 0.6255 | 13:00 | 0.3614 | 0.3268 | 0.2285 | 0.3976 | 13:00 | 0.3015 | 0.1228 | 0.3085 | 0.2055
|  | 15:45 | 0.4155 | 0.6663 | 0.4597 | 0.5985 | 0.4276 | 0.5363 | 0.6375 | 0.7441 | 0.6226 | 0.7411 | 0.6875 | 0.695 | 0.3065 | 0.2711 | 0.1118 | 0.246 | 0.2619 | 0.1925 | 0.3944 | 0.3988 | 0.9121 | 0.7272 | 0.1846 | 0.5038 | 13:15 | 0.8842 | 0.8183 | 0.6884 | 0.4308 | 13:15 | 0.8301 | 0.8537 | 0.6212 | 0.6725 | 13:15 | 0.3819 | 0.2392 | 0.2245 | 0.3345 | 13:15 | 0.3566 | 0.145 | 0.2627 | 0.2085
|  | 16:00 | 0.3931 | 0.5904 | 0.3886 | 0.5401 | 0.4204 | 0.4924 | 0.6018 | 0.6892 | 0.5623 | 0.7004 | 0.6822 | 0.6607 | 0.3546 | 0.2955 | 0.0508 | 0.1472 | 0.2976 | 0.2671 | 0.3926 | 0.4872 | 0.8616 | 0.6609 | 0.3033 | 0.4799 | 13:30 | 0.8476 | 0.798 | 0.6985 | 0.4452 | 13:30 | 0.8131 | 0.8357 | 0.5971 | 0.6055 | 13:30 | 0.3706 | 0.2663 | 0.3003 | 0.2566 | 13:30 | 0.3536 | 0 | 0.154 | 0.2011
|  | 16:15 | 0.3638 | 0.5514 | 0.3375 | 0.5187 | 0.3475 | 0.4238 | 0.5658 | 0.6556 | 0.5051 | 0.6473 | 0.6269 | 0.6001 | 0.4039 | 0.3712 | 0.1208 | 0.3259 | 0.3712 | 0.2711 | 0.4217 | 0.4908 | 0.8441 | 0.7563 | 0.4502 | 0.5148 | 13:45 | 0.84 | 0.8517 | 0.6961 | 0.4423 | 13:45 | 0.8337 | 0.8348 | 0.6178 | 0.6089 | 13:45 | 0.3898 | 0.1075 | 0.1413 | 0.326 | 13:45 | 0.3816 | 0 | 0.1082 | 0.1758
|  | 16:30 | 0.2671 | 0.4583 | 0.2833 | 0.4165 | 0.2947 | 0.3293 | 0.5141 | 0.5894 | 0.4018 | 0.5712 | 0.5606 | 0.5418 | 0.4574 | 0.2309 | 0.12 | 0.3494 | 0.5286 | 0.2296 | 0.4041 | 0.5601 | 0.8184 | 0.8301 | 0.5032 | 0.536 | 14:00 | 0.813 | 0.8984 | 0.7067 | 0.4658 | 14:00 | 0.8335 | 0.8158 | 0.6788 | 0.6712 | 14:00 | 0.386 | 0.1626 | 0.0935 | 0.3493 | 14:00 | 0.3014 | 0.0654 | 0.0367 | 0.1816
|  | 16:45 | 0.1624 | 0.3648 | 0.2022 | 0.2904 | 0.1948 | 0.2375 | 0.4385 | 0.549 | 0.3349 | 0.5233 | 0.485 | 0.4623 | 0.283 | 0.349 | 0.1627 | 0.4111 | 0.4384 | 0.175 | 0.4565 | 0.6299 | 0.7569 | 0.8673 | 0.5371 | 0.5601 | 14:15 | 0.8483 | 0.8432 | 0.69 | 0.4698 | 14:15 | 0.7944 | 0.8529 | 0.6712 | 0.6929 | 14:15 | 0.3208 | 0.1641 | 0.211 | 0.3135 | 14:15 | 0.3502 | 0.138 | 0.2202 | 0.19
|  | 17:00 | 0.0723 | 0.2339 | 0.0956 | 0.1985 | 0.093 | 0.1326 | 0.372 | 0.4678 | 0.2513 | 0.4519 | 0.3998 | 0.3915 | 0.435 | 0.3375 | 0.1556 | 0.3213 | 0.4642 | 0.1904 | 0.461 | 0.5893 | 0.826 | 0.7957 | 0.5853 | 0.4479 | 14:30 | 0.8545 | 0.7932 | 0.7103 | 0.4403 | 14:30 | 0.7807 | 0.8647 | 0.6718 | 0.6992 | 14:30 | 0.3768 | 0.0812 | 0.3272 | 0.3735 | 14:30 | 0.2708 | 0.137 | 0.3697 | 0.1348
|  | 17:15 | 0 | 0.0925 | 0 | 0.0614 | 0 | 0.0308 | 0.2652 | 0.403 | 0.1733 | 0.3705 | 0.3745 | 0.3173 | 0.3278 | 0.3617 | 0.1314 | 0.3215 | 0.3617 | 0.2519 | 0.4883 | 0.5474 | 0.8437 | 0.7828 | 0.5164 | 0.5695 | 14:45 | 0.8545 | 0.8122 | 0.7078 | 0.4715 | 14:45 | 0.7781 | 0.8676 | 0.68 | 0.7171 | 14:45 | 0.2291 | 0.1305 | 0.3076 | 0.3028 | 14:45 | 0.204 | 0.1187 | 0.3111 | 0.1766
|  | 17:30 | 0 | 0.0644 | 0 | 0.0533 | 0 | 0.0335 | 0.2057 | 0.2891 | 0.1162 | 0.2727 | 0.2655 | 0.2515 | 0.3732 | 0.4703 | 0.1774 | 0.2165 | 0.3848 | 0.2957 | 0.453 | 0.4264 | 0.7976 | 0.7061 | 0.5095 | 0.5826 | 15:00 | 0.8735 | 0.775 | 0.6847 | 0.432 | 15:00 | 0.7612 | 0.8795 | 0.652 | 0.7047 | 15:00 | 0.285 | 0.0963 | 0.2032 | 0.3595 | 15:00 | 0.2737 | 0.1916 | 0.2951 | 0.2133
|  | 17:45 | 0 | 0.0312 | 0 | 0.0107 | 0 | 0.0528 | 0.1177 | 0.2069 | 0.078 | 0.1834 | 0.175 | 0.1706 | 0.4252 | 0.3706 | 0.2312 | 0.2842 | 0.3923 | 0.3256 | 0.5392 | 0.477 | 0.9145 | 0.7432 | 0.569 | 0.5711 | 15:15 | 0.8716 | 0.7527 | 0.7236 | 0.4663 | 15:15 | 0.7453 | 0.8817 | 0.6709 | 0.6588 | 15:15 | 0.3404 | 0.1235 | 0.2043 | 0.3482 | 15:15 | 0.3483 | 0.1378 | 0.1873 | 0.2012
|  | 18:00 | 0 | 0.0304 | 0 | 0 | 0 | 0.031 | 0.0584 | 0.1379 | 0.0348 | 0.0882 | 0.1042 | 0.1002 | 0.4089 | 0.4333 | 0.1726 | 0.3491 | 0.4108 | 0.2122 | 0.6431 | 0.5989 | 0.8354 | 0.7409 | 0.5287 | 0.6292 | 15:30 | 0.8675 | 0.7699 | 0.6764 | 0.4169 | 15:30 | 0.7188 | 0.8549 | 0.5958 | 0.6475 | 15:30 | 0.2781 | 0.126 | 0.1833 | 0.3061 | 15:30 | 0.3932 | 0.1059 | 0.2353 | 0.2882
|  | 18:15 | 0 | 0 | 0 | 0 | 0 | 0 | 0.0106 | 0.0282 | 0.001 | 0.0159 | 0.0276 | 0.0166 | 0.291 | 0.3366 | 0.0968 | 0.3201 | 0.3366 | 0.2244 | 0.6 | 0.5825 | 0.8913 | 0.8752 | 0.5814 | 0.6322 | 15:45 | 0.8788 | 0.7232 | 0.5956 | 0.3782 | 15:45 | 0.6864 | 0.8038 | 0.5588 | 0.5707 | 15:45 | 0.2619 | 0.1348 | 0.2013 | 0.2731 | 15:45 | 0.4424 | 0.1127 | 0.2501 | 0.2956
|  | 18:30 | 0 | 0 | 0 | 0 | 0 | 0 | 0 | 0.0538 | 0 | 0.0205 | 0 | 0.0209 | 0.3037 | 0.4306 | 0.0288 | 0.282 | 0.4873 | 0.2531 | 0.4859 | 0.5874 | 0.7974 | 0.8891 | 0.5896 | 0.7163 | 16:00 | 0.8113 | 0.7106 | 0.5353 | 0.3428 | 16:00 | 0.6723 | 0.7654 | 0.5333 | 0.5368 | 16:00 | 0.2726 | 0.0875 | 0.2664 | 0.3473 | 16:00 | 0.4747 | 0.1201 | 0.2667 | 0.1579
|  | 18:45 | 0 | 0 | 0 | 0 | 0 | 0 | 0 | 0 | 0 | 0.0312 | 0 | 0.0272 | 0.3174 | 0.5175 | 0 | 0.3782 | 0.4503 | 0.3206 | 0.616 | 0.5528 | 0.7282 | 0.6912 | 0.554 | 0.6063 | 16:15 | 0.7637 | 0.686 | 0.4365 | 0.2775 | 16:15 | 0.6603 | 0.7605 | 0.4498 | 0.4849 | 16:15 | 0.3367 | 0.1341 | 0.1925 | 0.32 | 16:15 | 0.3939 | 0.1379 | 0.2423 | 0.2105
|  | 19:00 | 0 | 0 | 0 | 0 | 0 | 0 | 0 | 0 | 0 | 0.0222 | 0 | 0.0162 | 0.3731 | 0.3984 | 0 | 0.4109 | 0.4484 | 0.3447 | 0.7371 | 0.5476 | 0.8091 | 0.8172 | 0.603 | 0.668 | 16:30 | 0.7146 | 0.6257 | 0.3098 | 0.1967 | 16:30 | 0.6067 | 0.7447 | 0.3741 | 0.4267 | 16:30 | 0.3129 | 0.0863 | 0.129 | 0.3686 | 16:30 | 0.444 | 0.0297 | 0.2548 | 0.2684
|  | 19:15 | 0 | 0 | 0 | 0 | 0 | 0 | 0 | 0 | 0 | 0 | 0 | 0 | 0.3242 | 0.3418 | 0.1155 | 0.3583 | 0.3418 | 0.2495 | 0.6186 | 0.6476 | 0.8139 | 0.7919 | 0.631 | 0.6614 | 16:45 | 0.6733 | 0.5389 | 0.2293 | 0.1841 | 16:45 | 0.5954 | 0.7222 | 0.3317 | 0.3362 | 16:45 | 0.3852 | 0.201 | 0.1462 | 0.4435 | 16:45 | 0.4327 | 0.0659 | 0.2191 | 0.2207
|  | 19:30 | 0 | 0 | 0 | 0 | 0 | 0 | 0 | 0 | 0 | 0 | 0 | 0 | 0.37 | 0.4658 | 0.2234 | 0.4828 | 0.2597 | 0.226 | 0.6713 | 0.7187 | 0.815 | 0.8226 | 0.6483 | 0.5847 | 17:00 | 0.5559 | 0.5022 | 0.0738 | 0.0863 | 17:00 | 0.5833 | 0.6901 | 0.2727 | 0.211 | 17:00 | 0.4014 | 0.2447 | 0.2397 | 0.3585 | 17:00 | 0.5815 | 0.086 | 0.2884 | 0.1587
|  | 19:45 | 0 | 0 | 0 | 0 | 0 | 0 | 0 | 0 | 0 | 0 | 0 | 0 | 0.5771 | 0.4493 | 0.1778 | 0.3925 | 0.3324 | 0.2784 | 0.5639 | 0.7178 | 0.6609 | 0.8317 | 0.6634 | 0.6854 | 17:15 | 0.468 | 0.4644 | 0 | 0 | 17:15 | 0.5618 | 0.62 | 0.1421 | 0.155 | 17:15 | 0.4801 | 0.1746 | 0.1662 | 0.3813 | 17:15 | 0.3932 | 0.1498 | 0.2547 | 0.2415
|  | 20:00 | 0 | 0 | 0 | 0 | 0 | 0 | 0 | 0 | 0 | 0 | 0 | 0 | 0.39 | 0.4908 | 0.1376 | 0.4236 | 0.3554 | 0.2788 | 0.5457 | 0.7118 | 0.6649 | 0.7516 | 0.7468 | 0.7354 | 17:30 | 0.3659 | 0.3537 | 0 | 0 | 17:30 | 0.4276 | 0.6179 | 0.146 | 0.1633 | 17:30 | 0.5108 | 0.216 | 0.1298 | 0.4064 | 17:30 | 0.4043 | 0.1675 | 0.244 | 0.2558
|  | 20:15 | 0 | 0 | 0 | 0 | 0 | 0 | 0 | 0 | 0 | 0 | 0 | 0 | 0.3288 | 0.3568 | 0.1311 | 0.3938 | 0.3568 | 0.2659 | 0.6098 | 0.6763 | 0.6646 | 0.6763 | 0.6615 | 0.66 | 17:45 | 0.248 | 0.2714 | 0 | 0 | 17:45 | 0.3164 | 0.5275 | 0.1103 | 0.1155 | 17:45 | 0.5021 | 0.1594 | 0.1468 | 0.4936 | 17:45 | 0.3073 | 0.2385 | 0.2682 | 0.3774
|  | 20:30 | 0 | 0 | 0 | 0 | 0 | 0 | 0 | 0 | 0 | 0 | 0 | 0 | 0.4283 | 0.3854 | 0.2092 | 0.3827 | 0.2736 | 0.2768 | 0.5645 | 0.6267 | 0.656 | 0.5654 | 0.6727 | 0.646 | 18:00 | 0.1126 | 0.1794 | 0 | 0 | 18:00 | 0.1906 | 0.4562 | 0.0429 | 0.0549 | 18:00 | 0.5865 | 0.1433 | 0.1044 | 0.5085 | 18:00 | 0.4118 | 0.1519 | 0.3509 | 0.4398
|  | 20:45 | 0 | 0 | 0 | 0 | 0 | 0 | 0 | 0 | 0 | 0 | 0 | 0 | 0.3929 | 0.4154 | 0.0725 | 0.4205 | 0.32 | 0.2333 | 0.5349 | 0.7071 | 0.5966 | 0.458 | 0.6961 | 0.6209 | 18:15 | 0 | 0.0603 | 0 | 0 | 18:15 | 0.129 | 0.3884 | 0.0005 | 0.001 | 18:15 | 0.6373 | 0.2606 | 0.1791 | 0.49 | 18:15 | 0.4571 | 0.1991 | 0.2945 | 0.3174
|  | 21:00 | 0 | 0 | 0 | 0 | 0 | 0 | 0 | 0 | 0 | 0 | 0 | 0 | 0.4629 | 0.4196 | 0 | 0.4151 | 0.5668 | 0.3334 | 0.4583 | 0.7025 | 0.4886 | 0.5538 | 0.7905 | 0.6729 | 18:30 | 0 | 0.0701 | 0 | 0 | 18:30 | 0.0642 | 0.2827 | 0 | 0 | 18:30 | 0.7306 | 0.2442 | 0.2401 | 0.3335 | 18:30 | 0.4708 | 0.2195 | 0.2675 | 0.3518
|  | 21:15 | 0 | 0 | 0 | 0 | 0 | 0 | 0 | 0 | 0 | 0 | 0 | 0 | 0.4091 | 0.4901 | 0.1495 | 0.4823 | 0.4901 | 0.3293 | 0.4975 | 0.5981 | 0.4927 | 0.5553 | 0.6856 | 0.6167 | 18:45 | 0 | 0.0474 | 0 | 0 | 18:45 | 0.055 | 0.22 | 0 | 0 | 18:45 | 0.6927 | 0.3965 | 0.2218 | 0.429 | 18:45 | 0.5324 | 0.1626 | 0.2463 | 0.3185
|  | 21:30 | 0 | 0 | 0 | 0 | 0 | 0 | 0 | 0 | 0 | 0 | 0 | 0 | 0.3719 | 0.5267 | 0.1053 | 0.54 | 0.5057 | 0.3839 | 0.448 | 0.4584 | 0.6958 | 0.5557 | 0.6968 | 0.623 | 19:00 | 0 | 0.0521 | 0 | 0 | 19:00 | 0.0386 | 0.1569 | 0 | 0 | 19:00 | 0.7265 | 0.3066 | 0.3301 | 0.4328 | 19:00 | 0.5908 | 0.1973 | 0.3707 | 0.2934
|  | 21:45 | 0 | 0 | 0 | 0 | 0 | 0 | 0 | 0 | 0 | 0 | 0 | 0 | 0.3972 | 0.5398 | 0.21 | 0.5514 | 0.5789 | 0.3603 | 0.4836 | 0.3395 | 0.6033 | 0.5904 | 0.6631 | 0.7319 | 19:15 | 0 | 0 | 0 | 0 | 19:15 | 0.0018 | 0.0409 | 0 | 0 | 19:15 | 0.6904 | 0.3028 | 0.3543 | 0.4638 | 19:15 | 0.6257 | 0.3185 | 0.3966 | 0.4323
|  | 22:00 | 0 | 0 | 0 | 0 | 0 | 0 | 0 | 0 | 0 | 0 | 0 | 0 | 0.4028 | 0.4055 | 0.2248 | 0.517 | 0.5273 | 0.3566 | 0.536 | 0.4638 | 0.5272 | 0.551 | 0.594 | 0.6945 | 19:30 | 0 | 0 | 0 | 0 | 19:30 | 0 | 0.0362 | 0 | 0 | 19:30 | 0.5283 | 0.3482 | 0.3704 | 0.5712 | 19:30 | 0.7201 | 0.4199 | 0.5197 | 0.4865
|  | 22:15 | 0 | 0 | 0 | 0 | 0 | 0 | 0 | 0 | 0 | 0 | 0 | 0 | 0.3655 | 0.4991 | 0.1256 | 0.4466 | 0.4991 | 0.3014 | 0.4154 | 0.5548 | 0.5015 | 0.5665 | 0.614 | 0.5632 | 19:45 | 0 | 0 | 0 | 0 | 19:45 | 0.0213 | 0.0188 | 0 | 0 | 19:45 | 0.5487 | 0.4395 | 0.3306 | 0.5764 | 19:45 | 0.7227 | 0.5565 | 0.4641 | 0.6723
|  | 22:30 | 0 | 0 | 0 | 0 | 0 | 0 | 0 | 0 | 0 | 0 | 0 | 0 | 0.2752 | 0.5384 | 0.1506 | 0.6085 | 0.424 | 0.3987 | 0.2886 | 0.6143 | 0.6336 | 0.5676 | 0.6419 | 0.4453 | 20:00 | 0 | 0 | 0 | 0 | 20:00 | 0 | 0.0075 | 0 | 0 | 20:00 | 0.5783 | 0.3819 | 0.3632 | 0.5441 | 20:00 | 0.6654 | 0.5455 | 0.4754 | 0.5754
|  | 22:45 | 0 | 0 | 0 | 0 | 0 | 0 | 0 | 0 | 0 | 0 | 0 | 0 | 0.2352 | 0.5199 | 0.2439 | 0.6664 | 0.4414 | 0.2526 | 0.4176 | 0.5796 | 0.5323 | 0.5036 | 0.5368 | 0.4342 | 20:15 | 0 | 0 | 0 | 0 | 20:15 | 0 | 0 | 0 | 0 | 20:15 | 0.708 | 0.3284 | 0.5582 | 0.4365 | 20:15 | 0.7489 | 0.4746 | 0.4945 | 0.5675
|  | 23:00 | 0 | 0 | 0 | 0 | 0 | 0 | 0 | 0 | 0 | 0 | 0 | 0 | 0.2282 | 0.4703 | 0.2119 | 0.5441 | 0.4016 | 0.2108 | 0.4532 | 0.6162 | 0.5543 | 0.4879 | 0.5241 | 0.4122 | 20:30 | 0 | 0 | 0 | 0 | 20:30 | 0 | 0 | 0 | 0 | 20:30 | 0.7148 | 0.2531 | 0.4672 | 0.5201 | 20:30 | 0.8176 | 0.3873 | 0.5046 | 0.645
|  | 23:15 | 0 | 0 | 0 | 0 | 0 | 0 | 0 | 0 | 0 | 0 | 0 | 0 | 0.2956 | 0.4105 | 0.1023 | 0.3639 | 0.4105 | 0.2454 | 0.3986 | 0.5649 | 0.5432 | 0.5121 | 0.5194 | 0.5184 | 20:45 | 0 | 0 | 0 | 0 | 20:45 | 0 | 0 | 0 | 0 | 20:45 | 0.7398 | 0.2195 | 0.4732 | 0.4646 | 20:45 | 0.948 | 0.3096 | 0.5651 | 0.7116
|  | 23:30 | 0 | 0 | 0 | 0 | 0 | 0 | 0 | 0 | 0 | 0 | 0 | 0 | 0.3016 | 0.5293 | 0.1227 | 0.498 | 0.4324 | 0.3365 | 0.6474 | 0.6071 | 0.4838 | 0.5552 | 0.6378 | 0.5269 | 21:00 | 0 | 0 | 0 | 0 | 21:00 | 0 | 0 | 0 | 0 | 21:00 | 0.6683 | 0.3104 | 0.4988 | 0.477 | 21:00 | 0.8881 | 0.4446 | 0.5343 | 0.5711
|  | 23:45 | 0 | 0 | 0 | 0 | 0 | 0 | 0 | 0 | 0 | 0 | 0 | 0 | 0.3294 | 0.542 | 0.1219 | 0.4871 | 0.5186 | 0.3118 | 0.6688 | 0.5761 | 0.3634 | 0.6214 | 0.6395 | 0.6134 | 21:15 | 0 | 0 | 0 | 0 | 21:15 | 0 | 0 | 0 | 0 | 21:15 | 0.7866 | 0.3615 | 0.6218 | 0.4514 | 21:15 | 0.8297 | 0.4629 | 0.5299 | 0.5284
|  | 24:00 | 0 | 0 | 0 | 0 | 0 | 0 | 0 | 0 | 0 | 0 | 0 | 0 | 0.3724 | 0.6008 | 0.1532 | 0.616 | 0.615 | 0.4909 | 0.7072 | 0.5815 | 0.4182 | 0.6064 | 0.615 | 0.6402 | 21:30 | 0 | 0 | 0 | 0 | 21:30 | 0 | 0 | 0 | 0 | 21:30 | 0.7173 | 0.4194 | 0.593 | 0.3945 | 21:30 | 0.6835 | 0.5548 | 0.4314 | 0.5635
Apr |  | 24:15 | 0 | 0 | 0 | 0 | 0 | 0 | 0 | 0 | 0 | 0 | 0 | 0 | 0.4901 | 0.7972 | 0.1844 | 0.7515 | 0.7972 | 0.456 | 0.7445 | 0.6554 | 0.5128 | 0.5885 | 0.6815 | 0.6593 | 21:45 | 0 | 0 | 0 | 0 | 21:45 | 0 | 0 | 0 | 0 | 21:45 | 0.7705 | 0.3933 | 0.6593 | 0.4313 | 21:45 | 0.7836 | 0.5466 | 0.3945 | 0.514
|  | 24:30 | 0 | 0 | 0 | 0 | 0 | 0 | 0 | 0 | 0 | 0 | 0 | 0 | 0.301 | 0.7998 | 0.2087 | 0.7246 | 0.7411 | 0.4514 | 0.7669 | 0.6616 | 0.5433 | 0.5509 | 0.6766 | 0.6655 | 22:00 | 0 | 0 | 0 | 0 | 22:00 | 0 | 0 | 0 | 0 | 22:00 | 0.6626 | 0.3416 | 0.6764 | 0.4253 | 22:00 | 0.7838 | 0.4072 | 0.4205 | 0.5111
|  | 24:45 | 0 | 0 | 0 | 0 | 0 | 0 | 0 | 0 | 0 | 0 | 0 | 0 | 0.3614 | 0.8442 | 0.3099 | 0.8227 | 0.7005 | 0.3468 | 0.8401 | 0.6816 | 0.5072 | 0.5137 | 0.7576 | 0.6408 | 22:15 | 0 | 0 | 0 | 0 | 22:15 | 0 | 0 | 0 | 0 | 22:15 | 0.7988 | 0.4139 | 0.5731 | 0.4958 | 22:15 | 0.8306 | 0.435 | 0.4453 | 0.4841
|  | 25:00 | 0 | 0 | 0 | 0 | 0 | 0 | 0 | 0 | 0 | 0 | 0 | 0 | 0.4238 | 0.7014 | 0.2418 | 0.688 | 0.6036 | 0.4429 | 0.7894 | 0.7965 | 0.5188 | 0.6465 | 0.6543 | 0.6096 | 22:30 | 0 | 0 | 0 | 0 | 22:30 | 0 | 0 | 0 | 0 | 22:30 | 0.831 | 0.5121 | 0.7176 | 0.5701 | 22:30 | 0.8722 | 0.4736 | 0.3596 | 0.3744
|  | 25:15 | 0 | 0 | 0 | 0 | 0 | 0 | 0 | 0 | 0 | 0 | 0 | 0 | 0.5022 | 0.7537 | 0.1772 | 0.7319 | 0.7537 | 0.4475 | 0.7947 | 0.7184 | 0.4061 | 0.5213 | 0.6342 | 0.6402 | 22:45 | 0 | 0 | 0 | 0 | 22:45 | 0 | 0 | 0 | 0 | 22:45 | 0.7685 | 0.6049 | 0.6944 | 0.4498 | 22:45 | 0.8138 | 0.5381 | 0.3527 | 0.289
|  | 25:30 | 0 | 0 | 0 | 0 | 0 | 0 | 0 | 0 | 0 | 0 | 0 | 0 | 0.4856 | 0.8842 | 0.0811 | 0.7718 | 0.8973 | 0.4049 | 0.7543 | 0.6806 | 0.3448 | 0.5189 | 0.5211 | 0.5627 | 23:00 | 0 | 0 | 0 | 0 | 23:00 | 0 | 0 | 0 | 0 | 23:00 | 0.765 | 0.5842 | 0.6649 | 0.4574 | 23:00 | 0.7237 | 0.4688 | 0.3887 | 0.2815
|  | 25:45 | 0 | 0 | 0 | 0 | 0 | 0 | 0 | 0 | 0 | 0 | 0 | 0 | 0.4061 | 0.8251 | 0.1967 | 0.8508 | 0.9655 | 0.3872 | 0.7475 | 0.53 | 0.4261 | 0.43 | 0.6947 | 0.5104 | 23:15 | 0 | 0 | 0 | 0 | 23:15 | 0 | 0 | 0 | 0 | 23:15 | 0.7994 | 0.5264 | 0.5723 | 0.4117 | 23:15 | 0.6966 | 0.4986 | 0.407 | 0.4293
|  | 26:00 | 0 | 0 | 0 | 0 | 0 | 0 | 0 | 0 | 0 | 0 | 0 | 0 | 0.4835 | 0.8633 | 0.1218 | 0.8603 | 0.8719 | 0.4283 | 0.7374 | 0.7307 | 0.3815 | 0.3959 | 0.6742 | 0.634 | 23:30 | 0 | 0 | 0 | 0 | 23:30 | 0 | 0 | 0 | 0 | 23:30 | 0.7935 | 0.4266 | 0.5057 | 0.3586 | 23:30 | 0.6948 | 0.4685 | 0.3804 | 0.4134
|  | 26:15 | 0 | 0 | 0 | 0 | 0 | 0 | 0 | 0 | 0 | 0 | 0 | 0 | 0.5128 | 0.782 | 0.1902 | 0.7698 | 0.782 | 0.4666 | 0.7792 | 0.7346 | 0.3838 | 0.3994 | 0.6364 | 0.6353 | 23:45 | 0 | 0 | 0 | 0 | 23:45 | 0 | 0 | 0 | 0 | 23:45 | 0.8657 | 0.3463 | 0.5047 | 0.3508 | 23:45 | 0.7189 | 0.3399 | 0.3817 | 0.3444
|  | 26:30 | 0 | 0 | 0 | 0 | 0 | 0 | 0 | 0 | 0 | 0 | 0 | 0 | 0.5769 | 0.885 | 0.1927 | 0.8233 | 0.7726 | 0.4787 | 0.7908 | 0.6925 | 0.4894 | 0.3232 | 0.6383 | 0.6097 | 0:00 | 0 | 0 | 0 | 0 | 0:00 | 0 | 0 | 0 | 0 | 0:00 | 0.751 | 0.5875 | 0.4767 | 0.2791 | 0:00 | 0.8168 | 0.4058 | 0.4729 | 0.3806
|  | 26:45 | 0 | 0 | 0 | 0 | 0 | 0 | 0 | 0 | 0 | 0 | 0 | 0 | 0.6173 | 0.7861 | 0.1829 | 0.8486 | 0.6771 | 0.4873 | 0.7781 | 0.6958 | 0.35 | 0.3188 | 0.5537 | 0.4253
|  | 27:00 | 0 | 0 | 0 | 0 | 0 | 0 | 0 | 0 | 0 | 0 | 0 | 0 | 0.5351 | 0.7548 | 0.0398 | 0.8959 | 0.7188 | 0.3229 | 0.8082 | 0.6634 | 0.3624 | 0.3931 | 0.6988 | 0.6426
|  | 27:15 | 0 | 0 | 0 | 0 | 0 | 0 | 0 | 0 | 0 | 0 | 0 | 0 | 0.4968 | 0.7423 | 0.1728 | 0.7104 | 0.7423 | 0.4386 | 0.7488 | 0.7747 | 0.3124 | 0.3205 | 0.6141 | 0.6181 | Coastal
|  | 27:30 | 0 | 0 | 0 | 0 | 0 | 0 | 0 | 0 | 0 | 0 | 0 | 0 | 0.4065 | 0.6921 | 0.1646 | 0.6439 | 0.7673 | 0.5508 | 0.6348 | 0.778 | 0.383 | 0.326 | 0.7772 | 0.4977 |  | SOLAR CSP |  |  |  |  | SOLAR PVSAT |  |  |  |  | wind |  |  |  |  | wind_new
|  | 27:45 | 0 | 0 | 0 | 0 | 0 | 0 | 0 | 0 | 0 | 0 | 0 | 0 | 0.3822 | 0.6718 | 0.1988 | 0.5777 | 0.6567 | 0.452 | 0.739 | 0.8818 | 0.3022 | 0.3408 | 0.7196 | 0.5606 |  | Spring | Summer | Fall | Winter |  | Spring | Summer | Fall | Winter |  | Spring | Summer | Fall | Winter |  | Spring | Summer | Fall | Winter
|  | 28:00 | 0 | 0 | 0 | 0 | 0 | 0 | 0 | 0 | 0 | 0 | 0 | 0 | 0.5051 | 0.6888 | 0.206 | 0.5866 | 0.6554 | 0.4425 | 0.7344 | 0.8986 | 0.3677 | 0.2865 | 0.6616 | 0.4247 | 0:15 | 0 | 0 | 0 | 0 | 0:15 | 0 | 0 | 0 | 0 | 0:15 | 0.1844 | 0.1334 | 0.1573 | 0.1516 | 0:15 | 0.5128 | 0.3206 | 0.0774 | 0.5613
|  | 28:15 | 0 | 0 | 0 | 0 | 0 | 0 | 0 | 0 | 0 | 0 | 0 | 0 | 0.4716 | 0.6588 | 0.1618 | 0.6216 | 0.6588 | 0.3995 | 0.7481 | 0.7488 | 0.3487 | 0.326 | 0.6246 | 0.6218 | 0:30 | 0 | 0 | 0 | 0 | 0:30 | 0 | 0 | 0 | 0 | 0:30 | 0.2087 | 0.1872 | 0.2733 | 0.1086 | 0:30 | 0.5433 | 0.2685 | 0.1141 | 0.447
|  | 28:30 | 0 | 0 | 0 | 0 | 0 | 0 | 0 | 0 | 0 | 0 | 0 | 0 | 0.4543 | 0.6925 | 0.1956 | 0.7379 | 0.6065 | 0.3511 | 0.653 | 0.651 | 0.3653 | 0.3505 | 0.6041 | 0.6176 | 0:45 | 0 | 0 | 0 | 0 | 0:45 | 0 | 0 | 0 | 0 | 0:45 | 0.3099 | 0.1666 | 0.3344 | 0.1205 | 0:45 | 0.5072 | 0.3202 | 0.0597 | 0.5271
|  | 28:45 | 0 | 0 | 0 | 0 | 0 | 0 | 0.0091 | 0.0092 | 0 | 0 | 0 | 0 | 0.4063 | 0.5636 | 0.24 | 0.8319 | 0.5363 | 0.3642 | 0.7476 | 0.7035 | 0.4272 | 0.3825 | 0.6021 | 0.7118 | 1:00 | 0 | 0 | 0 | 0 | 1:00 | 0 | 0 | 0 | 0 | 1:00 | 0.2418 | 0.0746 | 0.3158 | 0.0881 | 1:00 | 0.5188 | 0.186 | 0.1283 | 0.4831
|  | 29:00 | 0 | 0 | 0 | 0 | 0 | 0 | 0 | 0.0139 | 0 | 0 | 0 | 0 | 0.3733 | 0.6487 | 0.1962 | 0.5779 | 0.5852 | 0.3527 | 0.7805 | 0.5827 | 0.4439 | 0.4433 | 0.6583 | 0.7656 | 1:15 | 0 | 0 | 0 | 0 | 1:15 | 0 | 0 | 0 | 0 | 1:15 | 0.1772 | 0.1032 | 0.1544 | 0.1469 | 1:15 | 0.4061 | 0.2356 | 0.0913 | 0.4899
|  | 29:15 | 0 | 0 | 0 | 0 | 0 | 0 | 0.0014 | 0.002 | 0 | 0 | 0 | 0.0007 | 0.4353 | 0.5785 | 0.1455 | 0.5944 | 0.5785 | 0.3679 | 0.8028 | 0.6806 | 0.3613 | 0.3671 | 0.7133 | 0.6604 | 1:30 | 0 | 0 | 0 | 0 | 1:30 | 0 | 0 | 0 | 0 | 1:30 | 0.0811 | 0 | 0.1141 | 0.2227 | 1:30 | 0.3448 | 0.2422 | 0.0915 | 0.5
|  | 29:30 | 0 | 0 | 0 | 0 | 0 | 0 | 0.065 | 0.0143 | 0 | 0.0002 | 0.0437 | 0.0439 | 0.4836 | 0.5104 | 0.1724 | 0.4576 | 0.6251 | 0.3873 | 0.8631 | 0.6898 | 0.1307 | 0.3633 | 0.6587 | 0.6741 | 1:45 | 0 | 0 | 0 | 0 | 1:45 | 0 | 0 | 0 | 0 | 1:45 | 0.1967 | 0.0647 | 0.1122 | 0.1936 | 1:45 | 0.4261 | 0.2281 | 0.1882 | 0.5878
|  | 29:45 | 0 | 0 | 0 | 0 | 0 | 0 | 0.0628 | 0.0655 | 0 | 0.004 | 0.0881 | 0.0659 | 0.5713 | 0.5047 | 0.1462 | 0.5164 | 0.6696 | 0.4168 | 0.7293 | 0.6468 | 0.253 | 0.4017 | 0.6992 | 0.6389 | 2:00 | 0 | 0 | 0 | 0 | 2:00 | 0 | 0 | 0 | 0 | 2:00 | 0.1218 | 0.0346 | 0.0942 | 0.1731 | 2:00 | 0.3815 | 0.0787 | 0.1668 | 0.4831
|  | 30:00 | 0 | 0 | 0 | 0 | 0 | 0 | 0.0836 | 0.0989 | 0.0117 | 0.0039 | 0.1208 | 0.0933 | 0.5418 | 0.4972 | 0.1565 | 0.5153 | 0.6245 | 0.3151 | 0.6998 | 0.5757 | 0.3278 | 0.3776 | 0.7745 | 0.5832 | 2:15 | 0 | 0 | 0 | 0 | 2:15 | 0 | 0 | 0 | 0 | 2:15 | 0.1902 | 0.0996 | 0.1431 | 0.1093 | 2:15 | 0.3838 | 0.168 | 0.1018 | 0.4768
|  | 30:15 | 0 | 0 | 0 | 0 | 0 | 0 | 0.1016 | 0.1197 | 0.0292 | 0.0329 | 0.1955 | 0.0958 | 0.428 | 0.4881 | 0.1287 | 0.525 | 0.4881 | 0.3345 | 0.7596 | 0.5497 | 0.3676 | 0.3396 | 0.7471 | 0.6425 | 2:30 | 0 | 0 | 0 | 0 | 2:30 | 0 | 0 | 0 | 0 | 2:30 | 0.1927 | 0.0853 | 0.1513 | 0.0423 | 2:30 | 0.4894 | 0.1556 | 0.0007 | 0.4965
|  | 30:30 | 0 | 0 | 0 | 0 | 0 | 0 | 0.1887 | 0.1931 | 0.1109 | 0.0742 | 0.3107 | 0.1603 | 0.3846 | 0.482 | 0.0498 | 0.4879 | 0.3887 | 0.3551 | 0.8654 | 0.4964 | 0.4493 | 0.2889 | 0.7313 | 0.5347 | 2:45 | 0 | 0 | 0 | 0 | 2:45 | 0 | 0 | 0 | 0 | 2:45 | 0.1829 | 0 | 0.2404 | 0 | 2:45 | 0.35 | 0.2374 | 0.0678 | 0.5323
|  | 30:45 | 0 | 0 | 0 | 0 | 0 | 0 | 0.2726 | 0.2667 | 0.1942 | 0.1324 | 0.4301 | 0.2533 | 0.4228 | 0.3164 | 0.0949 | 0.4542 | 0.2385 | 0.3427 | 0.8575 | 0.4332 | 0.5279 | 0.3848 | 0.6716 | 0.7006 | 3:00 | 0 | 0 | 0 | 0 | 3:00 | 0 | 0 | 0 | 0 | 3:00 | 0.0398 | 0.1142 | 0.2352 | 0.1264 | 3:00 | 0.3624 | 0.2481 | 0.0438 | 0.524
|  | 31:00 | 0 | 0 | 0 | 0 | 0 | 0 | 0.3479 | 0.3039 | 0.2197 | 0.1938 | 0.5456 | 0.3149 | 0.2993 | 0.3517 | 0.1139 | 0.3857 | 0.3207 | 0.3603 | 0.7967 | 0.4473 | 0.5589 | 0.4095 | 0.6327 | 0.6001 | 3:15 | 0 | 0 | 0 | 0 | 3:15 | 0 | 0 | 0 | 0 | 3:15 | 0.1728 | 0.1064 | 0.1364 | 0.0975 | 3:15 | 0.3124 | 0.1685 | 0.1257 | 0.4445
|  | 31:15 | 0 | 0 | 0 | 0 | 0 | 0 | 0.4377 | 0.3413 | 0.2824 | 0.2432 | 0.6724 | 0.3954 | 0.3158 | 0.3645 | 0.1038 | 0.3985 | 0.3645 | 0.2531 | 0.6612 | 0.4204 | 0.5347 | 0.4047 | 0.5969 | 0.5487 | 3:30 | 0 | 0 | 0 | 0 | 3:30 | 0 | 0 | 0 | 0 | 3:30 | 0.1646 | 0.018 | 0.1671 | 0.2143 | 3:30 | 0.383 | 0 | 0.1976 | 0.5884
|  | 31:30 | 0.0407 | 0.0205 | 0.0148 | 0 | 0.0589 | 0.0282 | 0.4662 | 0.3822 | 0.3412 | 0.2824 | 0.7659 | 0.4548 | 0.2578 | 0.3017 | 0.1126 | 0.4059 | 0.373 | 0.2323 | 0.7009 | 0.3675 | 0.5528 | 0.4149 | 0.5536 | 0.733 | 3:45 | 0 | 0 | 0 | 0 | 3:45 | 0 | 0 | 0 | 0 | 3:45 | 0.1988 | 0 | 0.2248 | 0.2649 | 3:45 | 0.3022 | 0.03 | 0.3289 | 0.5525
|  | 31:45 | 0.0647 | 0.1003 | 0.0206 | 0 | 0.1071 | 0.0594 | 0.488 | 0.4176 | 0.4244 | 0.3492 | 0.7954 | 0.4985 | 0.326 | 0.2693 | 0.0542 | 0.3716 | 0.3064 | 0.2693 | 0.6557 | 0.3977 | 0.598 | 0.4488 | 0.478 | 0.5598 | 4:00 | 0 | 0 | 0 | 0 | 4:00 | 0 | 0 | 0 | 0 | 4:00 | 0.206 | 0.0827 | 0.1941 | 0.1401 | 4:00 | 0.3677 | 0.0494 | 0.3189 | 0.5101
|  | 32:00 | 0.0921 | 0.1325 | 0.0388 | 0 | 0.1543 | 0.0885 | 0.5102 | 0.4849 | 0.4964 | 0.3988 | 0.8245 | 0.5521 | 0.3428 | 0.2933 | 0.04 | 0.372 | 0.2463 | 0.2086 | 0.738 | 0.2747 | 0.7013 | 0.5355 | 0.4352 | 0.5673 | 4:15 | 0 | 0 | 0 | 0 | 4:15 | 0 | 0 | 0 | 0 | 4:15 | 0.1618 | 0.1012 | 0.1333 | 0.1077 | 4:15 | 0.3487 | 0.1351 | 0.1754 | 0.4166
|  | 32:15 | 0.1055 | 0.1789 | 0.0455 | 0 | 0.2016 | 0.1063 | 0.5326 | 0.5164 | 0.5664 | 0.4386 | 0.9314 | 0.5971 | 0.2343 | 0.2759 | 0.0885 | 0.3018 | 0.2759 | 0.1942 | 0.5498 | 0.3037 | 0.6601 | 0.4692 | 0.4586 | 0.4574 | 4:30 | 0 | 0 | 0 | 0 | 4:30 | 0 | 0 | 0 | 0 | 4:30 | 0.1956 | 0.1445 | 0 | 0.0265 | 4:30 | 0.3653 | 0.1986 | 0.2162 | 0.4545
|  | 32:30 | 0.1338 | 0.2857 | 0.0306 | 0 | 0.2473 | 0.1489 | 0.591 | 0.5557 | 0.5628 | 0.4994 | 0.9488 | 0.6545 | 0.1929 | 0.2691 | 0.1898 | 0.216 | 0.2918 | 0.1996 | 0.4632 | 0.279 | 0.6889 | 0.4041 | 0.3822 | 0.4782 | 4:45 | 0 | 0 | 0 | 0 | 4:45 | 0 | 0 | 0 | 0 | 4:45 | 0.24 | 0.1436 | 0 | 0.0317 | 4:45 | 0.4272 | 0.2234 | 0.2223 | 0.3999
|  | 32:45 | 0.1405 | 0.3856 | 0.0413 | 0 | 0.2941 | 0.1782 | 0.6373 | 0.5928 | 0.5964 | 0.5569 | 0.9306 | 0.6787 | 0.1098 | 0.443 | 0.1692 | 0.2261 | 0.4019 | 0.1854 | 0.3742 | 0.3058 | 0.6081 | 0.5554 | 0.4134 | 0.4703 | 5:00 | 0 | 0 | 0 | 0 | 5:00 | 0 | 0 | 0 | 0 | 5:00 | 0.1962 | 0.1222 | 0 | 0.0878 | 5:00 | 0.4439 | 0.1761 | 0.1984 | 0.3409
|  | 33:00 | 0.1518 | 0.4439 | 0.0489 | 0 | 0.3608 | 0.2343 | 0.6562 | 0.6481 | 0.6074 | 0.6298 | 0.9515 | 0.705 | 0.1686 | 0.4061 | 0.1548 | 0.2327 | 0.2969 | 0.0813 | 0.4434 | 0.3197 | 0.6577 | 0.4643 | 0.3253 | 0.3748 | 5:15 | 0 | 0 | 0 | 0 | 5:15 | 0 | 0.0082 | 0 | 0 | 5:15 | 0.1455 | 0.1058 | 0.1138 | 0.0985 | 5:15 | 0.3613 | 0.1284 | 0.2078 | 0.4084
|  | 33:15 | 0.2351 | 0.5234 | 0.0378 | 0.0037 | 0.4131 | 0.2426 | 0.6937 | 0.7146 | 0.5973 | 0.6443 | 0.979 | 0.7258 | 0.2387 | 0.2749 | 0.0799 | 0.2823 | 0.2749 | 0.1881 | 0.3326 | 0.2141 | 0.6133 | 0.4368 | 0.2989 | 0.3256 | 5:30 | 0 | 0 | 0 | 0 | 5:30 | 0 | 0.044 | 0 | 0 | 5:30 | 0.1724 | 0.1243 | 0.1003 | 0.1116 | 5:30 | 0.1307 | 0.1176 | 0.3007 | 0.2842
|  | 33:30 | 0.2592 | 0.6063 | 0.0678 | 0 | 0.4269 | 0.2559 | 0.6794 | 0.7643 | 0.6134 | 0.6664 | 0.9869 | 0.7164 | 0.2763 | 0.3271 | 0 | 0.2539 | 0.3072 | 0.089 | 0.229 | 0.2285 | 0.504 | 0.4179 | 0.4845 | 0.3992 | 5:45 | 0 | 0 | 0 | 0 | 5:45 | 0 | 0.0852 | 0 | 0 | 5:45 | 0.1462 | 0.1525 | 0.2178 | 0.0249 | 5:45 | 0.253 | 0.2306 | 0.3529 | 0.3002
|  | 33:45 | 0.2747 | 0.6093 | 0.1171 | 0 | 0.4372 | 0.29 | 0.6611 | 0.7651 | 0.6284 | 0.679 | 1.0035 | 0.7403 | 0.2149 | 0.2824 | 0.0841 | 0.153 | 0.3383 | 0.229 | 0.3436 | 0.1955 | 0.5266 | 0.3818 | 0.4889 | 0.5002 | 6:00 | 0 | 0 | 0 | 0 | 6:00 | 0.0117 | 0.138 | 0 | 0 | 6:00 | 0.1565 | 0.1511 | 0.1146 | 0.0319 | 6:00 | 0.3278 | 0.2252 | 0.3502 | 0.2057
|  | 34:00 | 0.3161 | 0.6059 | 0.1487 | 0 | 0.4643 | 0.325 | 0.6408 | 0.7627 | 0.6369 | 0.6938 | 0.989 | 0.7361 | 0.2253 | 0.2401 | 0.1029 | 0.169 | 0.3678 | 0.2098 | 0.4499 | 0.2093 | 0.5296 | 0.4871 | 0.4034 | 0.43 | 6:15 | 0 | 0 | 0 | 0 | 6:15 | 0.0292 | 0.1774 | 0.0123 | 0 | 6:15 | 0.1287 | 0.1039 | 0.1053 | 0.0928 | 6:15 | 0.3676 | 0.1293 | 0.2485 | 0.3878
|  | 34:15 | 0.3224 | 0.6106 | 0.1893 | 0 | 0.5187 | 0.3282 | 0.6577 | 0.7741 | 0.639 | 0.7218 | 0.9679 | 0.7521 | 0.2258 | 0.3041 | 0.0839 | 0.2932 | 0.3041 | 0.1917 | 0.4044 | 0.1922 | 0.5747 | 0.4512 | 0.4198 | 0.3857 | 6:30 | 0 | 0 | 0 | 0 | 6:30 | 0.1109 | 0.2496 | 0.0722 | 0 | 6:30 | 0.0498 | 0.1695 | 0.016 | 0.2301 | 6:30 | 0.4493 | 0.1074 | 0.266 | 0.4352
|  | 34:30 | 0.3202 | 0.5787 | 0.2684 | 0.0108 | 0.4816 | 0.3474 | 0.7165 | 0.779 | 0.6649 | 0.726 | 0.9649 | 0.7678 | 0.2445 | 0.2677 | 0.1032 | 0.293 | 0.3116 | 0.1679 | 0.5119 | 0.0742 | 0.5441 | 0.5223 | 0.5093 | 0.4088 | 6:45 | 0 | 0 | 0 | 0 | 6:45 | 0.1942 | 0.3043 | 0.1436 | 0.0147 | 6:45 | 0.0949 | 0.1726 | 0 | 0.1108 | 6:45 | 0.5279 | 0.1161 | 0.3919 | 0.3961
|  | 34:45 | 0.3509 | 0.5961 | 0.348 | 0.0417 | 0.447 | 0.3575 | 0.7481 | 0.7841 | 0.6798 | 0.7372 | 0.9261 | 0.7794 | 0.2931 | 0.279 | 0.2512 | 0.2171 | 0.2572 | 0.1506 | 0.5102 | 0.0699 | 0.6332 | 0.5443 | 0.6598 | 0.5488 | 7:00 | 0 | 0 | 0 | 0 | 7:00 | 0.2197 | 0.3802 | 0.2129 | 0.0273 | 7:00 | 0.1139 | 0.1913 | 0.0669 | 0.0148 | 7:00 | 0.5589 | 0.2091 | 0.2615 | 0.3554
|  | 35:00 | 0.3534 | 0.6271 | 0.4352 | 0.0466 | 0.4619 | 0.3737 | 0.7545 | 0.7935 | 0.713 | 0.7865 | 0.9113 | 0.7763 | 0.2059 | 0.3208 | 0.0961 | 0.3973 | 0.3548 | 0.2656 | 0.4867 | 0.0805 | 0.7536 | 0.4771 | 0.6947 | 0.6028 | 7:15 | 0 | 0 | 0 | 0 | 7:15 | 0.2824 | 0.4836 | 0.2667 | 0.0251 | 7:15 | 0.1038 | 0.0827 | 0.1045 | 0.0979 | 7:15 | 0.5347 | 0.1958 | 0.2578 | 0.435
|  | 35:15 | 0.3717 | 0.651 | 0.513 | 0.0397 | 0.4423 | 0.4036 | 0.7851 | 0.7777 | 0.748 | 0.8009 | 0.9394 | 0.8102 | 0.3282 | 0.423 | 0.1279 | 0.4533 | 0.423 | 0.2841 | 0.6083 | 0.1957 | 0.6472 | 0.4106 | 0.6446 | 0.529 | 7:30 | 0.0148 | 0.0246 | 0 | 0 | 7:30 | 0.3412 | 0.548 | 0.3545 | 0.0677 | 7:30 | 0.1126 | 0.1019 | 0.1503 | 0.1879 | 7:30 | 0.5528 | 0.2697 | 0.2368 | 0.3701
|  | 35:30 | 0.4086 | 0.6818 | 0.5118 | 0.0773 | 0.4572 | 0.4205 | 0.7974 | 0.7646 | 0.7497 | 0.8119 | 0.9626 | 0.7943 | 0.4402 | 0.4739 | 0.1857 | 0.439 | 0.5066 | 0.3052 | 0.4707 | 0.2474 | 0.5856 | 0.363 | 0.6343 | 0.4738 | 7:45 | 0.0206 | 0.059 | 0 | 0 | 7:45 | 0.4244 | 0.588 | 0.4393 | 0.1293 | 7:45 | 0.0542 | 0.2068 | 0.0195 | 0.1294 | 7:45 | 0.598 | 0.398 | 0.307 | 0.4448
|  | 35:45 | 0.4444 | 0.7454 | 0.5289 | 0.0911 | 0.4977 | 0.4197 | 0.7952 | 0.7541 | 0.719 | 0.827 | 0.9414 | 0.7895 | 0.5086 | 0.6091 | 0.2059 | 0.5287 | 0.5112 | 0.2004 | 0.4735 | 0.2074 | 0.5125 | 0.3968 | 0.7535 | 0.5381 | 8:00 | 0.0388 | 0.0697 | 0 | 0 | 8:00 | 0.4964 | 0.6284 | 0.5327 | 0.1893 | 8:00 | 0.04 | 0.1947 | 0.02 | 0.04 | 8:00 | 0.7013 | 0.3034 | 0.333 | 0.4302
|  | 36:00 | 0.4421 | 0.7967 | 0.5333 | 0.0899 | 0.5063 | 0.4667 | 0.8032 | 0.7474 | 0.6994 | 0.8555 | 0.9172 | 0.7748 | 0.4486 | 0.5074 | 0.1882 | 0.5265 | 0.5195 | 0.3361 | 0.4762 | 0.2167 | 0.6211 | 0.376 | 0.715 | 0.5921 | 8:15 | 0.0455 | 0.0878 | 0.0024 | 0 | 8:15 | 0.5664 | 0.6949 | 0.6135 | 0.241 | 8:15 | 0.0885 | 0.0608 | 0.1008 | 0.1059 | 8:15 | 0.6601 | 0.2859 | 0.2615 | 0.4567
|  | 36:15 | 0.4552 | 0.7989 | 0.5299 | 0.1222 | 0.5245 | 0.4861 | 0.8012 | 0.7708 | 0.7071 | 0.8366 | 0.8925 | 0.8016 | 0.4264 | 0.5567 | 0.1422 | 0.4894 | 0.5567 | 0.3406 | 0.5031 | 0.2567 | 0.535 | 0.3656 | 0.7722 | 0.5802 | 8:30 | 0.0306 | 0.1693 | 0.1456 | 0 | 8:30 | 0.5628 | 0.7103 | 0.6124 | 0.2981 | 8:30 | 0.1898 | 0 | 0.183 | 0.1603 | 8:30 | 0.6889 | 0.3685 | 0.2717 | 0.2916
|  | 36:30 | 0.4894 | 0.848 | 0.5183 | 0.101 | 0.5045 | 0.4828 | 0.8177 | 0.8276 | 0.7206 | 0.858 | 0.8663 | 0.8064 | 0.4147 | 0.5309 | 0.2607 | 0.3902 | 0.4965 | 0.411 | 0.5028 | 0.2869 | 0.5421 | 0.4433 | 0.7827 | 0.4969 | 8:45 | 0.0413 | 0.262 | 0.2534 | 0 | 8:45 | 0.5964 | 0.7332 | 0.6332 | 0.3443 | 8:45 | 0.1692 | 0 | 0.1038 | 0.0744 | 8:45 | 0.6081 | 0.3136 | 0.3008 | 0.3976
|  | 36:45 | 0.5128 | 0.8638 | 0.5344 | 0.0727 | 0.4692 | 0.4835 | 0.8128 | 0.8078 | 0.7154 | 0.8625 | 0.8693 | 0.7953 | 0.3775 | 0.3933 | 0.2631 | 0.3404 | 0.4856 | 0.3626 | 0.6135 | 0.2019 | 0.5544 | 0.3014 | 0.82 | 0.5555 | 9:00 | 0.0489 | 0.3716 | 0.4088 | 0 | 9:00 | 0.6074 | 0.7488 | 0.6493 | 0.3499 | 9:00 | 0.1548 | 0 | 0.1072 | 0.1414 | 9:00 | 0.6577 | 0.2584 | 0.2225 | 0.3378
|  | 37:00 | 0.5211 | 0.8898 | 0.5523 | 0.1075 | 0.4657 | 0.5069 | 0.8325 | 0.8323 | 0.7263 | 0.8409 | 0.8473 | 0.7907 | 0.5856 | 0.3614 | 0.1257 | 0.405 | 0.4585 | 0.2793 | 0.5782 | 0.3015 | 0.4399 | 0.3284 | 0.7247 | 0.6234 | 9:15 | 0.0378 | 0.4574 | 0.5358 | 0 | 9:15 | 0.5973 | 0.7889 | 0.6708 | 0.4245 | 9:15 | 0.0799 | 0.0578 | 0.0771 | 0.0788 | 9:15 | 0.6133 | 0.2515 | 0.1179 | 0.2755
|  | 37:15 | 0.5988 | 0.8842 | 0.5587 | 0.0973 | 0.4527 | 0.5183 | 0.834 | 0.8301 | 0.7051 | 0.8478 | 0.8175 | 0.8069 | 0.45 | 0.3819 | 0.1308 | 0.3779 | 0.3819 | 0.2997 | 0.5732 | 0.3566 | 0.4762 | 0.2784 | 0.652 | 0.5397 | 9:30 | 0.0678 | 0.4909 | 0.5499 | 0.0085 | 9:30 | 0.6134 | 0.8153 | 0.6795 | 0.4468 | 9:30 | 0 | 0.1623 | 0 | 0.1694 | 9:30 | 0.504 | 0.3006 | 0.0974 | 0.1755
|  | 37:30 | 0.5869 | 0.8476 | 0.5733 | 0.129 | 0.4771 | 0.5272 | 0.8421 | 0.8131 | 0.704 | 0.8674 | 0.7822 | 0.8138 | 0.3502 | 0.3706 | 0.1924 | 0.3538 | 0.4745 | 0.3232 | 0.5652 | 0.3536 | 0.4289 | 0.3809 | 0.4992 | 0.5156 | 9:45 | 0.1171 | 0.544 | 0.5824 | 0.0368 | 9:45 | 0.6284 | 0.8094 | 0.7262 | 0.4855 | 9:45 | 0.0841 | 0.279 | 0 | 0.0921 | 9:45 | 0.5266 | 0.3504 | 0.0661 | 0.1299
|  | 37:45 | 0.6255 | 0.84 | 0.5789 | 0.1681 | 0.4324 | 0.554 | 0.8594 | 0.8337 | 0.7212 | 0.8739 | 0.7487 | 0.8331 | 0.3702 | 0.3898 | 0.185 | 0.3549 | 0.4924 | 0.2128 | 0.5993 | 0.3816 | 0.5228 | 0.2767 | 0.6217 | 0.3538 | 10:00 | 0.1487 | 0.5748 | 0.6407 | 0.0325 | 10:00 | 0.6369 | 0.7981 | 0.7408 | 0.4802 | 10:00 | 0.1029 | 0.1981 | 0 | 0.127 | 10:00 | 0.5296 | 0.3037 | 0.1554 | 0.1545
|  | 38:00 | 0.6553 | 0.813 | 0.5629 | 0.1721 | 0.4452 | 0.5474 | 0.8479 | 0.8335 | 0.7442 | 0.8801 | 0.7407 | 0.8412 | 0.4491 | 0.386 | 0.2371 | 0.2947 | 0.487 | 0.2835 | 0.6051 | 0.3014 | 0.3701 | 0.2492 | 0.5459 | 0.3191 | 10:15 | 0.1893 | 0.6106 | 0.6535 | 0.044 | 10:15 | 0.639 | 0.7938 | 0.7344 | 0.472 | 10:15 | 0.0839 | 0.0546 | 0.0789 | 0.0773 | 10:15 | 0.5747 | 0.2577 | 0.1158 | 0.1529
|  | 38:15 | 0.6746 | 0.8483 | 0.5792 | 0.2029 | 0.4102 | 0.543 | 0.8855 | 0.7944 | 0.7514 | 0.887 | 0.7328 | 0.8102 | 0.3854 | 0.3208 | 0.1127 | 0.3368 | 0.3208 | 0.2589 | 0.5983 | 0.3502 | 0.4996 | 0.2782 | 0.455 | 0.4448 | 10:30 | 0.2684 | 0.6176 | 0.6596 | 0.0542 | 10:30 | 0.6649 | 0.8003 | 0.6741 | 0.4855 | 10:30 | 0.1032 | 0.0032 | 0.1084 | 0.1135 | 10:30 | 0.5441 | 0.282 | 0.1257 | 0.2132
|  | 38:30 | 0.6386 | 0.8545 | 0.5584 | 0.2323 | 0.3984 | 0.5414 | 0.8892 | 0.7807 | 0.7574 | 0.8622 | 0.6411 | 0.8097 | 0.3844 | 0.3768 | 0.0415 | 0.2581 | 0.3869 | 0.2878 | 0.5841 | 0.2708 | 0.4876 | 0.1769 | 0.3825 | 0.4746 | 10:45 | 0.348 | 0.5915 | 0.6429 | 0.0954 | 10:45 | 0.6798 | 0.7928 | 0.6649 | 0.4838 | 10:45 | 0.2512 | 0.0501 | 0 | 0 | 10:45 | 0.6332 | 0.3828 | 0.0274 | 0.1799
|  | 38:45 | 0.5663 | 0.8545 | 0.5652 | 0.2455 | 0.407 | 0.5257 | 0.8785 | 0.7781 | 0.7571 | 0.8381 | 0.5377 | 0.7586 | 0.3059 | 0.2291 | 0.0224 | 0.2857 | 0.3766 | 0.2856 | 0.6204 | 0.204 | 0.4946 | 0.3231 | 0.4631 | 0.5316 | 11:00 | 0.4352 | 0.6257 | 0.6342 | 0.1146 | 11:00 | 0.713 | 0.7738 | 0.6519 | 0.5025 | 11:00 | 0.0961 | 0.1485 | 0 | 0.0865 | 11:00 | 0.7536 | 0.4924 | 0.037 | 0.1114
|  | 39:00 | 0.5495 | 0.8735 | 0.5374 | 0.2604 | 0.4078 | 0.5275 | 0.8613 | 0.7612 | 0.763 | 0.818 | 0.4709 | 0.7384 | 0.2765 | 0.285 | 0.0631 | 0.2716 | 0.4103 | 0.2485 | 0.6106 | 0.2737 | 0.6161 | 0.2785 | 0.3503 | 0.4736 | 11:15 | 0.513 | 0.6247 | 0.6287 | 0.1489 | 11:15 | 0.748 | 0.8063 | 0.6764 | 0.4938 | 11:15 | 0.1279 | 0.0461 | 0.0911 | 0.0906 | 11:15 | 0.6472 | 0.2162 | 0.1333 | 0.1413
|  | 39:15 | 0.494 | 0.8716 | 0.5207 | 0.272 | 0.4208 | 0.5158 | 0.8597 | 0.7453 | 0.7507 | 0.7929 | 0.3958 | 0.7089 | 0.3797 | 0.3404 | 0.115 | 0.3234 | 0.3404 | 0.2578 | 0.6161 | 0.3483 | 0.6139 | 0.3184 | 0.441 | 0.4542 | 11:30 | 0.5118 | 0.6244 | 0.6259 | 0.1344 | 11:30 | 0.7497 | 0.7931 | 0.6837 | 0.4815 | 11:30 | 0.1857 | 0 | 0.1654 | 0.0455 | 11:30 | 0.5856 | 0.2442 | 0.1752 | 0.0624
|  | 39:30 | 0.5554 | 0.8675 | 0.5398 | 0.2963 | 0.3239 | 0.4997 | 0.8492 | 0.7188 | 0.709 | 0.7693 | 0.492 | 0.7011 | 0.4989 | 0.2781 | 0.0548 | 0.367 | 0.3824 | 0.2731 | 0.6413 | 0.3932 | 0.6201 | 0.3536 | 0.5436 | 0.3883 | 11:45 | 0.5289 | 0.6329 | 0.6119 | 0.1601 | 11:45 | 0.719 | 0.8039 | 0.6954 | 0.4887 | 11:45 | 0.2059 | 0 | 0.2316 | 0.0688 | 11:45 | 0.5125 | 0.3395 | 0.1333 | 0
|  | 39:45 | 0.5792 | 0.8788 | 0.5538 | 0.3356 | 0.2444 | 0.4743 | 0.8442 | 0.6864 | 0.6726 | 0.7618 | 0.5739 | 0.6946 | 0.489 | 0.2619 | 0.1233 | 0.3036 | 0.3548 | 0.2105 | 0.6771 | 0.4424 | 0.5596 | 0.3794 | 0.5568 | 0.3942 | 12:00 | 0.5333 | 0.6152 | 0.5661 | 0.1568 | 12:00 | 0.6994 | 0.8088 | 0.6842 | 0.4845 | 12:00 | 0.1882 | 0 | 0.1695 | 0.0989 | 12:00 | 0.6211 | 0.4105 | 0.125 | 0.0728
|  | 40:00 | 0.5808 | 0.8113 | 0.5442 | 0.345 | 0.1755 | 0.4376 | 0.8255 | 0.6723 | 0.607 | 0.734 | 0.6852 | 0.7268 | 0.5132 | 0.2726 | 0.1518 | 0.3074 | 0.2708 | 0.241 | 0.6596 | 0.4747 | 0.5273 | 0.3585 | 0.4984 | 0.504 | 12:15 | 0.5299 | 0.5814 | 0.5641 | 0.1528 | 12:15 | 0.7071 | 0.8338 | 0.7058 | 0.4806 | 12:15 | 0.1422 | 0.044 | 0.0806 | 0.0923 | 12:15 | 0.535 | 0.3721 | 0.1046 | 0.086
|  | 40:15 | 0.6101 | 0.7637 | 0.533 | 0.3717 | 0.0789 | 0.4714 | 0.8062 | 0.6603 | 0.5717 | 0.718 | 0.7843 | 0.7081 | 0.3672 | 0.3367 | 0.1233 | 0.3453 | 0.3367 | 0.2615 | 0.6242 | 0.3939 | 0.6877 | 0.3447 | 0.5192 | 0.5143 | 12:30 | 0.5183 | 0.5462 | 0.5538 | 0.1639 | 12:30 | 0.7206 | 0.8638 | 0.7125 | 0.4601 | 12:30 | 0.2607 | 0.128 | 0.1997 | 0.0404 | 12:30 | 0.5421 | 0.4149 | 0.1065 | 0.0544
|  | 40:30 | 0.5093 | 0.7146 | 0.4107 | 0.3262 | 0.0825 | 0.4368 | 0.7533 | 0.6067 | 0.5101 | 0.6599 | 0.7271 | 0.6487 | 0.3942 | 0.3129 | 0.0334 | 0.38 | 0.3639 | 0.287 | 0.6276 | 0.444 | 0.8454 | 0.376 | 0.4199 | 0.4285 | 12:45 | 0.5344 | 0.5521 | 0.5859 | 0.1577 | 12:45 | 0.7154 | 0.8444 | 0.716 | 0.4639 | 12:45 | 0.2631 | 0.1534 | 0.1272 | 0.0413 | 12:45 | 0.5544 | 0.5475 | 0 | 0.0979
|  | 40:45 | 0.4535 | 0.6733 | 0.2896 | 0.2691 | 0.0931 | 0.3563 | 0.7011 | 0.5954 | 0.4611 | 0.5832 | 0.6276 | 0.6061 | 0.39 | 0.3852 | 0 | 0.3507 | 0.4849 | 0.2453 | 0.6944 | 0.4327 | 0.7407 | 0.5117 | 0.3618 | 0.4968 | 13:00 | 0.5523 | 0.5555 | 0.6081 | 0.1609 | 13:00 | 0.7263 | 0.8403 | 0.7145 | 0.4795 | 13:00 | 0.1257 | 0.124 | 0.1521 | 0.0953 | 13:00 | 0.4399 | 0.4395 | 0.0511 | 0.1326
|  | 41:00 | 0.3591 | 0.5559 | 0.1751 | 0.2016 | 0.1142 | 0.2833 | 0.6241 | 0.5833 | 0.4113 | 0.5266 | 0.4919 | 0.5621 | 0.4451 | 0.4014 | 0.0407 | 0.4615 | 0.3783 | 0.3149 | 0.7151 | 0.5815 | 0.7943 | 0.5209 | 0.4869 | 0.6283 | 13:15 | 0.5587 | 0.5236 | 0.642 | 0.1496 | 13:15 | 0.7051 | 0.8328 | 0.709 | 0.4883 | 13:15 | 0.1308 | 0.0838 | 0.0781 | 0.0801 | 13:15 | 0.4762 | 0.4936 | 0.1051 | 0.0752
|  | 41:15 | 0.3008 | 0.468 | 0.0594 | 0.1676 | 0.1294 | 0.225 | 0.5527 | 0.5618 | 0.3614 | 0.47 | 0.4622 | 0.4816 | 0.4289 | 0.4801 | 0.1357 | 0.4684 | 0.4801 | 0.3254 | 0.7545 | 0.3932 | 0.816 | 0.4943 | 0.5406 | 0.561 | 13:30 | 0.5733 | 0.5185 | 0.6632 | 0.1794 | 13:30 | 0.704 | 0.853 | 0.6927 | 0.5063 | 13:30 | 0.1924 | 0.0563 | 0.1737 | 0.062 | 13:30 | 0.4289 | 0.5099 | 0.1133 | 0.0938
|  | 41:30 | 0.2041 | 0.3659 | 0.0458 | 0.1093 | 0.1019 | 0.1359 | 0.4677 | 0.4276 | 0.2777 | 0.3515 | 0.4243 | 0.3877 | 0.2747 | 0.5108 | 0.157 | 0.4782 | 0.4694 | 0.3967 | 0.9097 | 0.4043 | 0.7295 | 0.5978 | 0.69 | 0.5818 | 13:45 | 0.5789 | 0.4908 | 0.6782 | 0.1977 | 13:45 | 0.7212 | 0.8697 | 0.6975 | 0.5128 | 13:45 | 0.185 | 0.063 | 0.1645 | 0.1226 | 13:45 | 0.5228 | 0.5851 | 0.0712 | 0
|  | 41:45 | 0.1055 | 0.248 | 0.0292 | 0.0562 | 0.0789 | 0.0938 | 0.3661 | 0.3164 | 0.1697 | 0.2758 | 0.3561 | 0.3059 | 0.2802 | 0.5021 | 0.1948 | 0.5958 | 0.3937 | 0.3593 | 1.0002 | 0.3073 | 0.6918 | 0.6117 | 0.7478 | 0.5543 | 14:00 | 0.5629 | 0.4974 | 0.6843 | 0.19 | 14:00 | 0.7442 | 0.882 | 0.6992 | 0.5243 | 14:00 | 0.2371 | 0.0234 | 0.2365 | 0.0865 | 14:00 | 0.3701 | 0.6042 | 0.0776 | 0.0338
|  | 42:00 | 0.0605 | 0.1126 | 0.0276 | 0.0135 | 0.0308 | 0.0362 | 0.2831 | 0.1906 | 0.1025 | 0.1897 | 0.332 | 0.1967 | 0.4701 | 0.5865 | 0.0948 | 0.6888 | 0.5286 | 0.3947 | 0.8877 | 0.4118 | 0.7113 | 0.6393 | 0.6721 | 0.6135 | 14:15 | 0.5792 | 0.503 | 0.6931 | 0.1874 | 14:15 | 0.7514 | 0.8604 | 0.663 | 0.5334 | 14:15 | 0.1127 | 0.0842 | 0.0789 | 0.0725 | 14:15 | 0.4996 | 0.6665 | 0.1163 | 0.0991
|  | 42:15 | 0 | 0 | 0 | 0 | 0 | 0 | 0.1571 | 0.129 | 0.0328 | 0.0653 | 0.2942 | 0.1357 | 0.514 | 0.6373 | 0.1715 | 0.6093 | 0.6373 | 0.4104 | 0.8526 | 0.4571 | 0.8206 | 0.6335 | 0.6123 | 0.6292 | 14:30 | 0.5584 | 0.5094 | 0.6986 | 0.1952 | 14:30 | 0.7574 | 0.8579 | 0.6653 | 0.5447 | 14:30 | 0.0415 | 0.1688 | 0.0542 | 0.1266 | 14:30 | 0.4876 | 0.6703 | 0.074 | 0.0123
|  | 42:30 | 0 | 0 | 0 | 0 | 0 | 0 | 0.1055 | 0.0642 | 0.0174 | 0.0278 | 0.2191 | 0.0881 | 0.5036 | 0.7306 | 0.1575 | 0.6523 | 0.6048 | 0.4082 | 0.9115 | 0.4708 | 0.8831 | 0.6107 | 0.6363 | 0.5513 | 14:45 | 0.5652 | 0.5331 | 0.6977 | 0.2208 | 14:45 | 0.7571 | 0.8697 | 0.6537 | 0.5317 | 14:45 | 0.0224 | 0.0441 | 0.1195 | 0.0748 | 14:45 | 0.4946 | 0.6363 | 0.0172 | 0.0003
|  | 42:45 | 0 | 0 | 0 | 0 | 0 | 0 | 0.0676 | 0.055 | 0.0009 | 0.0054 | 0.1607 | 0.0546 | 0.523 | 0.6927 | 0.174 | 0.6582 | 0.567 | 0.4693 | 0.9673 | 0.5324 | 0.7956 | 0.5971 | 0.7096 | 0.6566 | 15:00 | 0.5374 | 0.5164 | 0.6586 | 0.2355 | 15:00 | 0.763 | 0.8744 | 0.6124 | 0.5248 | 15:00 | 0.0631 | 0.0551 | 0.1188 | 0.1166 | 15:00 | 0.6161 | 0.6881 | 0.0751 | 0.0311
|  | 43:00 | 0 | 0 | 0 | 0 | 0 | 0 | 0.0307 | 0.0386 | 0 | 0 | 0.0982 | 0.0319 | 0.3629 | 0.7265 | 0.1005 | 0.6201 | 0.674 | 0.4171 | 0.8408 | 0.5908 | 0.8103 | 0.6 | 0.74 | 0.7347 | 15:15 | 0.5207 | 0.5513 | 0.647 | 0.2666 | 15:15 | 0.7507 | 0.8659 | 0.6124 | 0.5262 | 15:15 | 0.115 | 0.0847 | 0.0704 | 0.0767 | 15:15 | 0.6139 | 0.6608 | 0.1489 | 0.1452
|  | 43:15 | 0 | 0 | 0 | 0 | 0 | 0 | 0.0014 | 0.0018 | 0 | 0 | 0.0161 | 0.0039 | 0.5283 | 0.6904 | 0.1809 | 0.6422 | 0.6904 | 0.431 | 0.8526 | 0.6257 | 0.7209 | 0.6598 | 0.777 | 0.7398 | 15:30 | 0.5398 | 0.5131 | 0.4825 | 0.2169 | 15:30 | 0.709 | 0.8552 | 0.562 | 0.4889 | 15:30 | 0.0548 | 0.1029 | 0.072 | 0.0303 | 15:30 | 0.6201 | 0.64 | 0.0777 | 0.0915
|  | 43:30 | 0 | 0 | 0 | 0 | 0 | 0 | 0.0339 | 0 | 0 | 0 | 0 | 0 | 0.5143 | 0.5283 | 0.1932 | 0.6297 | 0.8177 | 0.3225 | 0.942 | 0.7201 | 0.7176 | 0.7393 | 0.9019 | 0.7908 | 15:45 | 0.5538 | 0.4848 | 0.3501 | 0.1719 | 15:45 | 0.6726 | 0.8018 | 0.4874 | 0.4513 | 15:45 | 0.1233 | 0.2272 | 0 | 0.1172 | 15:45 | 0.5596 | 0.7569 | 0.1792 | 0.2217
|  | 43:45 | 0 | 0 | 0 | 0 | 0 | 0 | 0.0202 | 0.0213 | 0 | 0 | 0.0073 | 0 | 0.4226 | 0.5487 | 0.1869 | 0.5112 | 0.8191 | 0.3034 | 0.9632 | 0.7227 | 0.7234 | 0.7341 | 0.8508 | 0.7802 | 16:00 | 0.5442 | 0.4313 | 0.2051 | 0.1143 | 16:00 | 0.607 | 0.7556 | 0.421 | 0.3778 | 16:00 | 0.1518 | 0.0932 | 0.0202 | 0.1584 | 16:00 | 0.5273 | 0.6715 | 0.1144 | 0.247
|  | 44:00 | 0 | 0 | 0 | 0 | 0 | 0 | 0.014 | 0 | 0 | 0 | 0.018 | 0 | 0.5353 | 0.5783 | 0.1321 | 0.7027 | 0.6724 | 0.3827 | 0.8589 | 0.6654 | 0.7435 | 0.7301 | 0.924 | 0.8043 | 16:15 | 0.533 | 0.4032 | 0.0637 | 0.0813 | 16:15 | 0.5717 | 0.7258 | 0.3595 | 0.3331 | 16:15 | 0.1233 | 0.0819 | 0.0808 | 0.1055 | 16:15 | 0.6877 | 0.6082 | 0.1957 | 0.2156
|  | 44:15 | 0 | 0 | 0 | 0 | 0 | 0 | 0 | 0 | 0 | 0 | 0 | 0 | 0.5194 | 0.708 | 0.1753 | 0.6413 | 0.708 | 0.4282 | 0.8454 | 0.7489 | 0.5912 | 0.6425 | 0.8784 | 0.8021 | 16:30 | 0.4107 | 0.3388 | 0.0488 | 0.0834 | 16:30 | 0.5101 | 0.6705 | 0.2665 | 0.2674 | 16:30 | 0.0334 | 0.0606 | 0.0594 | 0.0697 | 16:30 | 0.8454 | 0.6386 | 0.1981 | 0.2816
|  | 44:30 | 0 | 0 | 0 | 0 | 0 | 0 | 0 | 0 | 0 | 0 | 0 | 0 | 0.6777 | 0.7148 | 0.2174 | 0.5889 | 0.7689 | 0.498 | 0.8324 | 0.8176 | 0.4129 | 0.6222 | 0.9219 | 0.788 | 16:45 | 0.2896 | 0.2942 | 0.0529 | 0.0728 | 16:45 | 0.4611 | 0.6224 | 0.1811 | 0.2068 | 16:45 | 0 | 0.0182 | 0.095 | 0.0313 | 16:45 | 0.7407 | 0.5958 | 0.0795 | 0.3941
|  | 44:45 | 0 | 0 | 0 | 0 | 0 | 0 | 0 | 0 | 0 | 0 | 0 | 0 | 0.6142 | 0.7398 | 0.1465 | 0.6901 | 0.6584 | 0.5556 | 0.796 | 0.948 | 0.3024 | 0.6524 | 0.8966 | 0.7661 | 17:00 | 0.1751 | 0.2129 | 0.0256 | 0.0217 | 17:00 | 0.4113 | 0.5596 | 0.1024 | 0.1288 | 17:00 | 0.0407 | 0.0442 | 0.1918 | 0.0389 | 17:00 | 0.7943 | 0.5829 | 0.1963 | 0.3276
|  | 45:00 | 0 | 0 | 0 | 0 | 0 | 0 | 0 | 0 | 0 | 0 | 0 | 0 | 0.4899 | 0.6683 | 0.2219 | 0.8392 | 0.7597 | 0.6298 | 0.7549 | 0.8881 | 0.3988 | 0.7107 | 0.8188 | 0.6901 | 17:15 | 0.0594 | 0.1654 | 0 | 0 | 17:15 | 0.3614 | 0.4855 | 0.0257 | 0.0411 | 17:15 | 0.1357 | 0.1043 | 0.0824 | 0.1159 | 17:15 | 0.816 | 0.5486 | 0.2424 | 0.302
|  | 45:15 | 0 | 0 | 0 | 0 | 0 | 0 | 0 | 0 | 0 | 0 | 0 | 0 | 0.5829 | 0.7866 | 0.1886 | 0.7471 | 0.7866 | 0.4818 | 0.836 | 0.8297 | 0.3649 | 0.541 | 0.8222 | 0.7607 | 17:30 | 0.0458 | 0.119 | 0 | 0 | 17:30 | 0.2777 | 0.3996 | 0.0117 | 0.0467 | 17:30 | 0.157 | 0.1669 | 0.0907 | 0.1635 | 17:30 | 0.7295 | 0.5673 | 0.3024 | 0.2778
|  | 45:30 | 0 | 0 | 0 | 0 | 0 | 0 | 0 | 0 | 0 | 0 | 0 | 0 | 0.4263 | 0.7173 | 0.1372 | 0.6798 | 0.892 | 0.431 | 0.8644 | 0.6835 | 0.3597 | 0.5425 | 0.7464 | 0.6904 | 17:45 | 0.0292 | 0.0707 | 0 | 0 | 17:45 | 0.1697 | 0.3238 | 0.0178 | 0.0604 | 17:45 | 0.1948 | 0.0869 | 0.2166 | 0.2929 | 17:45 | 0.6918 | 0.5978 | 0.2459 | 0.2302
|  | 45:45 | 0 | 0 | 0 | 0 | 0 | 0 | 0 | 0 | 0 | 0 | 0 | 0 | 0.5197 | 0.7705 | 0.2253 | 0.7945 | 0.934 | 0.4623 | 0.8706 | 0.7836 | 0.4098 | 0.5183 | 0.8186 | 0.7443 | 18:00 | 0.0276 | 0.0272 | 0 | 0 | 18:00 | 0.1025 | 0.2328 | 0.0136 | 0.0204 | 18:00 | 0.0948 | 0.0722 | 0.2574 | 0.3166 | 18:00 | 0.7113 | 0.5781 | 0.2975 | 0.2667
|  | 46:00 | 0 | 0 | 0 | 0 | 0 | 0 | 0 | 0 | 0 | 0 | 0 | 0 | 0.5518 | 0.6626 | 0.3014 | 0.8421 | 0.8901 | 0.3939 | 0.8419 | 0.7838 | 0.4667 | 0.5772 | 0.8826 | 0.8149 | 18:15 | 0 | 0 | 0 | 0 | 18:15 | 0.0328 | 0.1211 | 0 | 0 | 18:15 | 0.1715 | 0.1192 | 0.1005 | 0.1369 | 18:15 | 0.8206 | 0.5451 | 0.2692 | 0.4002
|  | 46:15 | 0 | 0 | 0 | 0 | 0 | 0 | 0 | 0 | 0 | 0 | 0 | 0 | 0.5667 | 0.7988 | 0.1879 | 0.7466 | 0.7988 | 0.4783 | 0.7803 | 0.8306 | 0.4893 | 0.564 | 0.7639 | 0.7406 | 18:30 | 0 | 0 | 0 | 0 | 18:30 | 0.0174 | 0.0977 | 0 | 0 | 18:30 | 0.1575 | 0.1131 | 0.0507 | 0.2334 | 18:30 | 0.8831 | 0.6135 | 0.3475 | 0.4573
|  | 46:30 | 0 | 0 | 0 | 0 | 0 | 0 | 0 | 0 | 0 | 0 | 0 | 0 | 0.5169 | 0.831 | 0.2339 | 0.7175 | 0.7306 | 0.4823 | 0.7171 | 0.8722 | 0.4935 | 0.4407 | 0.8319 | 0.5851 | 18:45 | 0 | 0 | 0 | 0 | 18:45 | 0.0009 | 0.0712 | 0 | 0 | 18:45 | 0.174 | 0.1224 | 0.0125 | 0.0818 | 18:45 | 0.7956 | 0.6953 | 0.317 | 0.5408
|  | 46:45 | 0 | 0 | 0 | 0 | 0 | 0 | 0 | 0 | 0 | 0 | 0 | 0 | 0.4816 | 0.7685 | 0.2658 | 0.7304 | 0.619 | 0.4867 | 0.6549 | 0.8138 | 0.4709 | 0.5342 | 0.7162 | 0.4613 | 19:00 | 0 | 0 | 0 | 0 | 19:00 | 0 | 0.041 | 0 | 0 | 19:00 | 0.1005 | 0.0552 | 0 | 0.1256 | 19:00 | 0.8103 | 0.5993 | 0.2028 | 0.5146
|  | 47:00 | 0 | 0 | 0 | 0 | 0 | 0 | 0 | 0 | 0 | 0 | 0 | 0 | 0.5756 | 0.765 | 0.275 | 0.7287 | 0.7069 | 0.5731 | 0.6881 | 0.7237 | 0.5148 | 0.4888 | 0.5918 | 0.5878 | 19:15 | 0 | 0 | 0 | 0 | 19:15 | 0 | 0.0014 | 0 | 0 | 19:15 | 0.1809 | 0.1179 | 0.1198 | 0.1393 | 19:15 | 0.7209 | 0.6696 | 0.2542 | 0.4542
|  | 47:15 | 0 | 0 | 0 | 0 | 0 | 0 | 0 | 0 | 0 | 0 | 0 | 0 | 0.5669 | 0.7994 | 0.2034 | 0.7685 | 0.7994 | 0.489 | 0.7109 | 0.6966 | 0.4996 | 0.4101 | 0.5406 | 0.5846 | 19:30 | 0 | 0 | 0 | 0 | 19:30 | 0 | 0 | 0 | 0 | 19:30 | 0.1932 | 0.0307 | 0.2528 | 0.1918 | 19:30 | 0.7176 | 0.6834 | 0.2947 | 0.4484
|  | 47:30 | 0 | 0 | 0 | 0 | 0 | 0 | 0 | 0 | 0 | 0 | 0 | 0 | 0.6845 | 0.7935 | 0.2204 | 0.7421 | 0.7773 | 0.623 | 0.7371 | 0.6948 | 0.4892 | 0.3301 | 0.5934 | 0.6039 | 19:45 | 0 | 0 | 0 | 0 | 19:45 | 0 | 0 | 0 | 0 | 19:45 | 0.1869 | 0.032 | 0.255 | 0.3594 | 19:45 | 0.7234 | 0.7406 | 0.3432 | 0.5063
|  | 47:45 | 0 | 0 | 0 | 0 | 0 | 0 | 0 | 0 | 0 | 0 | 0 | 0 | 0.6143 | 0.8657 | 0.2253 | 0.7225 | 0.7178 | 0.6549 | 0.7453 | 0.7189 | 0.4924 | 0.46 | 0.815 | 0.7279 | 20:00 | 0 | 0 | 0 | 0 | 20:00 | 0 | 0 | 0 | 0 | 20:00 | 0.1321 | 0.0581 | 0.2214 | 0.1921 | 20:00 | 0.7435 | 0.7023 | 0.2769 | 0.5062
|  | 48:00 | 0 | 0 | 0 | 0 | 0 | 0 | 0 | 0 | 0 | 0 | 0 | 0 | 0.6942 | 0.751 | 0.0715 | 0.7126 | 0.7842 | 0.518 | 0.8845 | 0.8168 | 0.4182 | 0.5096 | 0.9016 | 0.8284 | 20:15 | 0 | 0 | 0 | 0 | 20:15 | 0 | 0 | 0 | 0 | 20:15 | 0.1753 | 0.123 | 0.146 | 0.1338 | 20:15 | 0.5912 | 0.7593 | 0.2359 | 0.488
May |  | 0:15 | 0 | 0 | 0 | 0 | 0 | 0 | 0 | 0 | 0 | 0 | 0 | 0 | 0.6385 | 0.8176 | 0.2171 | 0.7686 | 0.8176 | 0.5168 | 0.7875 | 0.8276 | 0.453 | 0.5583 | 0.8481 | 0.7786 | 20:30 | 0 | 0 | 0 | 0 | 20:30 | 0 | 0 | 0 | 0 | 20:30 | 0.2174 | 0.0843 | 0.2018 | 0.112 | 20:30 | 0.4129 | 0.6618 | 0.2622 | 0.5394
|  | 0:30 | 0 | 0 | 0 | 0 | 0 | 0 | 0 | 0 | 0 | 0 | 0 | 0 | 0.6991 | 0.6864 | 0.1085 | 0.6607 | 0.8606 | 0.3938 | 0.7407 | 0.8167 | 0.4699 | 0.6034 | 0.8207 | 0.7489 | 20:45 | 0 | 0 | 0 | 0 | 20:45 | 0 | 0 | 0 | 0 | 20:45 | 0.1465 | 0.1028 | 0.2227 | 0.09 | 20:45 | 0.3024 | 0.6945 | 0.2682 | 0.3891
|  | 0:45 | 0 | 0 | 0 | 0 | 0 | 0 | 0 | 0 | 0 | 0 | 0 | 0 | 0.678 | 0.7096 | 0.1879 | 0.7474 | 0.9416 | 0.3847 | 0.7249 | 0.9165 | 0.5119 | 0.5043 | 0.7029 | 0.714 | 21:00 | 0 | 0 | 0 | 0 | 21:00 | 0 | 0 | 0 | 0 | 21:00 | 0.2219 | 0 | 0.2485 | 0.3089 | 21:00 | 0.3988 | 0.6176 | 0.1204 | 0.3016
|  | 1:00 | 0 | 0 | 0 | 0 | 0 | 0 | 0 | 0 | 0 | 0 | 0 | 0 | 0.7561 | 0.681 | 0.2201 | 0.7851 | 0.7665 | 0.3538 | 0.7986 | 0.7992 | 0.4324 | 0.4746 | 0.7507 | 0.7152 | 21:15 | 0 | 0 | 0 | 0 | 21:15 | 0 | 0 | 0 | 0 | 21:15 | 0.1886 | 0.1105 | 0.1548 | 0.1346 | 21:15 | 0.3649 | 0.6054 | 0.2005 | 0.35
|  | 1:15 | 0 | 0 | 0 | 0 | 0 | 0 | 0 | 0 | 0 | 0 | 0 | 0 | 0.605 | 0.7233 | 0.1998 | 0.7481 | 0.7233 | 0.4852 | 0.7082 | 0.796 | 0.3941 | 0.4907 | 0.7784 | 0.7177 | 21:30 | 0 | 0 | 0 | 0 | 21:30 | 0 | 0 | 0 | 0 | 21:30 | 0.1372 | 0.0986 | 0.1628 | 0.2318 | 21:30 | 0.3597 | 0.5485 | 0.0485 | 0.293
|  | 1:30 | 0 | 0 | 0 | 0 | 0 | 0 | 0 | 0 | 0 | 0 | 0 | 0 | 0.5371 | 0.6782 | 0.1517 | 0.6523 | 0.6937 | 0.5872 | 0.6837 | 0.8775 | 0.4724 | 0.5165 | 0.7895 | 0.6007 | 21:45 | 0 | 0 | 0 | 0 | 21:45 | 0 | 0 | 0 | 0 | 21:45 | 0.2253 | 0.1839 | 0.3206 | 0.2186 | 21:45 | 0.4098 | 0.4488 | 0.0853 | 0.3371
|  | 1:45 | 0 | 0 | 0 | 0 | 0 | 0 | 0 | 0 | 0 | 0 | 0 | 0 | 0.5566 | 0.6407 | 0.1236 | 0.604 | 0.634 | 0.5687 | 0.5661 | 0.8006 | 0.5644 | 0.4906 | 0.7523 | 0.5653 | 22:00 | 0 | 0 | 0 | 0 | 22:00 | 0 | 0 | 0 | 0 | 22:00 | 0.3014 | 0.185 | 0.208 | 0.1403 | 22:00 | 0.4667 | 0.4493 | 0.2277 | 0.3224
|  | 2:00 | 0 | 0 | 0 | 0 | 0 | 0 | 0 | 0 | 0 | 0 | 0 | 0 | 0.4519 | 0.5775 | 0.2659 | 0.7043 | 0.5361 | 0.5667 | 0.4961 | 0.7245 | 0.4136 | 0.4962 | 0.8283 | 0.546 | 22:15 | 0 | 0 | 0 | 0 | 22:15 | 0 | 0 | 0 | 0 | 22:15 | 0.1879 | 0.1198 | 0.1437 | 0.1266 | 22:15 | 0.4893 | 0.4526 | 0.1824 | 0.3129
|  | 2:15 | 0 | 0 | 0 | 0 | 0 | 0 | 0 | 0 | 0 | 0 | 0 | 0 | 0.5742 | 0.6414 | 0.1944 | 0.7204 | 0.6414 | 0.4591 | 0.5901 | 0.7297 | 0.373 | 0.4308 | 0.7219 | 0.656 | 22:30 | 0 | 0 | 0 | 0 | 22:30 | 0 | 0 | 0 | 0 | 22:30 | 0.2339 | 0.0501 | 0.2022 | 0.0738 | 22:30 | 0.4935 | 0.4532 | 0.178 | 0.3231
|  | 2:30 | 0 | 0 | 0 | 0 | 0 | 0 | 0 | 0 | 0 | 0 | 0 | 0 | 0.6655 | 0.6251 | 0.1666 | 0.849 | 0.6672 | 0.5235 | 0.5638 | 0.744 | 0.4823 | 0.4548 | 0.7248 | 0.7107 | 22:45 | 0 | 0 | 0 | 0 | 22:45 | 0 | 0 | 0 | 0 | 22:45 | 0.2658 | 0.1092 | 0.1108 | 0.0223 | 22:45 | 0.4709 | 0.4495 | 0.1174 | 0.2866
|  | 2:45 | 0 | 0 | 0 | 0 | 0 | 0 | 0 | 0 | 0 | 0 | 0 | 0 | 0.6743 | 0.5816 | 0.104 | 0.8667 | 0.6073 | 0.5137 | 0.6157 | 0.6944 | 0.4411 | 0.3941 | 0.7839 | 0.6841 | 23:00 | 0 | 0 | 0 | 0 | 23:00 | 0 | 0 | 0 | 0 | 23:00 | 0.275 | 0.1333 | 0.0973 | 0.0406 | 23:00 | 0.5148 | 0.3397 | 0.0886 | 0.3096
|  | 3:00 | 0 | 0 | 0 | 0 | 0 | 0 | 0 | 0 | 0 | 0 | 0 | 0 | 0.5909 | 0.6518 | 0.131 | 0.8742 | 0.5329 | 0.4079 | 0.6685 | 0.681 | 0.3748 | 0.2938 | 0.8032 | 0.7076 | 23:15 | 0 | 0 | 0 | 0 | 23:15 | 0 | 0 | 0 | 0 | 23:15 | 0.2034 | 0.1285 | 0.1356 | 0.1115 | 23:15 | 0.4996 | 0.3214 | 0.1743 | 0.2613
|  | 3:15 | 0 | 0 | 0 | 0 | 0 | 0 | 0 | 0 | 0 | 0 | 0 | 0 | 0.5868 | 0.6374 | 0.2007 | 0.7254 | 0.6374 | 0.4657 | 0.5979 | 0.7098 | 0.4314 | 0.4241 | 0.6872 | 0.6413 | 23:30 | 0 | 0 | 0 | 0 | 23:30 | 0 | 0 | 0 | 0 | 23:30 | 0.2204 | 0.0494 | 0.1075 | 0.0848 | 23:30 | 0.4892 | 0.4648 | 0.1603 | 0.2529
|  | 3:30 | 0 | 0 | 0 | 0 | 0 | 0 | 0 | 0 | 0 | 0 | 0 | 0 | 0.5697 | 0.6994 | 0.1989 | 0.6663 | 0.628 | 0.482 | 0.5296 | 0.6099 | 0.438 | 0.3962 | 0.68 | 0.6358 | 23:45 | 0 | 0 | 0 | 0 | 23:45 | 0 | 0 | 0 | 0 | 23:45 | 0.2253 | 0.1123 | 0.2732 | 0.0064 | 23:45 | 0.4924 | 0.3257 | 0.1888 | 0.2469
|  | 3:45 | 0 | 0 | 0 | 0 | 0 | 0 | 0 | 0 | 0 | 0 | 0 | 0 | 0.5754 | 0.7116 | 0.0971 | 0.7111 | 0.6189 | 0.4742 | 0.5785 | 0.618 | 0.4211 | 0.3697 | 0.6318 | 0.7013 | 0:00 | 0 | 0 | 0 | 0 | 0:00 | 0 | 0 | 0 | 0 | 0:00 | 0.0715 | 0.016 | 0.2158 | 0.0036 | 0:00 | 0.4182 | 0.2944 | 0.2197 | 0.1585
|  | 4:00 | 0 | 0 | 0 | 0 | 0 | 0 | 0 | 0 | 0 | 0 | 0 | 0 | 0.5872 | 0.5145 | 0.159 | 0.7246 | 0.7332 | 0.4605 | 0.4388 | 0.563 | 0.4336 | 0.4465 | 0.7275 | 0.5361
|  | 4:15 | 0 | 0 | 0 | 0 | 0 | 0 | 0 | 0 | 0 | 0 | 0 | 0 | 0.5549 | 0.6141 | 0.1814 | 0.6861 | 0.6141 | 0.4384 | 0.5583 | 0.6456 | 0.4318 | 0.3715 | 0.6188 | 0.5857
|  | 4:30 | 0 | 0 | 0 | 0 | 0 | 0 | 0.0035 | 0 | 0.0033 | 0 | 0.0092 | 0.0127 | 0.5446 | 0.7387 | 0.1507 | 0.8231 | 0.5543 | 0.3995 | 0.638 | 0.5541 | 0.34 | 0.3697 | 0.6032 | 0.4863 | South
|  | 4:45 | 0 | 0 | 0 | 0 | 0 | 0 | 0.007 | 0.0067 | 0.0167 | 0 | 0.0235 | 0.0224 | 0.5275 | 0.6697 | 0.1324 | 0.7215 | 0.5037 | 0.4015 | 0.6314 | 0.4955 | 0.466 | 0.4038 | 0.526 | 0.4707 |  | SOLAR CSP |  |  |  |  | SOLAR PVSAT |  |  |  |  | wind |  |  |  |  | wind_new
|  | 5:00 | 0 | 0 | 0 | 0 | 0 | 0 | 0.0112 | 0.0042 | 0.018 | 0 | 0.0211 | 0.007 | 0.4896 | 0.5389 | 0.1632 | 0.568 | 0.5569 | 0.381 | 0.5789 | 0.6012 | 0.3969 | 0.4431 | 0.5545 | 0.4164 |  | Spring | Summer | Fall | Winter |  | Spring | Summer | Fall | Winter |  | Spring | Summer | Fall | Winter |  | Spring | Summer | Fall | Winter
|  | 5:15 | 0 | 0 | 0 | 0 | 0 | 0 | 0.0081 | 0.0015 | 0.0073 | 0 | 0.0172 | 0.0068 | 0.4858 | 0.5524 | 0.1542 | 0.6133 | 0.5524 | 0.3863 | 0.5208 | 0.5472 | 0.4695 | 0.411 | 0.5761 | 0.5438 | 0:15 | 0 | 0 | 0 | 0 | 0:15 | 0 | 0 | 0 | 0 | 0:15 | 0.7515 | 0.4849 | 0.6459 | 0.468 | 0:15 | 0.5885 | 0.4366 | 0.1413 | 0.4138
|  | 5:30 | 0 | 0 | 0 | 0 | 0 | 0 | 0.0395 | 0 | 0.0462 | 0.0209 | 0.0809 | 0.0209 | 0.4653 | 0.5476 | 0.2531 | 0.4643 | 0.5494 | 0.4233 | 0.483 | 0.5249 | 0.6217 | 0.5116 | 0.5627 | 0.4856 | 0:30 | 0 | 0 | 0 | 0 | 0:30 | 0 | 0 | 0 | 0 | 0:30 | 0.7246 | 0.5119 | 0.5449 | 0.5014 | 0:30 | 0.5509 | 0.2942 | 0.0276 | 0.4043
|  | 5:45 | 0 | 0 | 0 | 0 | 0 | 0 | 0.0667 | 0 | 0.0773 | 0.0475 | 0.1527 | 0.0714 | 0.616 | 0.6933 | 0.2165 | 0.4817 | 0.5383 | 0.3847 | 0.5102 | 0.5673 | 0.6318 | 0.4111 | 0.5056 | 0.4795 | 0:45 | 0 | 0 | 0 | 0 | 0:45 | 0 | 0 | 0 | 0 | 0:45 | 0.8227 | 0.4268 | 0.6499 | 0.5098 | 0:45 | 0.5137 | 0.3426 | 0.0761 | 0.4034
|  | 6:00 | 0 | 0 | 0 | 0 | 0 | 0 | 0.0794 | 0 | 0.1074 | 0.0505 | 0.2098 | 0.1227 | 0.523 | 0.6079 | 0.2325 | 0.5134 | 0.5035 | 0.3625 | 0.4929 | 0.5424 | 0.5943 | 0.4038 | 0.5073 | 0.5365 | 1:00 | 0 | 0 | 0 | 0 | 1:00 | 0 | 0 | 0 | 0 | 1:00 | 0.688 | 0.4375 | 0.6026 | 0.6422 | 1:00 | 0.6465 | 0.342 | 0.1372 | 0.3343
|  | 6:15 | 0 | 0 | 0 | 0 | 0 | 0 | 0.1185 | 0.0443 | 0.1541 | 0.0535 | 0.2905 | 0.1322 | 0.421 | 0.4789 | 0.1369 | 0.5155 | 0.4789 | 0.3329 | 0.4866 | 0.4776 | 0.4648 | 0.3821 | 0.5372 | 0.5029 | 1:15 | 0 | 0 | 0 | 0 | 1:15 | 0 | 0 | 0 | 0 | 1:15 | 0.7319 | 0.3852 | 0.6106 | 0.3893 | 1:15 | 0.5213 | 0.2946 | 0.1306 | 0.3877
|  | 6:30 | 0.0164 | 0.0106 | 0 | 0 | 0.0087 | 0.0055 | 0.1983 | 0.0664 | 0.1799 | 0.1101 | 0.3553 | 0.1685 | 0.3555 | 0.5243 | 0.1383 | 0.3519 | 0.3562 | 0.3013 | 0.4829 | 0.3598 | 0.3873 | 0.3847 | 0.381 | 0.7357 | 1:30 | 0 | 0 | 0 | 0 | 1:30 | 0 | 0 | 0 | 0 | 1:30 | 0.7718 | 0.3493 | 0.5658 | 0.3461 | 1:30 | 0.5189 | 0.3246 | 0.148 | 0.2375
|  | 6:45 | 0.06 | 0.0249 | 0.0001 | 0 | 0.0128 | 0.0152 | 0.2154 | 0.1131 | 0.2063 | 0.1542 | 0.4323 | 0.2192 | 0.4444 | 0.5193 | 0.0976 | 0.3662 | 0.3652 | 0.3565 | 0.3905 | 0.3706 | 0.368 | 0.3294 | 0.4005 | 0.6759 | 1:45 | 0 | 0 | 0 | 0 | 1:45 | 0 | 0 | 0 | 0 | 1:45 | 0.8508 | 0.3445 | 0.5299 | 0.2533 | 1:45 | 0.43 | 0.2664 | 0.1292 | 0.2091
|  | 7:00 | 0.0713 | 0.0726 | 0.0539 | 0 | 0.022 | 0.0501 | 0.265 | 0.1465 | 0.2379 | 0.2241 | 0.4965 | 0.2973 | 0.4672 | 0.4135 | 0.0579 | 0.3604 | 0.3861 | 0.2257 | 0.3991 | 0.2536 | 0.485 | 0.356 | 0.4221 | 0.5185 | 2:00 | 0 | 0 | 0 | 0 | 2:00 | 0 | 0 | 0 | 0 | 2:00 | 0.8603 | 0.4023 | 0.5173 | 0.2461 | 2:00 | 0.3959 | 0.2933 | 0.1134 | 0.287
|  | 7:15 | 0.0919 | 0.0795 | 0.1017 | 0 | 0.0584 | 0.0663 | 0.3286 | 0.2155 | 0.3035 | 0.2646 | 0.5784 | 0.3381 | 0.3488 | 0.3612 | 0.1027 | 0.3764 | 0.3612 | 0.2572 | 0.342 | 0.4007 | 0.4112 | 0.346 | 0.4057 | 0.3953 | 2:15 | 0 | 0 | 0 | 0 | 2:15 | 0 | 0 | 0 | 0 | 2:15 | 0.7698 | 0.371 | 0.5698 | 0.3164 | 2:15 | 0.3994 | 0.2664 | 0.1214 | 0.3958
|  | 7:30 | 0.2035 | 0.1873 | 0.2171 | 0.0539 | 0.1284 | 0.17 | 0.3812 | 0.2628 | 0.3277 | 0.3061 | 0.59 | 0.3874 | 0.2999 | 0.3989 | 0.088 | 0.2514 | 0.3531 | 0.2936 | 0.3216 | 0.3584 | 0.5293 | 0.3271 | 0.3133 | 0.3865 | 2:30 | 0 | 0 | 0 | 0 | 2:30 | 0 | 0 | 0 | 0 | 2:30 | 0.8233 | 0.355 | 0.7004 | 0.3772 | 2:30 | 0.3232 | 0.2463 | 0.2451 | 0.2974
|  | 7:45 | 0.3249 | 0.2508 | 0.3562 | 0.1257 | 0.2389 | 0.2367 | 0.4314 | 0.2609 | 0.38 | 0.3689 | 0.6336 | 0.4472 | 0.1856 | 0.3029 | 0.0242 | 0.1539 | 0.2539 | 0.1684 | 0.2934 | 0.461 | 0.4559 | 0.2863 | 0.1895 | 0.4564 | 2:45 | 0 | 0 | 0 | 0 | 2:45 | 0 | 0 | 0 | 0 | 2:45 | 0.8486 | 0.445 | 0.6846 | 0.3572 | 2:45 | 0.3188 | 0.1409 | 0.2194 | 0.2668
|  | 8:00 | 0.4614 | 0.3129 | 0.4468 | 0.1569 | 0.368 | 0.351 | 0.4773 | 0.3192 | 0.411 | 0.4195 | 0.7073 | 0.4625 | 0.1329 | 0.3954 | 0.0253 | 0.1113 | 0.3175 | 0.2182 | 0.234 | 0.355 | 0.3917 | 0.2663 | 0.2809 | 0.4881 | 3:00 | 0 | 0 | 0 | 0 | 3:00 | 0 | 0 | 0 | 0 | 3:00 | 0.8959 | 0.504 | 0.5787 | 0.2417 | 3:00 | 0.3931 | 0.1937 | 0.2269 | 0.2145
|  | 8:15 | 0.6225 | 0.3471 | 0.5634 | 0.1817 | 0.4926 | 0.4415 | 0.5488 | 0.3698 | 0.453 | 0.4588 | 0.7337 | 0.5128 | 0.2977 | 0.2554 | 0.0828 | 0.2714 | 0.2554 | 0.2014 | 0.2373 | 0.3465 | 0.3566 | 0.2885 | 0.3083 | 0.3136 | 3:15 | 0 | 0 | 0 | 0 | 3:15 | 0 | 0 | 0 | 0 | 3:15 | 0.7104 | 0.4161 | 0.5694 | 0.3163 | 3:15 | 0.3205 | 0.26 | 0.1332 | 0.3451
|  | 8:30 | 0.6485 | 0.3974 | 0.5897 | 0.2506 | 0.5684 | 0.4615 | 0.584 | 0.4345 | 0.5109 | 0.5068 | 0.6832 | 0.5536 | 0.4277 | 0.2404 | 0 | 0.3532 | 0.1838 | 0.2375 | 0.3807 | 0.5415 | 0.4222 | 0.164 | 0.1066 | 0.2471 | 3:30 | 0 | 0 | 0 | 0 | 3:30 | 0 | 0 | 0 | 0 | 3:30 | 0.6439 | 0.506 | 0.5818 | 0.2552 | 3:30 | 0.326 | 0.3951 | 0.0711 | 0.3747
|  | 8:45 | 0.7074 | 0.4683 | 0.6256 | 0.2916 | 0.6126 | 0.5268 | 0.6346 | 0.4998 | 0.6321 | 0.5517 | 0.7203 | 0.5795 | 0.4024 | 0.2254 | 0 | 0.3709 | 0.1984 | 0.2042 | 0.4003 | 0.4725 | 0.379 | 0.2367 | 0.1853 | 0.2438 | 3:45 | 0 | 0 | 0 | 0 | 3:45 | 0 | 0 | 0 | 0 | 3:45 | 0.5777 | 0.5156 | 0.5301 | 0.307 | 3:45 | 0.3408 | 0.3236 | 0.0513 | 0.3238
|  | 9:00 | 0.7311 | 0.5133 | 0.6697 | 0.3521 | 0.6697 | 0.5931 | 0.7033 | 0.501 | 0.69 | 0.596 | 0.6993 | 0.6288 | 0.4877 | 0.3065 | 0.082 | 0.448 | 0.228 | 0.2168 | 0.2806 | 0.515 | 0.4139 | 0.4278 | 0.277 | 0.2696 | 4:00 | 0 | 0 | 0 | 0 | 4:00 | 0 | 0 | 0 | 0 | 4:00 | 0.5866 | 0.5237 | 0.5792 | 0.2753 | 4:00 | 0.2865 | 0.2334 | 0.2035 | 0.4231
|  | 9:15 | 0.7778 | 0.5444 | 0.6954 | 0.4354 | 0.7095 | 0.6325 | 0.7757 | 0.5652 | 0.7578 | 0.6824 | 0.7218 | 0.7006 | 0.4451 | 0.3606 | 0.1221 | 0.3805 | 0.3606 | 0.2929 | 0.2673 | 0.4859 | 0.3633 | 0.42 | 0.3029 | 0.3523 | 4:15 | 0 | 0 | 0 | 0 | 4:15 | 0 | 0 | 0 | 0 | 4:15 | 0.6216 | 0.4037 | 0.5129 | 0.3794 | 4:15 | 0.326 | 0.2717 | 0.1853 | 0.319
|  | 9:30 | 0.7561 | 0.5242 | 0.7163 | 0.4377 | 0.6849 | 0.6202 | 0.7824 | 0.5716 | 0.7951 | 0.7161 | 0.7597 | 0.7321 | 0.3521 | 0.3682 | 0.0637 | 0.4825 | 0.3831 | 0.3211 | 0.3496 | 0.5343 | 0.3654 | 0.491 | 0.3688 | 0.4602 | 4:30 | 0 | 0 | 0 | 0 | 4:30 | 0 | 0 | 0 | 0 | 4:30 | 0.7379 | 0.4231 | 0.5153 | 0.305 | 4:30 | 0.3505 | 0.3682 | 0.3197 | 0.322
|  | 9:45 | 0.7509 | 0.5105 | 0.7081 | 0.4336 | 0.6694 | 0.591 | 0.7768 | 0.6091 | 0.8188 | 0.6949 | 0.7797 | 0.7564 | 0.4262 | 0.4057 | 0.1365 | 0.3619 | 0.1803 | 0.2741 | 0.3445 | 0.5339 | 0.3583 | 0.3928 | 0.3124 | 0.4746 | 4:45 | 0 | 0 | 0 | 0 | 4:45 | 0 | 0 | 0 | 0 | 4:45 | 0.8319 | 0.3592 | 0.448 | 0.4034 | 4:45 | 0.3825 | 0.2542 | 0.2481 | 0.2315
|  | 10:00 | 0.7811 | 0.4846 | 0.6989 | 0.4475 | 0.6481 | 0.6029 | 0.7798 | 0.6069 | 0.8432 | 0.7133 | 0.7935 | 0.7572 | 0.3668 | 0.3447 | 0.0777 | 0.3661 | 0.2142 | 0.3176 | 0.2589 | 0.3678 | 0.3394 | 0.4273 | 0.3437 | 0.3943 | 5:00 | 0 | 0 | 0 | 0 | 5:00 | 0 | 0 | 0 | 0 | 5:00 | 0.5779 | 0.4713 | 0.4357 | 0.4726 | 5:00 | 0.4433 | 0.37 | 0.1198 | 0.2101
|  | 10:15 | 0.728 | 0.519 | 0.6909 | 0.4643 | 0.6302 | 0.6065 | 0.8004 | 0.6347 | 0.8771 | 0.7571 | 0.8328 | 0.7804 | 0.4247 | 0.3343 | 0.117 | 0.3607 | 0.3343 | 0.278 | 0.255 | 0.4026 | 0.4666 | 0.4609 | 0.2956 | 0.3421 | 5:15 | 0 | 0 | 0 | 0 | 5:15 | 0 | 0.0003 | 0 | 0 | 5:15 | 0.5944 | 0.4301 | 0.4866 | 0.3798 | 5:15 | 0.3671 | 0.2631 | 0.173 | 0.2792
|  | 10:30 | 0.706 | 0.5651 | 0.7148 | 0.4437 | 0.6043 | 0.6044 | 0.8123 | 0.6638 | 0.8727 | 0.7821 | 0.8145 | 0.7985 | 0.4529 | 0.3229 | 0.0967 | 0.2007 | 0.272 | 0.2958 | 0.2817 | 0.3854 | 0.4999 | 0.5327 | 0.2401 | 0.3262 | 5:30 | 0 | 0 | 0 | 0 | 5:30 | 0.0002 | 0.0314 | 0 | 0 | 5:30 | 0.4576 | 0.2768 | 0.4648 | 0.3236 | 5:30 | 0.3633 | 0.2691 | 0.1954 | 0.2406
|  | 10:45 | 0.7253 | 0.5352 | 0.7042 | 0.447 | 0.5658 | 0.6072 | 0.8107 | 0.6696 | 0.8704 | 0.7839 | 0.7478 | 0.8156 | 0.4859 | 0.3683 | 0.1313 | 0.2396 | 0.2693 | 0.3568 | 0.2265 | 0.4519 | 0.4797 | 0.5501 | 0.2629 | 0.4473 | 5:45 | 0 | 0 | 0 | 0 | 5:45 | 0.004 | 0.0318 | 0.0031 | 0 | 5:45 | 0.5164 | 0.3506 | 0.4335 | 0.4556 | 5:45 | 0.4017 | 0.2252 | 0.1692 | 0.349
|  | 11:00 | 0.7262 | 0.5042 | 0.7057 | 0.4366 | 0.5708 | 0.5854 | 0.8071 | 0.6899 | 0.8859 | 0.8061 | 0.77 | 0.8045 | 0.4332 | 0.3574 | 0.1359 | 0.3135 | 0.3414 | 0.272 | 0.1283 | 0.3654 | 0.4359 | 0.5982 | 0.1539 | 0.3478 | 6:00 | 0 | 0 | 0 | 0 | 6:00 | 0.0039 | 0.0707 | 0.0028 | 0 | 6:00 | 0.5153 | 0.3781 | 0.4286 | 0.5132 | 6:00 | 0.3776 | 0.2604 | 0.0444 | 0.3224
|  | 11:15 | 0.6962 | 0.4977 | 0.6933 | 0.4473 | 0.5506 | 0.577 | 0.7882 | 0.738 | 0.9156 | 0.7989 | 0.7494 | 0.798 | 0.4347 | 0.3193 | 0.1033 | 0.3516 | 0.3193 | 0.2717 | 0.2345 | 0.3691 | 0.5243 | 0.4997 | 0.2445 | 0.3148 | 6:15 | 0 | 0 | 0 | 0 | 6:15 | 0.0329 | 0.0912 | 0.0036 | 0 | 6:15 | 0.525 | 0.4258 | 0.4683 | 0.4028 | 6:15 | 0.3396 | 0.265 | 0.165 | 0.2571
|  | 11:30 | 0.6603 | 0.5044 | 0.661 | 0.4383 | 0.5387 | 0.5606 | 0.7946 | 0.7478 | 0.8899 | 0.8086 | 0.7407 | 0.7893 | 0.4175 | 0.373 | 0.1309 | 0.4015 | 0.3813 | 0.3179 | 0.1902 | 0.2085 | 0.4816 | 0.5314 | 0.1704 | 0.3175 | 6:30 | 0 | 0 | 0 | 0 | 6:30 | 0.0742 | 0.1863 | 0.0771 | 0 | 6:30 | 0.4879 | 0.4535 | 0.4937 | 0.4711 | 6:30 | 0.2889 | 0.2869 | 0.2914 | 0.3723
|  | 11:45 | 0.6575 | 0.488 | 0.66 | 0.4071 | 0.5439 | 0.5547 | 0.7885 | 0.7502 | 0.8889 | 0.7992 | 0.7377 | 0.779 | 0.376 | 0.4052 | 0.1297 | 0.4256 | 0.3878 | 0.3147 | 0.2441 | 0.345 | 0.5445 | 0.6321 | 0.1213 | 0.3086 | 6:45 | 0 | 0 | 0 | 0 | 6:45 | 0.1324 | 0.2855 | 0.1449 | 0.0174 | 6:45 | 0.4542 | 0.3358 | 0.4924 | 0.5684 | 6:45 | 0.3848 | 0.2471 | 0.2636 | 0.2084
|  | 12:00 | 0.6362 | 0.5002 | 0.6574 | 0.4338 | 0.533 | 0.5655 | 0.7706 | 0.7175 | 0.913 | 0.7915 | 0.7141 | 0.7943 | 0.4484 | 0.4556 | 0.0259 | 0.4615 | 0.3736 | 0.3131 | 0.3274 | 0.4356 | 0.6319 | 0.6016 | 0.2425 | 0.3958 | 7:00 | 0 | 0 | 0 | 0 | 7:00 | 0.1938 | 0.383 | 0.2353 | 0.0061 | 7:00 | 0.3857 | 0.3227 | 0.4976 | 0.5642 | 7:00 | 0.4095 | 0.3255 | 0.1919 | 0.2915
|  | 12:15 | 0.655 | 0.4678 | 0.6576 | 0.4104 | 0.5067 | 0.5395 | 0.7497 | 0.7401 | 0.8859 | 0.8088 | 0.7343 | 0.7838 | 0.4714 | 0.3555 | 0.1148 | 0.3771 | 0.3555 | 0.2961 | 0.28 | 0.3877 | 0.6418 | 0.5985 | 0.2469 | 0.3432 | 7:15 | 0 | 0 | 0 | 0 | 7:15 | 0.2432 | 0.4995 | 0.2951 | 0.0131 | 7:15 | 0.3985 | 0.331 | 0.4589 | 0.4313 | 7:15 | 0.4047 | 0.2528 | 0.1291 | 0.2519
|  | 12:30 | 0.63 | 0.451 | 0.6555 | 0.3898 | 0.4891 | 0.5121 | 0.7115 | 0.7719 | 0.8681 | 0.8205 | 0.7403 | 0.7543 | 0.4719 | 0.2332 | 0.12 | 0.3891 | 0.251 | 0.358 | 0.2802 | 0.3516 | 0.6683 | 0.5512 | 0.3526 | 0.2938 | 7:30 | 0 | 0.0332 | 0 | 0 | 7:30 | 0.2824 | 0.5572 | 0.3649 | 0.0518 | 7:30 | 0.4059 | 0.2665 | 0.5322 | 0.4459 | 7:30 | 0.4149 | 0.2686 | 0.2668 | 0.3518
|  | 12:45 | 0.6213 | 0.4563 | 0.6573 | 0.3904 | 0.4921 | 0.5274 | 0.7087 | 0.7708 | 0.8982 | 0.8011 | 0.7998 | 0.7764 | 0.3922 | 0.3361 | 0.1097 | 0.3344 | 0.2868 | 0.384 | 0.321 | 0.2697 | 0.6499 | 0.5397 | 0.3726 | 0.3127 | 7:45 | 0 | 0.0846 | 0 | 0 | 7:45 | 0.3492 | 0.6219 | 0.4191 | 0.1011 | 7:45 | 0.3716 | 0.1459 | 0.5941 | 0.46 | 7:45 | 0.4488 | 0.1591 | 0.261 | 0.4042
|  | 13:00 | 0.6142 | 0.4536 | 0.6538 | 0.3859 | 0.4919 | 0.5219 | 0.6922 | 0.7305 | 0.9 | 0.7856 | 0.8246 | 0.7681 | 0.3477 | 0.3503 | 0.1012 | 0.4209 | 0.3534 | 0.3194 | 0.3095 | 0.3666 | 0.5479 | 0.5147 | 0.3847 | 0.3037 | 8:00 | 0 | 0.1048 | 0 | 0 | 8:00 | 0.3988 | 0.6937 | 0.4897 | 0.1605 | 8:00 | 0.372 | 0.0941 | 0.4674 | 0.5838 | 8:00 | 0.5355 | 0.1299 | 0.173 | 0.332
|  | 13:15 | 0.6247 | 0.4529 | 0.6494 | 0.3847 | 0.4925 | 0.5209 | 0.6807 | 0.7043 | 0.9105 | 0.7819 | 0.8137 | 0.7782 | 0.4712 | 0.3957 | 0.1369 | 0.3723 | 0.3957 | 0.3087 | 0.3 | 0.414 | 0.5972 | 0.5364 | 0.324 | 0.3823 | 8:15 | 0 | 0.1251 | 0 | 0 | 8:15 | 0.4386 | 0.7369 | 0.5438 | 0.196 | 8:15 | 0.3018 | 0.2452 | 0.4438 | 0.46 | 8:15 | 0.4692 | 0.276 | 0.1124 | 0.2836
|  | 13:30 | 0.6037 | 0.4415 | 0.6305 | 0.3724 | 0.5084 | 0.5234 | 0.7083 | 0.684 | 0.9063 | 0.7612 | 0.8004 | 0.7704 | 0.5 | 0.3708 | 0.2538 | 0.3047 | 0.3599 | 0.2487 | 0.2423 | 0.4003 | 0.6417 | 0.5841 | 0.4436 | 0.372 | 8:30 | 0 | 0.2102 | 0.0785 | 0 | 8:30 | 0.4994 | 0.7638 | 0.5583 | 0.2405 | 8:30 | 0.216 | 0.1894 | 0.4815 | 0.4563 | 8:30 | 0.4041 | 0.2611 | 0.0338 | 0.4647
|  | 13:45 | 0.5874 | 0.4359 | 0.6344 | 0.3398 | 0.4707 | 0.5259 | 0.6934 | 0.6782 | 0.8944 | 0.801 | 0.7965 | 0.7672 | 0.3417 | 0.3442 | 0.2284 | 0.4823 | 0.2187 | 0.2184 | 0.3735 | 0.316 | 0.4385 | 0.5484 | 0.4172 | 0.4981 | 8:45 | 0 | 0.2944 | 0.1504 | 0 | 8:45 | 0.5569 | 0.8087 | 0.5827 | 0.2994 | 8:45 | 0.2261 | 0.1824 | 0.295 | 0.4926 | 8:45 | 0.5554 | 0.034 | 0.0202 | 0.3114
|  | 14:00 | 0.6113 | 0.3833 | 0.6386 | 0.3203 | 0.4438 | 0.4902 | 0.7274 | 0.6718 | 0.8781 | 0.7887 | 0.7463 | 0.7735 | 0.3459 | 0.4427 | 0.1644 | 0.4761 | 0.2391 | 0.245 | 0.4077 | 0.3196 | 0.5066 | 0.542 | 0.3594 | 0.5221 | 9:00 | 0 | 0.3415 | 0.2398 | 0 | 9:00 | 0.6298 | 0.8417 | 0.598 | 0.3409 | 9:00 | 0.2327 | 0.2847 | 0.3213 | 0.3881 | 9:00 | 0.4643 | 0.1807 | 0.1202 | 0.2555
|  | 14:15 | 0.6013 | 0.4449 | 0.6134 | 0.3181 | 0.3922 | 0.474 | 0.7128 | 0.6533 | 0.8799 | 0.7825 | 0.714 | 0.7485 | 0.4301 | 0.3389 | 0.1365 | 0.3526 | 0.3389 | 0.2863 | 0.3948 | 0.4232 | 0.657 | 0.5894 | 0.369 | 0.4269 | 9:15 | 0.0037 | 0.418 | 0.304 | 0 | 9:15 | 0.6443 | 0.8602 | 0.6047 | 0.4177 | 9:15 | 0.2823 | 0.1933 | 0.3517 | 0.3964 | 9:15 | 0.4368 | 0.2485 | 0.0806 | 0.1751
|  | 14:30 | 0.6027 | 0.4375 | 0.5944 | 0.302 | 0.4076 | 0.4559 | 0.7241 | 0.6858 | 0.8727 | 0.761 | 0.7268 | 0.7555 | 0.5209 | 0.3572 | 0.3287 | 0.3621 | 0.2168 | 0.2902 | 0.3312 | 0.4979 | 0.5949 | 0.6384 | 0.4352 | 0.403 | 9:30 | 0 | 0.4486 | 0.3659 | 0.0283 | 9:30 | 0.6664 | 0.8638 | 0.6021 | 0.4458 | 9:30 | 0.2539 | 0.317 | 0.2561 | 0.3764 | 9:30 | 0.4179 | 0.2526 | 0.104 | 0.0988
|  | 14:45 | 0.5906 | 0.4165 | 0.6017 | 0.2943 | 0.4194 | 0.4565 | 0.7359 | 0.6386 | 0.8561 | 0.7859 | 0.7331 | 0.7528 | 0.4131 | 0.4248 | 0.28 | 0.2932 | 0.1583 | 0.2957 | 0.2779 | 0.4755 | 0.5904 | 0.7295 | 0.4692 | 0.4139 | 9:45 | 0 | 0.4554 | 0.4451 | 0.0285 | 9:45 | 0.679 | 0.8488 | 0.6112 | 0.473 | 9:45 | 0.153 | 0.1973 | 0.3583 | 0.3436 | 9:45 | 0.3818 | 0.3632 | 0.0944 | 0.285
|  | 15:00 | 0.5834 | 0.4453 | 0.5799 | 0.2946 | 0.4406 | 0.4387 | 0.7346 | 0.6535 | 0.8443 | 0.7822 | 0.7408 | 0.7331 | 0.4797 | 0.4123 | 0.1606 | 0.335 | 0.0615 | 0.2878 | 0.348 | 0.4585 | 0.6889 | 0.8288 | 0.4767 | 0.4102 | 10:00 | 0 | 0.4863 | 0.5016 | 0.0239 | 10:00 | 0.6938 | 0.865 | 0.6524 | 0.4952 | 10:00 | 0.169 | 0.1081 | 0.388 | 0.3625 | 10:00 | 0.4871 | 0.3128 | 0.064 | 0.2064
|  | 15:15 | 0.5877 | 0.4536 | 0.5718 | 0.2972 | 0.4614 | 0.4743 | 0.7153 | 0.6373 | 0.8475 | 0.78 | 0.7466 | 0.7453 | 0.4299 | 0.3076 | 0.1344 | 0.3128 | 0.3076 | 0.2737 | 0.4042 | 0.4498 | 0.7209 | 0.6839 | 0.3892 | 0.4556 | 10:15 | 0 | 0.5375 | 0.5686 | 0.0372 | 10:15 | 0.7218 | 0.8673 | 0.634 | 0.5395 | 10:15 | 0.2932 | 0.1618 | 0.2866 | 0.3721 | 10:15 | 0.4512 | 0.1965 | 0.0792 | 0.0933
|  | 15:30 | 0.5648 | 0.436 | 0.5765 | 0.2907 | 0.4805 | 0.4406 | 0.6982 | 0.6382 | 0.8306 | 0.7372 | 0.7473 | 0.7403 | 0.3494 | 0.2868 | 0.247 | 0.3567 | 0.206 | 0.1827 | 0.5551 | 0.4024 | 0.8204 | 0.6498 | 0.3801 | 0.3084 | 10:30 | 0.0108 | 0.5673 | 0.5761 | 0.0651 | 10:30 | 0.726 | 0.8546 | 0.6312 | 0.5191 | 10:30 | 0.293 | 0.1908 | 0.3845 | 0.4337 | 10:30 | 0.5223 | 0.1783 | 0.1577 | 0.0801
|  | 15:45 | 0.5449 | 0.4138 | 0.5727 | 0.2942 | 0.4789 | 0.4385 | 0.6658 | 0.634 | 0.7657 | 0.6704 | 0.7174 | 0.7028 | 0.2507 | 0.2367 | 0.113 | 0.31 | 0.1596 | 0.1707 | 0.5492 | 0.5404 | 0.7697 | 0.6198 | 0.4112 | 0.3823 | 10:45 | 0.0417 | 0.6121 | 0.5584 | 0.0855 | 10:45 | 0.7372 | 0.8337 | 0.6259 | 0.5141 | 10:45 | 0.2171 | 0.2131 | 0.372 | 0.4826 | 10:45 | 0.5443 | 0.2456 | 0.2122 | 0.1142
|  | 16:00 | 0.5735 | 0.4405 | 0.5558 | 0.2981 | 0.4719 | 0.4649 | 0.6561 | 0.5549 | 0.7116 | 0.6274 | 0.6912 | 0.6653 | 0.3256 | 0.2375 | 0.1264 | 0.2675 | 0.3525 | 0.2474 | 0.4622 | 0.4973 | 0.7649 | 0.626 | 0.3746 | 0.3143 | 11:00 | 0.0466 | 0.6416 | 0.5536 | 0.0927 | 11:00 | 0.7865 | 0.8091 | 0.6022 | 0.5054 | 11:00 | 0.3973 | 0.2425 | 0.3428 | 0.4576 | 11:00 | 0.4771 | 0.2704 | 0 | 0.1191
|  | 16:15 | 0.574 | 0.4498 | 0.5354 | 0.2972 | 0.4843 | 0.4681 | 0.6394 | 0.5709 | 0.6718 | 0.5907 | 0.7058 | 0.6357 | 0.3777 | 0.2678 | 0.1149 | 0.2666 | 0.2678 | 0.2373 | 0.3674 | 0.3921 | 0.6623 | 0.6544 | 0.3263 | 0.3988 | 11:15 | 0.0397 | 0.6802 | 0.5676 | 0.0974 | 11:15 | 0.8009 | 0.8297 | 0.609 | 0.4987 | 11:15 | 0.4533 | 0.1367 | 0.3486 | 0.4699 | 11:15 | 0.4106 | 0.1694 | 0.0933 | 0.0823
|  | 16:30 | 0.5709 | 0.3412 | 0.5299 | 0.3068 | 0.4777 | 0.4478 | 0.5917 | 0.5759 | 0.5865 | 0.5368 | 0.6635 | 0.55 | 0.3242 | 0.2687 | 0.0884 | 0.2415 | 0.3203 | 0.1776 | 0.3102 | 0.2895 | 0.6397 | 0.6546 | 0.3132 | 0.3703 | 11:30 | 0.0773 | 0.6965 | 0.5251 | 0.1028 | 11:30 | 0.8119 | 0.7976 | 0.6262 | 0.5105 | 11:30 | 0.439 | 0.3666 | 0.3511 | 0.3893 | 11:30 | 0.363 | 0.1813 | 0 | 0.059
|  | 16:45 | 0.549 | 0.3399 | 0.5032 | 0.2793 | 0.5005 | 0.4355 | 0.5603 | 0.5138 | 0.5158 | 0.4863 | 0.592 | 0.5078 | 0.3737 | 0.2265 | 0.0651 | 0.2483 | 0.2512 | 0.1625 | 0.4728 | 0.2651 | 0.646 | 0.7766 | 0.2893 | 0.4271 | 11:45 | 0.0911 | 0.7185 | 0.5092 | 0.1038 | 11:45 | 0.827 | 0.822 | 0.6457 | 0.5117 | 11:45 | 0.5287 | 0.3053 | 0.3363 | 0.5131 | 11:45 | 0.3968 | 0.1489 | 0 | 0.0442
|  | 17:00 | 0.5236 | 0.3049 | 0.4818 | 0.2686 | 0.4909 | 0.4207 | 0.514 | 0.467 | 0.4239 | 0.4129 | 0.5218 | 0.4348 | 0.3284 | 0.2072 | 0.0879 | 0.337 | 0.0831 | 0.1271 | 0.3481 | 0.2222 | 0.6243 | 0.739 | 0.4457 | 0.2777 | 12:00 | 0.0899 | 0.6838 | 0.4832 | 0.1349 | 12:00 | 0.8555 | 0.8094 | 0.6507 | 0.5279 | 12:00 | 0.5265 | 0.254 | 0.2499 | 0.4335 | 12:00 | 0.376 | 0.1763 | 0 | 0
|  | 17:15 | 0.518 | 0.2785 | 0.454 | 0.2598 | 0.5109 | 0.4042 | 0.4404 | 0.3816 | 0.3732 | 0.3664 | 0.4972 | 0.4118 | 0.3436 | 0.199 | 0.098 | 0.2175 | 0.199 | 0.203 | 0.392 | 0.3492 | 0.6021 | 0.7255 | 0.3724 | 0.4113 | 12:15 | 0.1222 | 0.7039 | 0.4847 | 0.1441 | 12:15 | 0.8366 | 0.832 | 0.667 | 0.5492 | 12:15 | 0.4894 | 0.1675 | 0.2792 | 0.4197 | 12:15 | 0.3656 | 0.2092 | 0.0881 | 0.0813
|  | 17:30 | 0.3868 | 0.2432 | 0.3232 | 0.1725 | 0.3775 | 0.3112 | 0.373 | 0.2737 | 0.3204 | 0.282 | 0.418 | 0.3236 | 0.2916 | 0.2811 | 0 | 0.1824 | 0.344 | 0.0175 | 0.3897 | 0.2268 | 0.587 | 0.7309 | 0.4172 | 0.5433 | 12:30 | 0.101 | 0.7028 | 0.5096 | 0.155 | 12:30 | 0.858 | 0.8065 | 0.6476 | 0.5297 | 12:30 | 0.3902 | 0.2934 | 0.1627 | 0.4018 | 12:30 | 0.4433 | 0.2212 | 0.0499 | 0.1391
|  | 17:45 | 0.2759 | 0.1828 | 0.2222 | 0.1266 | 0.2923 | 0.2104 | 0.3025 | 0.1928 | 0.2321 | 0.2224 | 0.3237 | 0.2347 | 0.4361 | 0.2326 | 0 | 0.2319 | 0.3961 | 0.001 | 0.5615 | 0.3146 | 0.7784 | 0.8265 | 0.385 | 0.4575 | 12:45 | 0.0727 | 0.691 | 0.4996 | 0.1381 | 12:45 | 0.8625 | 0.8274 | 0.6556 | 0.5332 | 12:45 | 0.3404 | 0.1307 | 0.1839 | 0.3337 | 12:45 | 0.3014 | 0.2564 | 0.0855 | 0.0911
|  | 18:00 | 0.1543 | 0.1404 | 0.1145 | 0.0632 | 0.1923 | 0.1148 | 0.215 | 0.112 | 0.1341 | 0.1451 | 0.2171 | 0.1647 | 0.3705 | 0.2799 | 0 | 0.2993 | 0.2128 | 0.1422 | 0.5858 | 0.444 | 0.6917 | 0.7909 | 0.3415 | 0.4252 | 13:00 | 0.1075 | 0.6553 | 0.5223 | 0.1289 | 13:00 | 0.8409 | 0.8189 | 0.6283 | 0.52 | 13:00 | 0.405 | 0.1305 | 0.2751 | 0.3353 | 13:00 | 0.3284 | 0.224 | 0.1663 | 0.1479
|  | 18:15 | 0 | 0.0461 | 0 | 0 | 0.0764 | 0.0245 | 0.1268 | 0.0722 | 0.0668 | 0.0925 | 0.1455 | 0.1008 | 0.3845 | 0.201 | 0.0953 | 0.2721 | 0.201 | 0.2246 | 0.4627 | 0.401 | 0.6607 | 0.7666 | 0.4616 | 0.4843 | 13:15 | 0.0973 | 0.6613 | 0.5104 | 0.1222 | 13:15 | 0.8478 | 0.8202 | 0.6362 | 0.504 | 13:15 | 0.3779 | 0.242 | 0.2116 | 0.3104 | 13:15 | 0.2784 | 0.2246 | 0.0932 | 0.0809
|  | 18:30 | 0 | 0.0341 | 0 | 0 | 0.0789 | 0 | 0.0728 | 0.0482 | 0.0351 | 0.0482 | 0.1256 | 0.0605 | 0.3627 | 0.1845 | 0.1176 | 0.3091 | 0.292 | 0.1833 | 0.4396 | 0.5179 | 0.59 | 0.6497 | 0.4537 | 0.4948 | 13:30 | 0.129 | 0.6217 | 0.4905 | 0.1583 | 13:30 | 0.8674 | 0.8233 | 0.634 | 0.4958 | 13:30 | 0.3538 | 0.0757 | 0.1599 | 0.3096 | 13:30 | 0.3809 | 0.1692 | 0.0598 | 0.1227
|  | 18:45 | 0 | 0.0109 | 0 | 0 | 0.0493 | 0 | 0.0344 | 0.0131 | 0.0287 | 0.0273 | 0.0863 | 0.0534 | 0.4617 | 0.3188 | 0.109 | 0.3868 | 0.4052 | 0.2304 | 0.5439 | 0.5253 | 0.5864 | 0.5699 | 0.4399 | 0.5655 | 13:45 | 0.1681 | 0.6398 | 0.4846 | 0.1746 | 13:45 | 0.8739 | 0.8258 | 0.6585 | 0.4918 | 13:45 | 0.3549 | 0 | 0.0727 | 0.3251 | 13:45 | 0.2767 | 0.274 | 0 | 0.1111
|  | 19:00 | 0 | 0.0055 | 0 | 0 | 0.0132 | 0 | 0.0105 | 0.0107 | 0.0209 | 0.0352 | 0.0497 | 0.0314 | 0.4514 | 0.2729 | 0.1438 | 0.4607 | 0.3871 | 0.2551 | 0.5872 | 0.5099 | 0.5708 | 0.5862 | 0.5635 | 0.6368 | 14:00 | 0.1721 | 0.6609 | 0.4794 | 0.1856 | 14:00 | 0.8801 | 0.8246 | 0.666 | 0.5099 | 14:00 | 0.2947 | 0 | 0.2174 | 0.3014 | 14:00 | 0.2492 | 0.1944 | 0 | 0.1029
|  | 19:15 | 0 | 0 | 0 | 0 | 0 | 0 | 0.0025 | 0.0033 | 0 | 0.0005 | 0.0023 | 0.0017 | 0.4372 | 0.3637 | 0.1326 | 0.4154 | 0.3637 | 0.3022 | 0.6011 | 0.5377 | 0.503 | 0.6303 | 0.5447 | 0.5485 | 14:15 | 0.2029 | 0.6584 | 0.4885 | 0.1646 | 14:15 | 0.887 | 0.8232 | 0.7016 | 0.4874 | 14:15 | 0.3368 | 0.1773 | 0.1969 | 0.2824 | 14:15 | 0.2782 | 0.2639 | 0.0987 | 0.0871
|  | 19:30 | 0 | 0 | 0 | 0 | 0 | 0 | 0 | 0 | 0 | 0.0089 | 0 | 0 | 0.5291 | 0.408 | 0.2354 | 0.4198 | 0.427 | 0.3049 | 0.6735 | 0.5086 | 0.4507 | 0.5009 | 0.3902 | 0.5014 | 14:30 | 0.2323 | 0.6318 | 0.489 | 0.1478 | 14:30 | 0.8622 | 0.8245 | 0.6772 | 0.4466 | 14:30 | 0.2581 | 0.2316 | 0.0841 | 0.1623 | 14:30 | 0.1769 | 0.2429 | 0.073 | 0.1374
|  | 19:45 | 0 | 0 | 0 | 0 | 0 | 0 | 0 | 0 | 0 | 0.0287 | 0 | 0.0059 | 0.566 | 0.3885 | 0.2657 | 0.4185 | 0.5103 | 0.2644 | 0.7481 | 0.4911 | 0.4164 | 0.4507 | 0.3585 | 0.4663 | 14:45 | 0.2455 | 0.6557 | 0.4929 | 0.1292 | 14:45 | 0.8381 | 0.8471 | 0.6621 | 0.4391 | 14:45 | 0.2857 | 0.0266 | 0.1103 | 0.2156 | 14:45 | 0.3231 | 0.1865 | 0.1325 | 0.1908
|  | 20:00 | 0 | 0 | 0 | 0 | 0 | 0 | 0 | 0 | 0 | 0.0166 | 0 | 0 | 0.4472 | 0.4516 | 0.2922 | 0.5158 | 0.5027 | 0.1587 | 0.7303 | 0.5733 | 0.4423 | 0.5613 | 0.5709 | 0.5412 | 15:00 | 0.2604 | 0.6712 | 0.4864 | 0.1093 | 15:00 | 0.818 | 0.8473 | 0.6174 | 0.3951 | 15:00 | 0.2716 | 0.0559 | 0.144 | 0.2191 | 15:00 | 0.2785 | 0.1999 | 0.1553 | 0.1238
|  | 20:15 | 0 | 0 | 0 | 0 | 0 | 0 | 0 | 0 | 0 | 0 | 0 | 0 | 0.5068 | 0.6257 | 0.1806 | 0.607 | 0.6257 | 0.4102 | 0.729 | 0.68 | 0.3946 | 0.5171 | 0.6101 | 0.6106 | 15:15 | 0.272 | 0.6975 | 0.5094 | 0.0936 | 15:15 | 0.7929 | 0.8617 | 0.6 | 0.3709 | 15:15 | 0.3234 | 0.1322 | 0.1993 | 0.2834 | 15:15 | 0.3184 | 0.2463 | 0.0991 | 0.1121
|  | 20:30 | 0 | 0 | 0 | 0 | 0 | 0 | 0 | 0 | 0 | 0 | 0 | 0 | 0.4485 | 0.6869 | 0.2203 | 0.5572 | 0.5361 | 0.3508 | 0.8211 | 0.7336 | 0.3859 | 0.6345 | 0.6792 | 0.5839 | 15:30 | 0.2963 | 0.6711 | 0.4618 | 0.0787 | 15:30 | 0.7693 | 0.8576 | 0.5483 | 0.3566 | 15:30 | 0.367 | 0.1623 | 0.1653 | 0.2468 | 15:30 | 0.3536 | 0.2833 | 0.1565 | 0.1658
|  | 20:45 | 0 | 0 | 0 | 0 | 0 | 0 | 0 | 0 | 0 | 0 | 0 | 0 | 0.4318 | 0.5893 | 0.2253 | 0.6025 | 0.4665 | 0.3346 | 0.8965 | 0.7119 | 0.415 | 0.5936 | 0.5528 | 0.5268 | 15:45 | 0.3356 | 0.6443 | 0.4021 | 0.0912 | 15:45 | 0.7618 | 0.847 | 0.5036 | 0.3092 | 15:45 | 0.3036 | 0.1634 | 0.113 | 0.2842 | 15:45 | 0.3794 | 0.2857 | 0.1581 | 0.1488
|  | 21:00 | 0 | 0 | 0 | 0 | 0 | 0 | 0 | 0 | 0 | 0 | 0 | 0 | 0.3811 | 0.6499 | 0.2495 | 0.6321 | 0.452 | 0.3842 | 0.7662 | 0.7065 | 0.3958 | 0.6046 | 0.5847 | 0.5732 | 16:00 | 0.345 | 0.6352 | 0.352 | 0.099 | 16:00 | 0.734 | 0.8268 | 0.4809 | 0.2659 | 16:00 | 0.3074 | 0.0732 | 0.1047 | 0.3185 | 16:00 | 0.3585 | 0.39 | 0 | 0.1569
|  | 21:15 | 0 | 0 | 0 | 0 | 0 | 0 | 0 | 0 | 0 | 0 | 0 | 0 | 0.5004 | 0.5604 | 0.1739 | 0.5791 | 0.5604 | 0.3924 | 0.8081 | 0.772 | 0.3525 | 0.5302 | 0.6921 | 0.6772 | 16:15 | 0.3717 | 0.5995 | 0.2973 | 0.0652 | 16:15 | 0.718 | 0.8105 | 0.4393 | 0.2389 | 16:15 | 0.3453 | 0.1535 | 0.2033 | 0.2864 | 16:15 | 0.3447 | 0.2835 | 0.1062 | 0.1353
|  | 21:30 | 0 | 0 | 0 | 0 | 0 | 0 | 0 | 0 | 0 | 0 | 0 | 0 | 0.5347 | 0.7056 | 0.0958 | 0.5495 | 0.5988 | 0.3812 | 0.8294 | 0.6726 | 0.4267 | 0.484 | 0.7948 | 0.6237 | 16:30 | 0.3262 | 0.5758 | 0.204 | 0.0488 | 16:30 | 0.6599 | 0.7809 | 0.3675 | 0.1974 | 16:30 | 0.38 | 0.1791 | 0.2555 | 0.246 | 16:30 | 0.376 | 0.31 | 0.0796 | 0.0978
|  | 21:45 | 0 | 0 | 0 | 0 | 0 | 0 | 0 | 0 | 0 | 0 | 0 | 0 | 0.5648 | 0.8222 | 0.1053 | 0.5329 | 0.5694 | 0.2822 | 0.9055 | 0.6636 | 0.4345 | 0.5018 | 0.8636 | 0.7174 | 16:45 | 0.2691 | 0.5347 | 0.1436 | 0.0447 | 16:45 | 0.5832 | 0.7503 | 0.2787 | 0.1684 | 16:45 | 0.3507 | 0.1982 | 0.1689 | 0.2823 | 16:45 | 0.5117 | 0.3945 | 0.1802 | 0.0304
|  | 22:00 | 0 | 0 | 0 | 0 | 0 | 0 | 0 | 0 | 0 | 0 | 0 | 0 | 0.5505 | 0.7515 | 0.1855 | 0.5874 | 0.6081 | 0.203 | 0.8152 | 0.6535 | 0.3133 | 0.4756 | 0.8529 | 0.811 | 17:00 | 0.2016 | 0.52 | 0.0705 | 0.0217 | 17:00 | 0.5266 | 0.7079 | 0.2043 | 0.0959 | 17:00 | 0.4615 | 0.1466 | 0.2011 | 0.3027 | 17:00 | 0.5209 | 0.2703 | 0.1183 | 0.2204
|  | 22:15 | 0 | 0 | 0 | 0 | 0 | 0 | 0 | 0 | 0 | 0 | 0 | 0 | 0.4883 | 0.5769 | 0.1684 | 0.617 | 0.5769 | 0.3963 | 0.7527 | 0.7147 | 0.2773 | 0.4993 | 0.7785 | 0.6914 | 17:15 | 0.1676 | 0.4702 | 0 | 0 | 17:15 | 0.47 | 0.6788 | 0.0993 | 0.0641 | 17:15 | 0.4684 | 0.2259 | 0.1823 | 0.3203 | 17:15 | 0.4943 | 0.3961 | 0.1091 | 0.1682
|  | 22:30 | 0 | 0 | 0 | 0 | 0 | 0 | 0 | 0 | 0 | 0 | 0 | 0 | 0.4983 | 0.604 | 0.0918 | 0.5378 | 0.6484 | 0.4004 | 0.8173 | 0.738 | 0.2687 | 0.4976 | 0.7581 | 0.6322 | 17:30 | 0.1093 | 0.3529 | 0 | 0 | 17:30 | 0.3515 | 0.5694 | 0.0762 | 0.0403 | 17:30 | 0.4782 | 0.1646 | 0.3207 | 0.3545 | 17:30 | 0.5978 | 0.2873 | 0.1214 | 0.2775
|  | 22:45 | 0 | 0 | 0 | 0 | 0 | 0 | 0 | 0 | 0 | 0 | 0 | 0 | 0.4665 | 0.5742 | 0.094 | 0.6104 | 0.6861 | 0.3766 | 0.8681 | 0.7276 | 0.3101 | 0.4176 | 0.6277 | 0.7319 | 17:45 | 0.0562 | 0.2363 | 0 | 0 | 17:45 | 0.2758 | 0.478 | 0.0311 | 0.0525 | 17:45 | 0.5958 | 0.1674 | 0.3362 | 0.4818 | 17:45 | 0.6117 | 0.3367 | 0.06 | 0.3318
|  | 23:00 | 0 | 0 | 0 | 0 | 0 | 0 | 0 | 0 | 0 | 0 | 0 | 0 | 0.5492 | 0.6139 | 0.1041 | 0.6676 | 0.5601 | 0.455 | 0.7768 | 0.7169 | 0.2631 | 0.3974 | 0.562 | 0.6389 | 18:00 | 0.0135 | 0.1126 | 0 | 0 | 18:00 | 0.1897 | 0.4213 | 0.0095 | 0.0166 | 18:00 | 0.6888 | 0.2472 | 0.3928 | 0.4531 | 18:00 | 0.6393 | 0.4166 | 0.1485 | 0.4053
|  | 23:15 | 0 | 0 | 0 | 0 | 0 | 0 | 0 | 0 | 0 | 0 | 0 | 0 | 0.5015 | 0.6476 | 0.1689 | 0.6387 | 0.6476 | 0.4129 | 0.7016 | 0.683 | 0.2792 | 0.4343 | 0.8431 | 0.7083 | 18:15 | 0 | 0 | 0 | 0 | 18:15 | 0.0653 | 0.3327 | 0 | 0 | 18:15 | 0.6093 | 0.2903 | 0.2256 | 0.428 | 18:15 | 0.6335 | 0.4695 | 0.1406 | 0.3055
|  | 23:30 | 0 | 0 | 0 | 0 | 0 | 0 | 0 | 0 | 0 | 0 | 0 | 0 | 0.5102 | 0.6148 | 0.2071 | 0.5742 | 0.5758 | 0.3663 | 0.7251 | 0.6321 | 0.1357 | 0.3746 | 0.8819 | 0.6601 | 18:30 | 0 | 0 | 0 | 0 | 18:30 | 0.0278 | 0.2612 | 0 | 0 | 18:30 | 0.6523 | 0.2645 | 0.3645 | 0.4968 | 18:30 | 0.6107 | 0.608 | 0.1342 | 0.3167
|  | 23:45 | 0 | 0 | 0 | 0 | 0 | 0 | 0 | 0 | 0 | 0 | 0 | 0 | 0.5561 | 0.5318 | 0.2034 | 0.5794 | 0.5163 | 0.3768 | 0.838 | 0.6496 | 0.1042 | 0.3713 | 0.7608 | 0.5007 | 18:45 | 0 | 0 | 0 | 0 | 18:45 | 0.0054 | 0.1573 | 0 | 0 | 18:45 | 0.6582 | 0.2994 | 0.3816 | 0.4175 | 18:45 | 0.5971 | 0.5197 | 0.3094 | 0.3005
|  | 24:00 | 0 | 0 | 0 | 0 | 0 | 0 | 0 | 0 | 0 | 0 | 0 | 0 | 0.496 | 0.4989 | 0.2228 | 0.6062 | 0.5747 | 0.2465 | 0.7253 | 0.6521 | 0.297 | 0.4788 | 0.7397 | 0.5433 | 19:00 | 0 | 0 | 0 | 0 | 19:00 | 0 | 0.1043 | 0 | 0 | 19:00 | 0.6201 | 0.3257 | 0.3271 | 0.3289 | 19:00 | 0.6 | 0.4119 | 0.2853 | 0.2999
Jun | summer | 24:15 | 0 | 0 | 0 | 0 | 0 | 0 | 0 | 0 | 0 | 0 | 0 | 0 | 0.4009 | 0.5533 | 0.1448 | 0.512 | 0.5533 | 0.3385 | 0.5623 | 0.6079 | 0.2468 | 0.4259 | 0.7044 | 0.6019 | 19:15 | 0 | 0 | 0 | 0 | 19:15 | 0 | 0.0164 | 0 | 0 | 19:15 | 0.6422 | 0.3217 | 0.3734 | 0.4489 | 19:15 | 0.6598 | 0.6076 | 0.1897 | 0.3349
|  | 24:30 | 0 | 0 | 0 | 0 | 0 | 0 | 0 | 0 | 0 | 0 | 0 | 0 | 0.3581 | 0.5816 | 0.1293 | 0.4689 | 0.7272 | 0.346 | 0.5106 | 0.5509 | 0.3481 | 0.4976 | 0.8497 | 0.547 | 19:30 | 0 | 0 | 0 | 0 | 19:30 | 0 | 0.0061 | 0 | 0 | 19:30 | 0.6297 | 0.3561 | 0.442 | 0.4059 | 19:30 | 0.7393 | 0.6356 | 0.2292 | 0.3055
|  | 24:45 | 0 | 0 | 0 | 0 | 0 | 0 | 0 | 0 | 0 | 0 | 0 | 0 | 0.4184 | 0.5525 | 0.1671 | 0.5842 | 0.8232 | 0.386 | 0.5592 | 0.5185 | 0.2074 | 0.505 | 0.8832 | 0.6065 | 19:45 | 0 | 0 | 0 | 0 | 19:45 | 0 | 0.0116 | 0 | 0 | 19:45 | 0.5112 | 0.3036 | 0.481 | 0.3877 | 19:45 | 0.7341 | 0.5131 | 0.3057 | 0.3029
|  | 25:00 | 0 | 0 | 0 | 0 | 0 | 0 | 0 | 0 | 0 | 0 | 0 | 0 | 0.311 | 0.5421 | 0.1217 | 0.6202 | 0.6793 | 0.4318 | 0.5608 | 0.4873 | 0.1403 | 0.4253 | 0.6987 | 0.6752 | 20:00 | 0 | 0 | 0 | 0 | 20:00 | 0 | 0.0088 | 0 | 0 | 20:00 | 0.7027 | 0.3194 | 0.6001 | 0.359 | 20:00 | 0.7301 | 0.561 | 0.298 | 0.2977
|  | 25:15 | 0 | 0 | 0 | 0 | 0 | 0 | 0 | 0 | 0 | 0 | 0 | 0 | 0.4216 | 0.6265 | 0.1628 | 0.6211 | 0.6265 | 0.3819 | 0.5698 | 0.6233 | 0.1733 | 0.3276 | 0.6543 | 0.5682 | 20:15 | 0 | 0 | 0 | 0 | 20:15 | 0 | 0 | 0 | 0 | 20:15 | 0.6413 | 0.3536 | 0.5629 | 0.456 | 20:15 | 0.6425 | 0.6708 | 0.2572 | 0.3838
|  | 25:30 | 0 | 0 | 0 | 0 | 0 | 0 | 0 | 0 | 0 | 0 | 0 | 0 | 0.3482 | 0.6048 | 0.1971 | 0.6944 | 0.4745 | 0.5425 | 0.6932 | 0.632 | 0.1636 | 0.3899 | 0.5194 | 0.7309 | 20:30 | 0 | 0 | 0 | 0 | 20:30 | 0 | 0 | 0 | 0 | 20:30 | 0.5889 | 0.343 | 0.6286 | 0.4488 | 20:30 | 0.6222 | 0.6178 | 0.0918 | 0.3686
|  | 25:45 | 0 | 0 | 0 | 0 | 0 | 0 | 0 | 0 | 0 | 0 | 0 | 0 | 0.3155 | 0.6867 | 0.2577 | 0.7971 | 0.5351 | 0.4481 | 0.6882 | 0.5687 | 0.0915 | 0.3544 | 0.52 | 0.5996 | 20:45 | 0 | 0 | 0 | 0 | 20:45 | 0 | 0 | 0 | 0 | 20:45 | 0.6901 | 0.3576 | 0.5728 | 0.4566 | 20:45 | 0.6524 | 0.5229 | 0.1555 | 0.5054
|  | 26:00 | 0 | 0 | 0 | 0 | 0 | 0 | 0 | 0 | 0 | 0 | 0 | 0 | 0.2497 | 0.5853 | 0.2243 | 0.6649 | 0.5726 | 0.4697 | 0.5632 | 0.55 | 0.059 | 0.3222 | 0.511 | 0.5468 | 21:00 | 0 | 0 | 0 | 0 | 21:00 | 0 | 0 | 0 | 0 | 21:00 | 0.8392 | 0.3423 | 0.5389 | 0.4823 | 21:00 | 0.7107 | 0.4587 | 0.3014 | 0.5215
|  | 26:15 | 0 | 0 | 0 | 0 | 0 | 0 | 0 | 0 | 0 | 0 | 0 | 0 | 0.4632 | 0.641 | 0.1753 | 0.6666 | 0.641 | 0.4094 | 0.5021 | 0.5716 | 0.1377 | 0.242 | 0.5513 | 0.4893 | 21:15 | 0 | 0 | 0 | 0 | 21:15 | 0 | 0 | 0 | 0 | 21:15 | 0.7471 | 0.3346 | 0.5815 | 0.4334 | 21:15 | 0.541 | 0.6679 | 0.3374 | 0.3889
|  | 26:30 | 0 | 0 | 0 | 0 | 0 | 0 | 0 | 0 | 0 | 0 | 0 | 0 | 0.4905 | 0.5594 | 0.1117 | 0.5655 | 0.6728 | 0.4151 | 0.4762 | 0.6515 | 0.1684 | 0.2186 | 0.637 | 0.5421 | 21:30 | 0 | 0 | 0 | 0 | 21:30 | 0 | 0 | 0 | 0 | 21:30 | 0.6798 | 0.47 | 0.5282 | 0.3464 | 21:30 | 0.5425 | 0.6895 | 0.3704 | 0.4771
|  | 26:45 | 0 | 0 | 0 | 0 | 0 | 0 | 0 | 0 | 0 | 0 | 0 | 0 | 0.303 | 0.6723 | 0.04 | 0.5247 | 0.7012 | 0.5709 | 0.5088 | 0.669 | 0.1826 | 0.0989 | 0.5991 | 0.4486 | 21:45 | 0 | 0 | 0 | 0 | 21:45 | 0 | 0 | 0 | 0 | 21:45 | 0.7945 | 0.3977 | 0.5255 | 0.401 | 21:45 | 0.5183 | 0.5028 | 0.3075 | 0.4265
|  | 27:00 | 0 | 0 | 0 | 0 | 0 | 0 | 0 | 0 | 0 | 0 | 0 | 0 | 0.3972 | 0.6238 | 0.0661 | 0.6109 | 0.539 | 0.4321 | 0.5257 | 0.5359 | 0.1625 | 0.1812 | 0.535 | 0.4387 | 22:00 | 0 | 0 | 0 | 0 | 22:00 | 0 | 0 | 0 | 0 | 22:00 | 0.8421 | 0.3025 | 0.5847 | 0.4045 | 22:00 | 0.5772 | 0.5323 | 0.267 | 0.453
|  | 27:15 | 0 | 0 | 0 | 0 | 0 | 0 | 0 | 0 | 0 | 0 | 0 | 0 | 0.4017 | 0.5004 | 0.1309 | 0.5099 | 0.5004 | 0.3265 | 0.5137 | 0.621 | 0.1311 | 0.2202 | 0.5233 | 0.486 | 22:15 | 0 | 0 | 0 | 0 | 22:15 | 0 | 0 | 0 | 0 | 22:15 | 0.7466 | 0.3531 | 0.5652 | 0.435 | 22:15 | 0.564 | 0.4728 | 0.3096 | 0.4767
|  | 27:30 | 0 | 0 | 0 | 0 | 0 | 0 | 0 | 0 | 0 | 0 | 0 | 0 | 0.2004 | 0.5717 | 0.1 | 0.5397 | 0.3792 | 0.1611 | 0.4792 | 0.6603 | 0.1531 | 0.3172 | 0.5804 | 0.348 | 22:30 | 0 | 0 | 0 | 0 | 22:30 | 0 | 0 | 0 | 0 | 22:30 | 0.7175 | 0.3418 | 0.6251 | 0.3316 | 22:30 | 0.4407 | 0.3019 | 0.4465 | 0.4387
|  | 27:45 | 0 | 0 | 0 | 0 | 0 | 0 | 0 | 0 | 0 | 0 | 0 | 0 | 0.2068 | 0.5882 | 0.0786 | 0.6241 | 0.4216 | 0.2353 | 0.5008 | 0.5996 | 0.2417 | 0.2636 | 0.5064 | 0.3281 | 22:45 | 0 | 0 | 0 | 0 | 22:45 | 0 | 0 | 0 | 0 | 22:45 | 0.7304 | 0.4833 | 0.6293 | 0.3162 | 22:45 | 0.5342 | 0.3054 | 0.4656 | 0.4084
|  | 28:00 | 0 | 0 | 0 | 0 | 0 | 0 | 0 | 0 | 0 | 0 | 0 | 0 | 0.2897 | 0.408 | 0.1285 | 0.4237 | 0.3287 | 0.2204 | 0.4497 | 0.6194 | 0.0818 | 0.0605 | 0.526 | 0.4727 | 23:00 | 0 | 0 | 0 | 0 | 23:00 | 0 | 0 | 0 | 0 | 23:00 | 0.7287 | 0.4429 | 0.5907 | 0.2572 | 23:00 | 0.4888 | 0.2697 | 0.3231 | 0.4566
|  | 28:15 | 0 | 0 | 0 | 0 | 0 | 0 | 0 | 0 | 0 | 0 | 0 | 0 | 0.3339 | 0.4336 | 0.116 | 0.4403 | 0.4336 | 0.2796 | 0.4457 | 0.5956 | 0.1287 | 0.168 | 0.5419 | 0.4793 | 23:15 | 0 | 0 | 0 | 0 | 23:15 | 0 | 0 | 0 | 0 | 23:15 | 0.7685 | 0.4629 | 0.5908 | 0.3986 | 23:15 | 0.4101 | 0.4285 | 0.2702 | 0.4427
|  | 28:30 | 0 | 0 | 0 | 0 | 0 | 0 | 0 | 0 | 0 | 0 | 0 | 0 | 0.2356 | 0.3652 | 0.1372 | 0.4157 | 0.4072 | 0.2013 | 0.4487 | 0.623 | 0.1406 | 0.2004 | 0.4285 | 0.4186 | 23:30 | 0 | 0 | 0 | 0 | 23:30 | 0 | 0 | 0 | 0 | 23:30 | 0.7421 | 0.5039 | 0.589 | 0.3089 | 23:30 | 0.3301 | 0.3961 | 0.2958 | 0.3488
|  | 28:45 | 0 | 0 | 0 | 0 | 0 | 0 | 0 | 0 | 0 | 0 | 0.0145 | 0.0114 | 0.1798 | 0.3633 | 0.2382 | 0.3928 | 0.388 | 0.2022 | 0.4087 | 0.5764 | 0.1019 | 0.1076 | 0.5374 | 0.3925 | 23:45 | 0 | 0 | 0 | 0 | 23:45 | 0 | 0 | 0 | 0 | 23:45 | 0.7225 | 0.4282 | 0.6545 | 0.2775 | 23:45 | 0.46 | 0.2831 | 0.2293 | 0.1751
|  | 29:00 | 0 | 0 | 0 | 0 | 0 | 0 | 0.009 | 0 | 0 | 0 | 0.0088 | 0.0076 | 0.3331 | 0.3827 | 0.1369 | 0.3929 | 0.3371 | 0.2443 | 0.327 | 0.5629 | 0.1461 | 0.1647 | 0.5558 | 0.3996 | 0:00 | 0 | 0 | 0 | 0 | 0:00 | 0 | 0 | 0 | 0 | 0:00 | 0.7126 | 0.3896 | 0.704 | 0.3615 | 0:00 | 0.5096 | 0.2869 | 0.2768 | 0.1991
|  | 29:15 | 0 | 0 | 0 | 0 | 0 | 0 | 0.0081 | 0.0318 | 0.0054 | 0.0007 | 0.0161 | 0.0124 | 0.2863 | 0.365 | 0.0941 | 0.3862 | 0.365 | 0.2385 | 0.3488 | 0.5194 | 0.1282 | 0.1287 | 0.5481 | 0.4525
|  | 29:30 | 0 | 0 | 0 | 0 | 0 | 0 | 0.057 | 0.0836 | 0.054 | 0.0525 | 0.0832 | 0.0673 | 0.2717 | 0.3904 | 0.0364 | 0.4222 | 0.3472 | 0.1415 | 0.3205 | 0.5166 | 0.2747 | 0.1656 | 0.539 | 0.4153
|  | 29:45 | 0 | 0 | 0 | 0 | 0 | 0 | 0.1144 | 0.1345 | 0.1114 | 0.0929 | 0.1583 | 0.1299 | 0.2586 | 0.2436 | 0.1492 | 0.4459 | 0.4203 | 0.1228 | 0.4413 | 0.5464 | 0.3425 | 0.1544 | 0.5708 | 0.5463 | Panhandle
|  | 30:00 | 0 | 0 | 0 | 0 | 0 | 0 | 0.1669 | 0.224 | 0.1987 | 0.136 | 0.1776 | 0.1817 | 0.3277 | 0.3051 | 0.141 | 0.3456 | 0.3431 | 0.2006 | 0.303 | 0.4452 | 0.2551 | 0.1078 | 0.4848 | 0.5026 |  | SOLAR CSP |  |  |  |  | SOLAR PVSAT |  |  |  |  | wind |  |  |  |  | wind_new
|  | 30:15 | 0 | 0 | 0 | 0 | 0 | 0 | 0.205 | 0.2529 | 0.2581 | 0.1851 | 0.2561 | 0.2314 | 0.2561 | 0.3168 | 0.0904 | 0.3632 | 0.3168 | 0.2182 | 0.3374 | 0.488 | 0.1301 | 0.1129 | 0.5233 | 0.4311 |  | Spring | Summer | Fall | Winter |  | Spring | Summer | Fall | Winter |  | Spring | Summer | Fall | Winter |  | Spring | Summer | Fall | Winter
|  | 30:30 | 0 | 0 | 0.0124 | 0 | 0.0242 | 0.0039 | 0.2812 | 0.3207 | 0.3282 | 0.2494 | 0.3469 | 0.2935 | 0.1953 | 0.3456 | 0 | 0.3064 | 0.2924 | 0.164 | 0.3247 | 0.4979 | 0 | 0.1661 | 0.6298 | 0.4628 | 0:15 | 0 | 0 | 0 | 0 | 0:15 | 0 | 0 | 0 | 0 | 0:15 | 0.7972 | 0.5017 | 0.665 | 0.5495 | 0:15 | 0.6815 | 0.5347 | 0.6567 | 0.3381
|  | 30:45 | 0 | 0.009 | 0.0123 | 0 | 0.027 | 0.0168 | 0.3249 | 0.4175 | 0.4088 | 0.3417 | 0.4201 | 0.378 | 0.1521 | 0.3338 | 0 | 0.3192 | 0.349 | 0.1794 | 0.2253 | 0.4574 | 0 | 0.049 | 0.4648 | 0.4929 | 0:30 | 0 | 0 | 0 | 0 | 0:30 | 0 | 0 | 0 | 0 | 0:30 | 0.7411 | 0.4433 | 0.7185 | 0.5079 | 0:30 | 0.6766 | 0.5985 | 0.5924 | 0.3765
|  | 31:00 | 0 | 0.064 | 0 | 0 | 0.0528 | 0.0187 | 0.4019 | 0.4698 | 0.488 | 0.3859 | 0.4698 | 0.4595 | 0.1595 | 0.2369 | 0.07 | 0.3129 | 0.2901 | 0.2252 | 0.3218 | 0.4863 | 0 | 0.0485 | 0.4325 | 0.3266 | 0:45 | 0 | 0 | 0 | 0 | 0:45 | 0 | 0 | 0 | 0 | 0:45 | 0.7005 | 0.3607 | 0.6388 | 0.3296 | 0:45 | 0.7576 | 0.6481 | 0.6722 | 0.4144
|  | 31:15 | 0 | 0.0691 | 0.003 | 0 | 0.0551 | 0.0254 | 0.4665 | 0.5399 | 0.555 | 0.4628 | 0.57 | 0.5188 | 0.2274 | 0.2623 | 0.0741 | 0.2934 | 0.2623 | 0.1833 | 0.2499 | 0.4379 | 0.0738 | 0.077 | 0.3779 | 0.3288 | 1:00 | 0 | 0 | 0 | 0 | 1:00 | 0 | 0 | 0 | 0 | 1:00 | 0.6036 | 0.3615 | 0.5992 | 0.4553 | 1:00 | 0.6543 | 0.6768 | 0.4812 | 0.373
|  | 31:30 | 0.0138 | 0.1242 | 0.0506 | 0.0384 | 0.1223 | 0.0763 | 0.5182 | 0.5678 | 0.5771 | 0.4945 | 0.5687 | 0.5787 | 0.0615 | 0.3951 | 0.1899 | 0.2884 | 0.1852 | 0.143 | 0.1204 | 0.5015 | 0 | 0.1451 | 0.3374 | 0.3319 | 1:15 | 0 | 0 | 0 | 0 | 1:15 | 0 | 0 | 0 | 0 | 1:15 | 0.7537 | 0.4357 | 0.6497 | 0.4695 | 1:15 | 0.6342 | 0.4855 | 0.5635 | 0.4128
|  | 31:45 | 0.0124 | 0.1792 | 0.1124 | 0.0791 | 0.2092 | 0.1381 | 0.578 | 0.6283 | 0.6336 | 0.5639 | 0.6047 | 0.6207 | 0 | 0.265 | 0.2634 | 0.2628 | 0.1689 | 0.086 | 0.1796 | 0.4611 | 0 | 0.1219 | 0.4005 | 0.2326 | 1:30 | 0 | 0 | 0 | 0 | 1:30 | 0 | 0 | 0 | 0 | 1:30 | 0.8973 | 0.4801 | 0.6608 | 0.2732 | 1:30 | 0.5211 | 0.5362 | 0.5058 | 0.5103
|  | 32:00 | 0.0807 | 0.2902 | 0.1568 | 0.1105 | 0.2906 | 0.1997 | 0.6344 | 0.6758 | 0.6586 | 0.6166 | 0.622 | 0.6417 | 0 | 0.2673 | 0.1985 | 0.307 | 0.1378 | 0.1707 | 0.1961 | 0.3638 | 0 | 0.0418 | 0.3903 | 0.2219 | 1:45 | 0 | 0 | 0 | 0 | 1:45 | 0 | 0 | 0 | 0 | 1:45 | 0.9655 | 0.4732 | 0.5476 | 0.37 | 1:45 | 0.6947 | 0.6489 | 0.4162 | 0.4794
|  | 32:15 | 0.1391 | 0.3718 | 0.1905 | 0.1221 | 0.3625 | 0.2372 | 0.6663 | 0.6884 | 0.6583 | 0.6703 | 0.667 | 0.67 | 0.2136 | 0.2235 | 0.0621 | 0.242 | 0.2235 | 0.1598 | 0.1945 | 0.3864 | 0.0655 | 0.0679 | 0.2588 | 0.2498 | 2:00 | 0 | 0 | 0 | 0 | 2:00 | 0 | 0 | 0 | 0 | 2:00 | 0.8719 | 0.367 | 0.6225 | 0.3074 | 2:00 | 0.6742 | 0.6802 | 0.4936 | 0.4288
|  | 32:30 | 0.267 | 0.4724 | 0.2646 | 0.1773 | 0.4911 | 0.2981 | 0.6858 | 0.7244 | 0.6831 | 0.6941 | 0.7318 | 0.7065 | 0.2778 | 0.15 | 0.1071 | 0.2838 | 0.2089 | 0.0633 | 0.1111 | 0.3551 | 0.0851 | 0 | 0.2988 | 0.1398 | 2:15 | 0 | 0 | 0 | 0 | 2:15 | 0 | 0 | 0 | 0 | 2:15 | 0.782 | 0.4027 | 0.577 | 0.3726 | 2:15 | 0.6364 | 0.4993 | 0.5301 | 0.4304
|  | 32:45 | 0.3653 | 0.5806 | 0.335 | 0.2381 | 0.5704 | 0.3906 | 0.7025 | 0.7089 | 0.7417 | 0.7238 | 0.8417 | 0.7506 | 0.3866 | 0.2216 | 0.0689 | 0.4408 | 0.2521 | 0.1057 | 0.1116 | 0.4287 | 0.1226 | 0 | 0.3258 | 0.0651 | 2:30 | 0 | 0 | 0 | 0 | 2:30 | 0 | 0 | 0 | 0 | 2:30 | 0.7726 | 0.5035 | 0.6833 | 0.4264 | 2:30 | 0.6383 | 0.4607 | 0.4797 | 0.3795
|  | 33:00 | 0.4606 | 0.6754 | 0.3977 | 0.3154 | 0.6115 | 0.4557 | 0.7441 | 0.7499 | 0.7768 | 0.7421 | 0.8657 | 0.7931 | 0.3304 | 0.3634 | 0.0776 | 0.3474 | 0.3258 | 0.1275 | 0.1449 | 0.4033 | 0.1513 | 0 | 0.2901 | 0.0803 | 2:45 | 0 | 0 | 0 | 0 | 2:45 | 0 | 0 | 0 | 0 | 2:45 | 0.6771 | 0.5628 | 0.5584 | 0.3217 | 2:45 | 0.5537 | 0.5195 | 0.3676 | 0.3482
|  | 33:15 | 0.5212 | 0.7383 | 0.4679 | 0.3956 | 0.6951 | 0.5636 | 0.8139 | 0.8353 | 0.8065 | 0.78 | 0.9188 | 0.8309 | 0.26 | 0.3009 | 0.0704 | 0.2812 | 0.3009 | 0.1931 | 0.185 | 0.4238 | 0.067 | 0.0691 | 0.2407 | 0.2483 | 3:00 | 0 | 0 | 0 | 0 | 3:00 | 0 | 0 | 0 | 0 | 3:00 | 0.7188 | 0.5351 | 0.5057 | 0.2979 | 3:00 | 0.6988 | 0.5574 | 0.3902 | 0.3616
|  | 33:30 | 0.5374 | 0.7382 | 0.4831 | 0.4447 | 0.7433 | 0.6121 | 0.8058 | 0.8423 | 0.7923 | 0.7929 | 0.9445 | 0.831 | 0.2532 | 0.2222 | 0.0209 | 0.2767 | 0.3503 | 0.2754 | 0.1066 | 0.3957 | 0.0572 | 0.0624 | 0.297 | 0.2334 | 3:15 | 0 | 0 | 0 | 0 | 3:15 | 0 | 0 | 0 | 0 | 3:15 | 0.7423 | 0.4327 | 0.5688 | 0.3478 | 3:15 | 0.6141 | 0.467 | 0.5206 | 0.4158
|  | 33:45 | 0.5522 | 0.7068 | 0.4812 | 0.5006 | 0.7739 | 0.63 | 0.8286 | 0.9086 | 0.8249 | 0.7869 | 0.8959 | 0.8248 | 0.2563 | 0.2781 | 0 | 0.2577 | 0.4092 | 0.3654 | 0.1095 | 0.4329 | 0.037 | 0.1636 | 0.1888 | 0.331 | 3:30 | 0 | 0 | 0 | 0 | 3:30 | 0 | 0 | 0 | 0 | 3:30 | 0.7673 | 0.4334 | 0.655 | 0.4435 | 3:30 | 0.7772 | 0.369 | 0.6423 | 0.4238
|  | 34:00 | 0.5918 | 0.775 | 0.4908 | 0.5344 | 0.8229 | 0.6614 | 0.8172 | 0.9404 | 0.7976 | 0.7863 | 0.9078 | 0.847 | 0.3647 | 0.3358 | 0.0518 | 0.3744 | 0.2693 | 0.2279 | 0.0871 | 0.4378 | 0.1152 | 0.0357 | 0.2764 | 0.3283 | 3:45 | 0 | 0 | 0 | 0 | 3:45 | 0 | 0 | 0 | 0 | 3:45 | 0.6567 | 0.5234 | 0.7592 | 0.5228 | 3:45 | 0.7196 | 0.4878 | 0.4534 | 0.4699
|  | 34:15 | 0.5952 | 0.7789 | 0.5189 | 0.5646 | 0.8617 | 0.6639 | 0.8045 | 0.9544 | 0.792 | 0.7936 | 0.8859 | 0.8461 | 0.3036 | 0.3208 | 0.0782 | 0.2879 | 0.3208 | 0.2122 | 0.2031 | 0.4331 | 0.0911 | 0.0931 | 0.304 | 0.288 | 4:00 | 0 | 0 | 0 | 0 | 4:00 | 0 | 0 | 0 | 0 | 4:00 | 0.6554 | 0.5263 | 0.6189 | 0.3235 | 4:00 | 0.6616 | 0.5084 | 0.5477 | 0.487
|  | 34:30 | 0.6289 | 0.8125 | 0.5371 | 0.5959 | 0.8649 | 0.6714 | 0.8095 | 0.9519 | 0.7756 | 0.8275 | 0.8895 | 0.8766 | 0.3169 | 0.2439 | 0.1423 | 0.2567 | 0.3492 | 0.205 | 0.324 | 0.495 | 0.119 | 0.108 | 0.3657 | 0.2361 | 4:15 | 0 | 0 | 0 | 0 | 4:15 | 0 | 0 | 0 | 0 | 4:15 | 0.6588 | 0.4037 | 0.5325 | 0.4143 | 4:15 | 0.6246 | 0.4848 | 0.4783 | 0.4361
|  | 34:45 | 0.6669 | 0.8233 | 0.5483 | 0.6263 | 0.9036 | 0.7145 | 0.8112 | 0.9908 | 0.8055 | 0.8647 | 0.8904 | 0.9042 | 0.4094 | 0.3379 | 0.1552 | 0.2314 | 0.3084 | 0.1642 | 0.196 | 0.4222 | 0 | 0.0385 | 0.3087 | 0.242 | 4:30 | 0 | 0 | 0 | 0 | 4:30 | 0 | 0 | 0 | 0 | 4:30 | 0.6065 | 0.3679 | 0.3467 | 0.3265 | 4:30 | 0.6041 | 0.4846 | 0.5398 | 0.3908
|  | 35:00 | 0.6844 | 0.8433 | 0.557 | 0.6964 | 0.9494 | 0.7507 | 0.8239 | 0.9907 | 0.8181 | 0.8934 | 0.9163 | 0.9059 | 0.3248 | 0.2615 | 0.0195 | 0.2233 | 0.3238 | 0.19 | 0.3549 | 0.3886 | 0.0697 | 0.1524 | 0.2462 | 0.2588 | 4:45 | 0 | 0 | 0 | 0 | 4:45 | 0 | 0 | 0 | 0 | 4:45 | 0.5363 | 0.3918 | 0.4426 | 0.5526 | 4:45 | 0.6021 | 0.4324 | 0.5039 | 0.4183
|  | 35:15 | 0.6921 | 0.8701 | 0.5665 | 0.7629 | 0.9696 | 0.7722 | 0.8546 | 0.9537 | 0.8117 | 0.9028 | 0.9199 | 0.8885 | 0.3167 | 0.2943 | 0.0913 | 0.2959 | 0.2943 | 0.2196 | 0.245 | 0.403 | 0.1375 | 0.1401 | 0.3553 | 0.3191 | 5:00 | 0 | 0 | 0 | 0 | 5:00 | 0 | 0 | 0 | 0 | 5:00 | 0.5852 | 0.3688 | 0.4072 | 0.4479 | 5:00 | 0.6583 | 0.439 | 0.5054 | 0.3986
|  | 35:30 | 0.7013 | 0.8805 | 0.6031 | 0.7529 | 1.0038 | 0.7991 | 0.8675 | 0.971 | 0.8085 | 0.9131 | 0.8895 | 0.8803 | 0.2438 | 0.2424 | 0.0196 | 0.3031 | 0.3503 | 0.3723 | 0.2377 | 0.3309 | 0.1296 | 0.1168 | 0.3925 | 0.4528 | 5:15 | 0 | 0 | 0 | 0 | 5:15 | 0 | 0.0049 | 0 | 0 | 5:15 | 0.5785 | 0.3966 | 0.4451 | 0.3977 | 5:15 | 0.7133 | 0.4413 | 0.4386 | 0.4479
|  | 35:45 | 0.6787 | 0.9424 | 0.6301 | 0.7324 | 0.9988 | 0.795 | 0.8391 | 0.987 | 0.8204 | 0.911 | 0.8859 | 0.8824 | 0.3035 | 0.309 | 0.1527 | 0.4951 | 0.3551 | 0.3899 | 0.2185 | 0.5122 | 0.1633 | 0.0967 | 0.4054 | 0.5164 | 5:30 | 0 | 0 | 0 | 0 | 5:30 | 0.0437 | 0.0604 | 0 | 0 | 5:30 | 0.6251 | 0.4407 | 0.531 | 0.5377 | 5:30 | 0.6587 | 0.4989 | 0.3424 | 0.484
|  | 36:00 | 0.6849 | 0.914 | 0.647 | 0.7164 | 0.9675 | 0.811 | 0.8152 | 0.9514 | 0.8327 | 0.8775 | 0.8734 | 0.8604 | 0.3399 | 0.3829 | 0.0781 | 0.4153 | 0.4351 | 0.2906 | 0.2368 | 0.5418 | 0.2641 | 0.205 | 0.5046 | 0.4122 | 5:45 | 0 | 0 | 0 | 0 | 5:45 | 0.0881 | 0.1123 | 0 | 0 | 5:45 | 0.6696 | 0.4038 | 0.5142 | 0.5378 | 5:45 | 0.6992 | 0.4398 | 0.3848 | 0.4983
|  | 36:15 | 0.6784 | 0.9507 | 0.6321 | 0.7152 | 0.9502 | 0.7853 | 0.8521 | 0.9409 | 0.8465 | 0.8606 | 0.8622 | 0.8725 | 0.3457 | 0.4139 | 0.0981 | 0.3605 | 0.4139 | 0.2576 | 0.2167 | 0.3285 | 0.2788 | 0.1742 | 0.3812 | 0.3298 | 6:00 | 0 | 0 | 0 | 0 | 6:00 | 0.1208 | 0.1402 | 0 | 0 | 6:00 | 0.6245 | 0.3199 | 0.4487 | 0.4051 | 6:00 | 0.7745 | 0.4265 | 0.4102 | 0.4254
|  | 36:30 | 0.6705 | 0.9377 | 0.6616 | 0.7227 | 0.939 | 0.7875 | 0.8544 | 0.9816 | 0.8404 | 0.8365 | 0.8642 | 0.8816 | 0.2869 | 0.4154 | 0.1665 | 0.4366 | 0.3459 | 0.2697 | 0.0673 | 0.3844 | 0.3757 | 0.222 | 0.4551 | 0.415 | 6:15 | 0 | 0 | 0 | 0 | 6:15 | 0.1955 | 0.1848 | 0 | 0 | 6:15 | 0.4881 | 0.3317 | 0.4047 | 0.4065 | 6:15 | 0.7471 | 0.3828 | 0.4206 | 0.3644
|  | 36:45 | 0.6851 | 0.9773 | 0.6369 | 0.746 | 0.9593 | 0.7862 | 0.8696 | 0.937 | 0.8314 | 0.8425 | 0.8738 | 0.8827 | 0.3189 | 0.3739 | 0.1724 | 0.3932 | 0.4119 | 0.2895 | 0.0767 | 0.5171 | 0.4384 | 0.2276 | 0.454 | 0.4167 | 6:30 | 0 | 0 | 0 | 0 | 6:30 | 0.3107 | 0.3204 | 0.0323 | 0 | 6:30 | 0.3887 | 0.1996 | 0.3458 | 0.4116 | 6:30 | 0.7313 | 0.4482 | 0.441 | 0.4275
|  | 37:00 | 0.6966 | 1.0114 | 0.5967 | 0.7508 | 0.955 | 0.7685 | 0.862 | 0.9212 | 0.8146 | 0.8672 | 0.8941 | 0.8944 | 0.2612 | 0.3942 | 0.062 | 0.3342 | 0.3252 | 0.2343 | 0.1091 | 0.3695 | 0.4479 | 0.3095 | 0.5088 | 0.3917 | 6:45 | 0 | 0 | 0 | 0 | 6:45 | 0.4301 | 0.4523 | 0.0919 | 0 | 6:45 | 0.2385 | 0.2539 | 0.3778 | 0.3297 | 6:45 | 0.6716 | 0.3514 | 0.504 | 0.4195
|  | 37:15 | 0.6991 | 0.9595 | 0.5803 | 0.7729 | 0.9405 | 0.7905 | 0.8833 | 0.9368 | 0.8048 | 0.8862 | 0.8998 | 0.8822 | 0.3228 | 0.358 | 0.1086 | 0.3147 | 0.358 | 0.2396 | 0.2227 | 0.2934 | 0.4472 | 0.2647 | 0.5054 | 0.4082 | 7:00 | 0 | 0 | 0 | 0 | 7:00 | 0.5456 | 0.5804 | 0.1045 | 0 | 7:00 | 0.3207 | 0.1756 | 0.3892 | 0.3487 | 7:00 | 0.6327 | 0.2324 | 0.4712 | 0.3861
|  | 37:30 | 0.6914 | 0.9469 | 0.5604 | 0.7433 | 0.9598 | 0.7914 | 0.8667 | 0.9457 | 0.8046 | 0.9055 | 0.8931 | 0.8699 | 0.3845 | 0.3513 | 0.0803 | 0.2652 | 0.375 | 0.3491 | 0.2638 | 0.3604 | 0.4854 | 0.3461 | 0.4264 | 0.3079 | 7:15 | 0 | 0 | 0 | 0 | 7:15 | 0.6724 | 0.6685 | 0.1441 | 0 | 7:15 | 0.3645 | 0.2618 | 0.3927 | 0.4105 | 7:15 | 0.5969 | 0.2691 | 0.3993 | 0.3418
|  | 37:45 | 0.7019 | 0.9423 | 0.545 | 0.737 | 0.8993 | 0.7809 | 0.8721 | 0.89 | 0.7892 | 0.9146 | 0.8994 | 0.8682 | 0.3087 | 0.2853 | 0.0659 | 0.2636 | 0.324 | 0.1748 | 0.2246 | 0.3146 | 0.5021 | 0.2849 | 0.4347 | 0.2732 | 7:30 | 0.0589 | 0.0742 | 0 | 0 | 7:30 | 0.7659 | 0.7213 | 0.2297 | 0.0867 | 7:30 | 0.373 | 0.195 | 0.4443 | 0.2517 | 7:30 | 0.5536 | 0.1504 | 0.379 | 0.3521
|  | 38:00 | 0.6948 | 0.9149 | 0.5357 | 0.715 | 0.8876 | 0.7604 | 0.8822 | 0.8969 | 0.7735 | 0.8866 | 0.8976 | 0.8729 | 0.29 | 0.3455 | 0.0448 | 0.29 | 0.3145 | 0.1444 | 0.2262 | 0.186 | 0.4586 | 0.1323 | 0.5166 | 0.3773 | 7:45 | 0.1071 | 0.136 | 0 | 0 | 7:45 | 0.7954 | 0.7644 | 0.3322 | 0.1418 | 7:45 | 0.3064 | 0.3055 | 0.4164 | 0.3868 | 7:45 | 0.478 | 0.1713 | 0.4138 | 0.3859
|  | 38:15 | 0.7082 | 0.9326 | 0.5078 | 0.7345 | 0.871 | 0.7508 | 0.8668 | 0.9337 | 0.7714 | 0.8764 | 0.86 | 0.8617 | 0.3098 | 0.2882 | 0.1003 | 0.2831 | 0.2882 | 0.218 | 0.1719 | 0.2343 | 0.5535 | 0.3299 | 0.4924 | 0.3976 | 8:00 | 0.1543 | 0.2065 | 0 | 0 | 8:00 | 0.8245 | 0.8187 | 0.4074 | 0.2396 | 8:00 | 0.2463 | 0.3606 | 0.5421 | 0.5023 | 8:00 | 0.4352 | 0.1744 | 0.4371 | 0.3145
|  | 38:30 | 0.703 | 0.9175 | 0.5096 | 0.7302 | 0.8775 | 0.7416 | 0.8827 | 0.919 | 0.7525 | 0.8669 | 0.8873 | 0.8579 | 0.3413 | 0.2963 | 0.1158 | 0.2423 | 0.2933 | 0.2038 | 0.1707 | 0.1951 | 0.5253 | 0.3564 | 0.4507 | 0.3704 | 8:15 | 0.2016 | 0.3326 | 0 | 0 | 8:15 | 0.9314 | 0.8698 | 0.4456 | 0.2884 | 8:15 | 0.2759 | 0.2118 | 0.4106 | 0.4286 | 8:15 | 0.4586 | 0.1808 | 0.3876 | 0.3414
|  | 38:45 | 0.6888 | 0.8773 | 0.5025 | 0.6882 | 0.898 | 0.7314 | 0.8585 | 0.9397 | 0.757 | 0.8525 | 0.8843 | 0.8525 | 0.3283 | 0.3502 | 0.15 | 0.1965 | 0.392 | 0.2202 | 0.2154 | 0.0385 | 0.5856 | 0.3666 | 0.5704 | 0.4338 | 8:30 | 0.2473 | 0.4723 | 0.0563 | 0 | 8:30 | 0.9488 | 0.8652 | 0.4851 | 0.3511 | 8:30 | 0.2918 | 0.199 | 0.4194 | 0.4152 | 8:30 | 0.3822 | 0.0971 | 0.3838 | 0.3143
|  | 39:00 | 0.6538 | 0.8477 | 0.5016 | 0.6615 | 0.9401 | 0.7157 | 0.8317 | 0.9322 | 0.762 | 0.8304 | 0.9018 | 0.8293 | 0.2566 | 0.4399 | 0.27 | 0.304 | 0.3926 | 0.2084 | 0.2769 | 0.1637 | 0.6373 | 0.364 | 0.5233 | 0.4784 | 8:45 | 0.2941 | 0.6252 | 0.148 | 0 | 8:45 | 0.9306 | 0.8818 | 0.5371 | 0.4603 | 8:45 | 0.4019 | 0.2275 | 0.2989 | 0.3182 | 8:45 | 0.4134 | 0.0646 | 0.3897 | 0.4548
|  | 39:15 | 0.6713 | 0.8787 | 0.4952 | 0.6527 | 0.974 | 0.7343 | 0.8355 | 0.8938 | 0.7385 | 0.8239 | 0.9144 | 0.8412 | 0.3543 | 0.3513 | 0.1158 | 0.3417 | 0.3513 | 0.2559 | 0.1597 | 0.1893 | 0.6087 | 0.3408 | 0.467 | 0.3802 | 9:00 | 0.3608 | 0.7938 | 0.2341 | 0 | 9:00 | 0.9515 | 0.8903 | 0.5748 | 0.5438 | 9:00 | 0.2969 | 0.1474 | 0.3846 | 0.2822 | 9:00 | 0.3253 | 0.1836 | 0.3572 | 0.4369
|  | 39:30 | 0.6667 | 0.8892 | 0.4509 | 0.632 | 0.9237 | 0.678 | 0.8068 | 0.8688 | 0.7146 | 0.794 | 0.93 | 0.8325 | 0.4017 | 0.2134 | 0.1647 | 0.2269 | 0.3036 | 0.256 | 0.1964 | 0.0948 | 0.5924 | 0.2977 | 0.4033 | 0.4811 | 9:15 | 0.4131 | 0.9313 | 0.339 | 0 | 9:15 | 0.979 | 0.9142 | 0.587 | 0.6374 | 9:15 | 0.2749 | 0.1817 | 0.3143 | 0.3759 | 9:15 | 0.2989 | 0.1437 | 0.2463 | 0.4119
|  | 39:45 | 0.6639 | 0.8733 | 0.4477 | 0.6166 | 0.934 | 0.6658 | 0.7783 | 0.8492 | 0.6808 | 0.7707 | 0.9375 | 0.8041 | 0.5516 | 0.2477 | 0.1382 | 0.1959 | 0.4407 | 0.2002 | 0.251 | 0.0832 | 0.5797 | 0.3396 | 0.4285 | 0.5543 | 9:30 | 0.4269 | 0.9056 | 0.4561 | 0.0684 | 9:30 | 0.9869 | 0.9315 | 0.6091 | 0.6478 | 9:30 | 0.3072 | 0.1932 | 0.266 | 0.3737 | 9:30 | 0.4845 | 0.0746 | 0.277 | 0.4588
|  | 40:00 | 0.6294 | 0.8655 | 0.4468 | 0.5974 | 0.9426 | 0.6662 | 0.7501 | 0.8319 | 0.6603 | 0.7664 | 0.9076 | 0.7992 | 0.3446 | 0.3007 | 0.1151 | 0.2745 | 0.3533 | 0.2042 | 0.1198 | 0.093 | 0.6108 | 0.3704 | 0.4677 | 0.599 | 9:45 | 0.4372 | 0.9023 | 0.5378 | 0.117 | 9:45 | 1.0035 | 0.9279 | 0.6272 | 0.6827 | 9:45 | 0.3383 | 0.2105 | 0.2174 | 0.4889 | 9:45 | 0.4889 | 0.0458 | 0.1999 | 0.4469
|  | 40:15 | 0.5695 | 0.8573 | 0.4065 | 0.5906 | 0.9575 | 0.6763 | 0.7337 | 0.8421 | 0.6282 | 0.7598 | 0.8824 | 0.7692 | 0.3784 | 0.3478 | 0.1187 | 0.3474 | 0.3478 | 0.2646 | 0.1986 | 0.1942 | 0.5772 | 0.3918 | 0.4984 | 0.4001 | 10:00 | 0.4643 | 0.8887 | 0.6175 | 0.1678 | 10:00 | 0.989 | 0.9292 | 0.6541 | 0.7075 | 10:00 | 0.3678 | 0.1008 | 0.2363 | 0.3517 | 10:00 | 0.4034 | 0.0986 | 0.1387 | 0.2695
|  | 40:30 | 0.5151 | 0.8702 | 0.3653 | 0.548 | 0.8654 | 0.6364 | 0.6725 | 0.7559 | 0.5821 | 0.6894 | 0.8004 | 0.7297 | 0.4001 | 0.3514 | 0.1396 | 0.2074 | 0.3074 | 0.473 | 0.1365 | 0.1309 | 0.5874 | 0.4619 | 0.5081 | 0.3623 | 10:15 | 0.5187 | 0.8615 | 0.716 | 0.2493 | 10:15 | 0.9679 | 0.9374 | 0.6685 | 0.7435 | 10:15 | 0.3041 | 0.1571 | 0.316 | 0.4009 | 10:15 | 0.4198 | 0.1505 | 0.1378 | 0.2399
|  | 40:45 | 0.4697 | 0.8035 | 0.3335 | 0.5048 | 0.8114 | 0.5755 | 0.6314 | 0.7322 | 0.5308 | 0.6418 | 0.7557 | 0.6821 | 0.3186 | 0.3391 | 0.2087 | 0.3082 | 0.4473 | 0.4407 | 0.203 | 0.1917 | 0.6737 | 0.3677 | 0.4634 | 0.3782 | 10:30 | 0.4816 | 0.8765 | 0.6872 | 0.2759 | 10:30 | 0.9649 | 0.919 | 0.6518 | 0.7469 | 10:30 | 0.3116 | 0.2057 | 0.2537 | 0.4889 | 10:30 | 0.5093 | 0.1343 | 0.1203 | 0.1354
|  | 41:00 | 0.4043 | 0.7367 | 0.2789 | 0.4746 | 0.7393 | 0.5238 | 0.5883 | 0.694 | 0.4671 | 0.5875 | 0.6781 | 0.6262 | 0.2233 | 0.407 | 0.162 | 0.2757 | 0.4346 | 0.3359 | 0.1062 | 0.1596 | 0.6372 | 0.3562 | 0.5131 | 0.3876 | 10:45 | 0.447 | 0.9185 | 0.6719 | 0.3927 | 10:45 | 0.9261 | 0.9098 | 0.632 | 0.7896 | 10:45 | 0.2572 | 0.2031 | 0.3442 | 0.6448 | 10:45 | 0.6598 | 0 | 0.2648 | 0.183
|  | 41:15 | 0.3871 | 0.6907 | 0.2345 | 0.4219 | 0.6719 | 0.4812 | 0.5545 | 0.6739 | 0.4239 | 0.5509 | 0.6159 | 0.5638 | 0.3325 | 0.3626 | 0.1106 | 0.3115 | 0.3626 | 0.243 | 0.1823 | 0.1922 | 0.5771 | 0.4522 | 0.4815 | 0.392 | 11:00 | 0.4619 | 0.9527 | 0.6486 | 0.4463 | 11:00 | 0.9113 | 0.8704 | 0.6186 | 0.783 | 11:00 | 0.3548 | 0.1611 | 0.3105 | 0.6644 | 11:00 | 0.6947 | 0.1216 | 0.2358 | 0.2633
|  | 41:30 | 0.3266 | 0.5278 | 0.1828 | 0.3306 | 0.6164 | 0.3979 | 0.4737 | 0.6093 | 0.3422 | 0.471 | 0.5486 | 0.4849 | 0.4697 | 0.3501 | 0.0074 | 0.2878 | 0.3889 | 0.174 | 0.2059 | 0.1941 | 0.6941 | 0.4061 | 0.5306 | 0.3504 | 11:15 | 0.4423 | 0.9439 | 0.6005 | 0.5056 | 11:15 | 0.9394 | 0.8982 | 0.6333 | 0.7199 | 11:15 | 0.423 | 0.1126 | 0.3485 | 0.5426 | 11:15 | 0.6446 | 0.1162 | 0.3282 | 0.2119
|  | 41:45 | 0.2705 | 0.4205 | 0.1369 | 0.2183 | 0.5396 | 0.3014 | 0.4024 | 0.5537 | 0.2683 | 0.3791 | 0.4991 | 0.4312 | 0.5989 | 0.4899 | 0.0302 | 0.2019 | 0.3745 | 0.2458 | 0.1333 | 0.1536 | 0.6504 | 0.4323 | 0.4017 | 0.3569 | 11:30 | 0.4572 | 0.9256 | 0.6181 | 0.4935 | 11:30 | 0.9626 | 0.938 | 0.6363 | 0.6851 | 11:30 | 0.5066 | 0.1036 | 0.3685 | 0.4492 | 11:30 | 0.6343 | 0.1142 | 0.3242 | 0.2815
|  | 42:00 | 0.1657 | 0.2739 | 0.0591 | 0.1139 | 0.5082 | 0.2107 | 0.3485 | 0.4591 | 0.2067 | 0.3087 | 0.4233 | 0.3704 | 0.3215 | 0.4976 | 0.1693 | 0.2664 | 0.4229 | 0.2668 | 0.1171 | 0.1722 | 0.5818 | 0.4165 | 0.4083 | 0.3286 | 11:45 | 0.4977 | 0.8991 | 0.6011 | 0.4938 | 11:45 | 0.9414 | 0.9372 | 0.6481 | 0.6887 | 11:45 | 0.5112 | 0.1602 | 0.3715 | 0.4407 | 11:45 | 0.7535 | 0.2009 | 0.3747 | 0.2386
|  | 42:15 | 0.0306 | 0.1081 | 0 | 0 | 0.4574 | 0.1192 | 0.2701 | 0.3803 | 0.1457 | 0.2483 | 0.4102 | 0.2909 | 0.3411 | 0.3631 | 0.1131 | 0.33 | 0.3631 | 0.2502 | 0.2024 | 0.226 | 0.4514 | 0.4974 | 0.4892 | 0.3934 | 12:00 | 0.5063 | 0.8346 | 0.6268 | 0.484 | 12:00 | 0.9172 | 0.8937 | 0.6795 | 0.6728 | 12:00 | 0.5195 | 0.072 | 0.435 | 0.5054 | 12:00 | 0.715 | 0.3162 | 0.4687 | 0.2386
|  | 42:30 | 0.0137 | 0.0931 | 0 | 0 | 0.3408 | 0.0676 | 0.2109 | 0.2209 | 0.118 | 0.2015 | 0.3176 | 0.2145 | 0.2385 | 0.4532 | 0.0788 | 0.2753 | 0.4388 | 0.1981 | 0.3218 | 0.2665 | 0.4367 | 0.5909 | 0.5418 | 0.4595 | 12:15 | 0.5245 | 0.7828 | 0.5888 | 0.4484 | 12:15 | 0.8925 | 0.9157 | 0.6754 | 0.6737 | 12:15 | 0.5567 | 0.1584 | 0.2956 | 0.4488 | 12:15 | 0.7722 | 0.1455 | 0.3365 | 0.2155
|  | 42:45 | 0 | 0.0261 | 0 | 0 | 0.2083 | 0.0585 | 0.1421 | 0.1721 | 0.0762 | 0.1227 | 0.2456 | 0.1728 | 0.2101 | 0.2978 | 0.0702 | 0.265 | 0.3889 | 0.2209 | 0.3831 | 0.3921 | 0.2391 | 0.5147 | 0.6215 | 0.4334 | 12:30 | 0.5045 | 0.834 | 0.5632 | 0.4683 | 12:30 | 0.8663 | 0.9031 | 0.681 | 0.6541 | 12:30 | 0.4965 | 0.3117 | 0.3098 | 0.3991 | 12:30 | 0.7827 | 0.1003 | 0.3265 | 0.0444
|  | 43:00 | 0 | 0.0223 | 0 | 0 | 0.0756 | 0.0269 | 0.0727 | 0.1233 | 0.044 | 0.0625 | 0.165 | 0.123 | 0.3657 | 0.4097 | 0.0432 | 0.3087 | 0.3494 | 0.305 | 0.3859 | 0.3603 | 0.3527 | 0.6502 | 0.7248 | 0.3001 | 12:45 | 0.4692 | 0.8597 | 0.5916 | 0.4433 | 12:45 | 0.8693 | 0.9053 | 0.6875 | 0.6653 | 12:45 | 0.4856 | 0.3967 | 0.3705 | 0.3614 | 12:45 | 0.82 | 0.152 | 0.5121 | 0
|  | 43:15 | 0 | 0 | 0 | 0 | 0 | 0 | 0.0138 | 0.0364 | 0 | 0.0039 | 0.0997 | 0.0308 | 0.3794 | 0.4143 | 0.1218 | 0.3959 | 0.4143 | 0.2836 | 0.3708 | 0.3598 | 0.4186 | 0.531 | 0.627 | 0.5096 | 13:00 | 0.4657 | 0.9046 | 0.601 | 0.4358 | 13:00 | 0.8473 | 0.8848 | 0.6548 | 0.6741 | 13:00 | 0.4585 | 0.3138 | 0.256 | 0.2669 | 13:00 | 0.7247 | 0.0756 | 0.467 | 0.1446
|  | 43:30 | 0 | 0 | 0 | 0 | 0 | 0 | 0.0008 | 0 | 0 | 0 | 0.0621 | 0.0536 | 0.4166 | 0.5534 | 0.0662 | 0.3166 | 0.4369 | 0.4134 | 0.3464 | 0.436 | 0.3162 | 0.5117 | 0.7751 | 0.4602 | 13:15 | 0.4527 | 0.9667 | 0.6189 | 0.4493 | 13:15 | 0.8175 | 0.8672 | 0.6584 | 0.6743 | 13:15 | 0.3819 | 0.2392 | 0.2245 | 0.3345 | 13:15 | 0.652 | 0.1479 | 0.3905 | 0.1967
|  | 43:45 | 0 | 0 | 0 | 0 | 0 | 0 | 0.0246 | 0 | 0 | 0.0185 | 0.0383 | 0.0409 | 0.4229 | 0.6252 | 0.0183 | 0.4247 | 0.3664 | 0.3985 | 0.5262 | 0.469 | 0.221 | 0.6447 | 0.8342 | 0.4385 | 13:30 | 0.4771 | 0.9263 | 0.6555 | 0.4779 | 13:30 | 0.7822 | 0.8685 | 0.7118 | 0.7011 | 13:30 | 0.4745 | 0.3446 | 0.2065 | 0.3927 | 13:30 | 0.4992 | 0.1126 | 0.3618 | 0.2828
|  | 44:00 | 0 | 0 | 0 | 0 | 0 | 0 | 0.0152 | 0 | 0 | 0.0123 | 0 | 0.0259 | 0.5066 | 0.5554 | 0.1512 | 0.4694 | 0.4246 | 0.411 | 0.6261 | 0.4586 | 0.2364 | 0.7107 | 0.7223 | 0.4634 | 13:45 | 0.4324 | 0.9062 | 0.6283 | 0.4851 | 13:45 | 0.7487 | 0.8672 | 0.7078 | 0.7017 | 13:45 | 0.4924 | 0.3295 | 0.1132 | 0.4012 | 13:45 | 0.6217 | 0.0724 | 0.1776 | 0.1388
|  | 44:15 | 0 | 0 | 0 | 0 | 0 | 0 | 0 | 0 | 0 | 0 | 0 | 0 | 0.4157 | 0.4738 | 0.1305 | 0.4771 | 0.4738 | 0.3206 | 0.5927 | 0.5102 | 0.3859 | 0.6077 | 0.7515 | 0.6308 | 14:00 | 0.4452 | 0.9328 | 0.671 | 0.4847 | 14:00 | 0.7407 | 0.8813 | 0.7012 | 0.6889 | 14:00 | 0.487 | 0.286 | 0.1015 | 0.2887 | 14:00 | 0.5459 | 0.1007 | 0.3483 | 0.1271
|  | 44:30 | 0 | 0 | 0 | 0 | 0 | 0 | 0 | 0 | 0 | 0 | 0 | 0 | 0.3752 | 0.548 | 0.1884 | 0.527 | 0.6304 | 0.3872 | 0.4594 | 0.4529 | 0.4953 | 0.5715 | 0.8293 | 0.6926 | 14:15 | 0.4102 | 0.9513 | 0.6936 | 0.505 | 14:15 | 0.7328 | 0.8717 | 0.7259 | 0.7178 | 14:15 | 0.3208 | 0.1641 | 0.211 | 0.3135 | 14:15 | 0.455 | 0.139 | 0.3359 | 0.1995
|  | 44:45 | 0 | 0 | 0 | 0 | 0 | 0 | 0 | 0 | 0 | 0 | 0 | 0 | 0.2926 | 0.4644 | 0.1618 | 0.6601 | 0.5638 | 0.423 | 0.6849 | 0.4875 | 0.3845 | 0.5928 | 0.8457 | 0.7335 | 14:30 | 0.3984 | 0.9368 | 0.6879 | 0.4931 | 14:30 | 0.6411 | 0.8611 | 0.7169 | 0.7064 | 14:30 | 0.3869 | 0.1409 | 0.2533 | 0.3209 | 14:30 | 0.3825 | 0.0951 | 0.3683 | 0.1889
|  | 45:00 | 0 | 0 | 0 | 0 | 0 | 0 | 0 | 0 | 0 | 0 | 0 | 0 | 0.2534 | 0.5342 | 0.1647 | 0.6695 | 0.5958 | 0.4009 | 0.7181 | 0.4144 | 0.4029 | 0.6451 | 0.8028 | 0.8265 | 14:45 | 0.407 | 0.9104 | 0.7033 | 0.5172 | 14:45 | 0.5377 | 0.8186 | 0.6718 | 0.7196 | 14:45 | 0.3766 | 0.1229 | 0.2736 | 0.3746 | 14:45 | 0.4631 | 0.1562 | 0.4015 | 0.1965
|  | 45:15 | 0 | 0 | 0 | 0 | 0 | 0 | 0 | 0 | 0 | 0 | 0 | 0 | 0.4312 | 0.5824 | 0.1362 | 0.548 | 0.5824 | 0.3542 | 0.6591 | 0.5195 | 0.3469 | 0.5982 | 0.7292 | 0.6244 | 15:00 | 0.4078 | 0.921 | 0.7159 | 0.5432 | 15:00 | 0.4709 | 0.8038 | 0.6213 | 0.7119 | 15:00 | 0.4103 | 0.0608 | 0.26 | 0.4008 | 15:00 | 0.3503 | 0.1608 | 0.4055 | 0.2744
|  | 45:30 | 0 | 0 | 0 | 0 | 0 | 0 | 0 | 0 | 0 | 0 | 0 | 0 | 0.4391 | 0.5856 | 0.1478 | 0.6854 | 0.6771 | 0.4264 | 0.619 | 0.5513 | 0.2547 | 0.6765 | 0.8998 | 0.5632 | 15:15 | 0.4208 | 0.9239 | 0.7492 | 0.5566 | 15:15 | 0.3958 | 0.8016 | 0.6274 | 0.7186 | 15:15 | 0.3404 | 0.1235 | 0.2043 | 0.3482 | 15:15 | 0.441 | 0.1786 | 0.4466 | 0.1988
|  | 45:45 | 0 | 0 | 0 | 0 | 0 | 0 | 0 | 0 | 0 | 0 | 0 | 0 | 0.4738 | 0.5922 | 0.0968 | 0.6476 | 0.6957 | 0.3399 | 0.7401 | 0.5669 | 0.3277 | 0.58 | 0.8456 | 0.5907 | 15:30 | 0.3239 | 0.9253 | 0.6979 | 0.5099 | 15:30 | 0.492 | 0.8051 | 0.5555 | 0.6781 | 15:30 | 0.3824 | 0.1901 | 0.2685 | 0.489 | 15:30 | 0.5436 | 0.0911 | 0.5579 | 0.2391
|  | 46:00 | 0 | 0 | 0 | 0 | 0 | 0 | 0 | 0 | 0 | 0 | 0 | 0 | 0.3906 | 0.5872 | 0.0953 | 0.4651 | 0.629 | 0.3447 | 0.7541 | 0.6212 | 0.3495 | 0.5003 | 0.8176 | 0.5735 | 15:45 | 0.2444 | 0.9223 | 0.6426 | 0.5154 | 15:45 | 0.5739 | 0.8368 | 0.5534 | 0.6617 | 15:45 | 0.3548 | 0.1422 | 0.1431 | 0.4323 | 15:45 | 0.5568 | 0.1695 | 0.4795 | 0.1244
|  | 46:15 | 0 | 0 | 0 | 0 | 0 | 0 | 0 | 0 | 0 | 0 | 0 | 0 | 0.4375 | 0.6135 | 0.1428 | 0.5374 | 0.6135 | 0.3602 | 0.7468 | 0.6261 | 0.2849 | 0.5539 | 0.7575 | 0.6635 | 16:00 | 0.1755 | 0.9334 | 0.5897 | 0.4865 | 16:00 | 0.6852 | 0.8301 | 0.5119 | 0.605 | 16:00 | 0.2708 | 0 | 0.1682 | 0.3276 | 16:00 | 0.4984 | 0.208 | 0.4975 | 0.125
|  | 46:30 | 0 | 0 | 0 | 0 | 0 | 0 | 0 | 0 | 0 | 0 | 0 | 0 | 0.3583 | 0.5689 | 0.2028 | 0.6075 | 0.6862 | 0.3203 | 0.762 | 0.6465 | 0.1974 | 0.4616 | 0.7147 | 0.7028 | 16:15 | 0.0789 | 0.9086 | 0.5724 | 0.4715 | 16:15 | 0.7843 | 0.863 | 0.4792 | 0.5902 | 16:15 | 0.3367 | 0.1341 | 0.1925 | 0.32 | 16:15 | 0.5192 | 0.1831 | 0.4563 | 0.2296
|  | 46:45 | 0 | 0 | 0 | 0 | 0 | 0 | 0 | 0 | 0 | 0 | 0 | 0 | 0.3159 | 0.6642 | 0.2209 | 0.6722 | 0.6536 | 0.2428 | 0.8424 | 0.4951 | 0.2447 | 0.4841 | 0.7911 | 0.649 | 16:30 | 0.0825 | 0.8687 | 0.4298 | 0.3484 | 16:30 | 0.7271 | 0.8598 | 0.422 | 0.519 | 16:30 | 0.3639 | 0.2634 | 0.2673 | 0.215 | 16:30 | 0.4199 | 0.2254 | 0.3272 | 0.1502
|  | 47:00 | 0 | 0 | 0 | 0 | 0 | 0 | 0 | 0 | 0 | 0 | 0 | 0 | 0.4006 | 0.8141 | 0.1565 | 0.6773 | 0.6256 | 0.3765 | 0.822 | 0.5839 | 0.2545 | 0.5528 | 0.8823 | 0.7865 | 16:45 | 0.0931 | 0.8529 | 0.2824 | 0.2326 | 16:45 | 0.6276 | 0.8565 | 0.3297 | 0.4272 | 16:45 | 0.4849 | 0.3012 | 0.3022 | 0.3151 | 16:45 | 0.3618 | 0.1405 | 0.344 | 0.2575
|  | 47:15 | 0 | 0 | 0 | 0 | 0 | 0 | 0 | 0 | 0 | 0 | 0 | 0 | 0.4962 | 0.7185 | 0.1676 | 0.629 | 0.7185 | 0.4173 | 0.7453 | 0.7021 | 0.2484 | 0.4782 | 0.7838 | 0.6862 | 17:00 | 0.1142 | 0.8147 | 0.1571 | 0.1118 | 17:00 | 0.4919 | 0.8662 | 0.2495 | 0.2985 | 17:00 | 0.3783 | 0.3058 | 0.2815 | 0.3654 | 17:00 | 0.4869 | 0.1712 | 0.4527 | 0.2844
|  | 47:30 | 0 | 0 | 0 | 0 | 0 | 0 | 0 | 0 | 0 | 0 | 0 | 0 | 0.4829 | 0.5282 | 0.1973 | 0.7235 | 0.7505 | 0.4131 | 0.6536 | 0.6208 | 0.366 | 0.3765 | 0.7059 | 0.7732 | 17:15 | 0.1294 | 0.7905 | 0 | 0 | 17:15 | 0.4622 | 0.7987 | 0.1415 | 0.2317 | 17:15 | 0.4801 | 0.1746 | 0.1662 | 0.3813 | 17:15 | 0.5406 | 0.2289 | 0.4799 | 0.2813
|  | 47:45 | 0 | 0 | 0 | 0 | 0 | 0 | 0 | 0 | 0 | 0 | 0 | 0 | 0.4462 | 0.5125 | 0.2623 | 0.5779 | 0.6511 | 0.3905 | 0.5684 | 0.6783 | 0.3126 | 0.2943 | 0.6806 | 0.6607 | 17:30 | 0.1019 | 0.6535 | 0 | 0 | 17:30 | 0.4243 | 0.7469 | 0.0857 | 0.1872 | 17:30 | 0.4694 | 0.1813 | 0.1246 | 0.2733 | 17:30 | 0.69 | 0.2167 | 0.5377 | 0.3304
|  | 48:00 | 0 | 0 | 0 | 0 | 0 | 0 | 0 | 0 | 0 | 0 | 0 | 0 | 0.4026 | 0.5376 | 0.2198 | 0.5318 | 0.4953 | 0.3708 | 0.6761 | 0.6099 | 0.2165 | 0.3365 | 0.5807 | 0.5763 | 17:45 | 0.0789 | 0.5289 | 0 | 0 | 17:45 | 0.3561 | 0.6793 | 0.0932 | 0.1386 | 17:45 | 0.3937 | 0.1857 | 0.1242 | 0.2818 | 17:45 | 0.7478 | 0.1813 | 0.516 | 0.2943
Jul |  | 0:15 | 0 | 0 | 0 | 0 | 0 | 0 | 0 | 0 | 0 | 0 | 0 | 0 | 0.3864 | 0.5017 | 0.1334 | 0.4849 | 0.5017 | 0.3183 | 0.5625 | 0.5888 | 0.3206 | 0.4366 | 0.5347 | 0.5212 | 18:00 | 0.0308 | 0.4459 | 0 | 0 | 18:00 | 0.332 | 0.6017 | 0.0579 | 0.0856 | 18:00 | 0.5286 | 0.2003 | 0.2212 | 0.3728 | 18:00 | 0.6721 | 0.2086 | 0.5022 | 0.2518
|  | 0:30 | 0 | 0 | 0 | 0 | 0 | 0 | 0 | 0 | 0 | 0 | 0 | 0 | 0.3238 | 0.4901 | 0.1872 | 0.5119 | 0.4433 | 0.4044 | 0.6892 | 0.5719 | 0.2685 | 0.2942 | 0.5985 | 0.614 | 18:15 | 0 | 0.3049 | 0 | 0 | 18:15 | 0.2942 | 0.5401 | 0 | 0 | 18:15 | 0.6373 | 0.2606 | 0.1791 | 0.49 | 18:15 | 0.6123 | 0.2509 | 0.5779 | 0.3626
|  | 0:45 | 0 | 0 | 0 | 0 | 0 | 0 | 0 | 0 | 0 | 0 | 0 | 0 | 0.2482 | 0.5131 | 0.1666 | 0.4268 | 0.3607 | 0.3546 | 0.6902 | 0.5084 | 0.3202 | 0.3426 | 0.6481 | 0.7656 | 18:30 | 0 | 0.212 | 0 | 0 | 18:30 | 0.2191 | 0.4321 | 0 | 0 | 18:30 | 0.6048 | 0.2665 | 0.2269 | 0.4268 | 18:30 | 0.6363 | 0.301 | 0.5977 | 0.3557
|  | 1:00 | 0 | 0 | 0 | 0 | 0 | 0 | 0 | 0 | 0 | 0 | 0 | 0 | 0.2712 | 0.4033 | 0.0746 | 0.4375 | 0.3615 | 0.2941 | 0.542 | 0.4973 | 0.186 | 0.342 | 0.6768 | 0.6776 | 18:45 | 0 | 0.1525 | 0 | 0 | 18:45 | 0.1607 | 0.3213 | 0 | 0 | 18:45 | 0.567 | 0.1406 | 0.284 | 0.4006 | 18:45 | 0.7096 | 0.3517 | 0.6388 | 0.371
|  | 1:15 | 0 | 0 | 0 | 0 | 0 | 0 | 0 | 0 | 0 | 0 | 0 | 0 | 0.3146 | 0.4357 | 0.1032 | 0.3852 | 0.4357 | 0.2584 | 0.4352 | 0.5795 | 0.2356 | 0.2946 | 0.4855 | 0.464 | 19:00 | 0 | 0.0812 | 0 | 0 | 19:00 | 0.0982 | 0.2174 | 0 | 0 | 19:00 | 0.674 | 0.2369 | 0.2862 | 0.3764 | 19:00 | 0.74 | 0.3666 | 0.528 | 0.3744
|  | 1:30 | 0 | 0 | 0 | 0 | 0 | 0 | 0 | 0 | 0 | 0 | 0 | 0 | 0.3996 | 0.5166 | 0 | 0.3493 | 0.4801 | 0.2128 | 0.5426 | 0.6137 | 0.2422 | 0.3246 | 0.5362 | 0.4729 | 19:15 | 0 | 0 | 0 | 0 | 19:15 | 0.0161 | 0.1297 | 0 | 0 | 19:15 | 0.6904 | 0.3028 | 0.3543 | 0.4638 | 19:15 | 0.777 | 0.364 | 0.4977 | 0.4861
|  | 1:45 | 0 | 0 | 0 | 0 | 0 | 0 | 0 | 0 | 0 | 0 | 0 | 0 | 0.4814 | 0.4793 | 0.0647 | 0.3445 | 0.4732 | 0.1461 | 0.4642 | 0.5807 | 0.2281 | 0.2664 | 0.6489 | 0.5072 | 19:30 | 0 | 0 | 0 | 0 | 19:30 | 0 | 0.1275 | 0 | 0 | 19:30 | 0.8177 | 0.3456 | 0.5103 | 0.4944 | 19:30 | 0.9019 | 0.422 | 0.5345 | 0.3485
|  | 2:00 | 0 | 0 | 0 | 0 | 0 | 0 | 0 | 0 | 0 | 0 | 0 | 0 | 0.3363 | 0.3915 | 0.0346 | 0.4023 | 0.367 | 0.2818 | 0.4828 | 0.5405 | 0.0787 | 0.2933 | 0.6802 | 0.5338 | 19:45 | 0 | 0 | 0 | 0 | 19:45 | 0.0073 | 0.0673 | 0 | 0 | 19:45 | 0.8191 | 0.367 | 0.4179 | 0.4904 | 19:45 | 0.8508 | 0.5199 | 0.4853 | 0.4085
|  | 2:15 | 0 | 0 | 0 | 0 | 0 | 0 | 0 | 0 | 0 | 0 | 0 | 0 | 0.2951 | 0.4027 | 0.0996 | 0.371 | 0.4027 | 0.2446 | 0.4515 | 0.556 | 0.168 | 0.2664 | 0.4993 | 0.4585 | 20:00 | 0 | 0 | 0 | 0 | 20:00 | 0.018 | 0.0311 | 0 | 0 | 20:00 | 0.6724 | 0.3693 | 0.4915 | 0.3832 | 20:00 | 0.924 | 0.5159 | 0.4142 | 0.5361
|  | 2:30 | 0 | 0 | 0 | 0 | 0 | 0 | 0 | 0 | 0 | 0 | 0 | 0 | 0.2286 | 0.4197 | 0.0853 | 0.355 | 0.5035 | 0.1939 | 0.3427 | 0.5424 | 0.1556 | 0.2463 | 0.4607 | 0.4034 | 20:15 | 0 | 0 | 0 | 0 | 20:15 | 0 | 0 | 0 | 0 | 20:15 | 0.708 | 0.3284 | 0.5582 | 0.4365 | 20:15 | 0.8784 | 0.4893 | 0.4199 | 0.6013
|  | 2:45 | 0 | 0 | 0 | 0 | 0 | 0 | 0 | 0 | 0 | 0 | 0 | 0 | 0.3933 | 0.3783 | 0 | 0.445 | 0.5628 | 0.1689 | 0.3973 | 0.5365 | 0.2374 | 0.1409 | 0.5195 | 0.3225 | 20:30 | 0 | 0 | 0 | 0 | 20:30 | 0 | 0 | 0 | 0 | 20:30 | 0.7689 | 0.3605 | 0.62 | 0.4176 | 20:30 | 0.9219 | 0.5674 | 0.42 | 0.5032
|  | 3:00 | 0 | 0 | 0 | 0 | 0 | 0 | 0 | 0 | 0 | 0 | 0 | 0 | 0.408 | 0.4793 | 0.1142 | 0.504 | 0.5351 | 0.2142 | 0.3709 | 0.5669 | 0.2481 | 0.1937 | 0.5574 | 0.3489 | 20:45 | 0 | 0 | 0 | 0 | 20:45 | 0 | 0 | 0 | 0 | 20:45 | 0.6584 | 0.3775 | 0.5466 | 0.276 | 20:45 | 0.8966 | 0.442 | 0.4987 | 0.6359
|  | 3:15 | 0 | 0 | 0 | 0 | 0 | 0 | 0 | 0 | 0 | 0 | 0 | 0 | 0.3288 | 0.4327 | 0.1064 | 0.4161 | 0.4327 | 0.2694 | 0.3977 | 0.507 | 0.1685 | 0.26 | 0.467 | 0.4249 | 21:00 | 0 | 0 | 0 | 0 | 21:00 | 0 | 0 | 0 | 0 | 21:00 | 0.7597 | 0.4926 | 0.6501 | 0.4133 | 21:00 | 0.8188 | 0.4517 | 0.5337 | 0.6203
|  | 3:30 | 0 | 0 | 0 | 0 | 0 | 0 | 0 | 0 | 0 | 0 | 0 | 0 | 0.3828 | 0.4619 | 0.018 | 0.506 | 0.4334 | 0.2164 | 0.5283 | 0.4724 | 0 | 0.3951 | 0.369 | 0.3492 | 21:15 | 0 | 0 | 0 | 0 | 21:15 | 0 | 0 | 0 | 0 | 21:15 | 0.7866 | 0.3615 | 0.6218 | 0.4514 | 21:15 | 0.8222 | 0.5203 | 0.452 | 0.5725
|  | 3:45 | 0 | 0 | 0 | 0 | 0 | 0 | 0 | 0 | 0 | 0 | 0 | 0 | 0.4626 | 0.4191 | 0 | 0.5156 | 0.5234 | 0.3237 | 0.4045 | 0.5544 | 0.03 | 0.3236 | 0.4878 | 0.4717 | 21:30 | 0 | 0 | 0 | 0 | 21:30 | 0 | 0 | 0 | 0 | 21:30 | 0.892 | 0.3234 | 0.5649 | 0.442 | 21:30 | 0.7464 | 0.4439 | 0.4351 | 0.5681
|  | 4:00 | 0 | 0 | 0 | 0 | 0 | 0 | 0 | 0 | 0 | 0 | 0 | 0 | 0.405 | 0.3852 | 0.0827 | 0.5237 | 0.5263 | 0.2333 | 0.3957 | 0.5317 | 0.0494 | 0.2334 | 0.5084 | 0.5048 | 21:45 | 0 | 0 | 0 | 0 | 21:45 | 0 | 0 | 0 | 0 | 21:45 | 0.934 | 0.4254 | 0.4827 | 0.5194 | 21:45 | 0.8186 | 0.4948 | 0.3907 | 0.49
|  | 4:15 | 0 | 0 | 0 | 0 | 0 | 0 | 0 | 0 | 0 | 0 | 0 | 0 | 0.3091 | 0.4037 | 0.1012 | 0.4037 | 0.4037 | 0.2559 | 0.3448 | 0.4612 | 0.1351 | 0.2717 | 0.4848 | 0.4142 | 22:00 | 0 | 0 | 0 | 0 | 22:00 | 0 | 0 | 0 | 0 | 22:00 | 0.8901 | 0.3941 | 0.6257 | 0.4549 | 22:00 | 0.8826 | 0.5459 | 0.5248 | 0.4401
|  | 4:30 | 0 | 0 | 0 | 0 | 0 | 0 | 0 | 0 | 0 | 0 | 0 | 0 | 0.3057 | 0.4429 | 0.1445 | 0.4231 | 0.3679 | 0.2916 | 0.2079 | 0.4319 | 0.1986 | 0.3682 | 0.4846 | 0.3751 | 22:15 | 0 | 0 | 0 | 0 | 22:15 | 0 | 0 | 0 | 0 | 22:15 | 0.7988 | 0.4139 | 0.5731 | 0.4958 | 22:15 | 0.7639 | 0.5318 | 0.5144 | 0.527
|  | 4:45 | 0 | 0 | 0 | 0 | 0 | 0 | 0.003 | 0 | 0 | 0 | 0 | 0 | 0.2781 | 0.3957 | 0.1436 | 0.3592 | 0.3918 | 0.2312 | 0.192 | 0.3615 | 0.2234 | 0.2542 | 0.4324 | 0.4169 | 22:30 | 0 | 0 | 0 | 0 | 22:30 | 0 | 0 | 0 | 0 | 22:30 | 0.7306 | 0.4065 | 0.6789 | 0.4238 | 22:30 | 0.8319 | 0.4793 | 0.5206 | 0.4772
|  | 5:00 | 0 | 0 | 0 | 0 | 0 | 0 | 0.0128 | 0 | 0 | 0 | 0 | 0 | 0.4086 | 0.4226 | 0.1222 | 0.4713 | 0.3688 | 0.2736 | 0.1717 | 0.359 | 0.1761 | 0.37 | 0.439 | 0.3789 | 22:45 | 0 | 0 | 0 | 0 | 22:45 | 0 | 0 | 0 | 0 | 22:45 | 0.619 | 0.5034 | 0.7861 | 0.4508 | 22:45 | 0.7162 | 0.453 | 0.5064 | 0.5023
|  | 5:15 | 0 | 0 | 0 | 0 | 0 | 0 | 0.0122 | 0.0076 | 0.0082 | 0.0003 | 0.0049 | 0.0066 | 0.3345 | 0.3966 | 0.1058 | 0.4301 | 0.3966 | 0.2693 | 0.3065 | 0.4072 | 0.1284 | 0.2631 | 0.4413 | 0.3747 | 23:00 | 0 | 0 | 0 | 0 | 23:00 | 0 | 0 | 0 | 0 | 23:00 | 0.7069 | 0.582 | 0.6235 | 0.4238 | 23:00 | 0.5918 | 0.4382 | 0.5852 | 0.3672
|  | 5:30 | 0 | 0 | 0 | 0 | 0 | 0 | 0.0545 | 0.0755 | 0.044 | 0.0314 | 0.0604 | 0.0423 | 0.328 | 0.4007 | 0.1243 | 0.2768 | 0.4407 | 0.1727 | 0.3987 | 0.3852 | 0.1176 | 0.2691 | 0.4989 | 0.4303 | 23:15 | 0 | 0 | 0 | 0 | 23:15 | 0 | 0 | 0 | 0 | 23:15 | 0.7994 | 0.5264 | 0.5723 | 0.4117 | 23:15 | 0.5406 | 0.5344 | 0.5581 | 0.4378
|  | 5:45 | 0 | 0 | 0 | 0 | 0 | 0 | 0.1209 | 0.1048 | 0.0852 | 0.0318 | 0.1123 | 0.1002 | 0.2153 | 0.403 | 0.1525 | 0.3506 | 0.4038 | 0.3373 | 0.3426 | 0.2767 | 0.2306 | 0.2252 | 0.4398 | 0.4185 | 23:30 | 0 | 0 | 0 | 0 | 23:30 | 0 | 0 | 0 | 0 | 23:30 | 0.7773 | 0.5522 | 0.7278 | 0.5331 | 23:30 | 0.5934 | 0.5777 | 0.3952 | 0.4293
|  | 6:00 | 0 | 0 | 0 | 0 | 0 | 0 | 0.1708 | 0.1696 | 0.138 | 0.0707 | 0.1402 | 0.1368 | 0.2537 | 0.2809 | 0.1511 | 0.3781 | 0.3199 | 0.2442 | 0.4584 | 0.2591 | 0.2252 | 0.2604 | 0.4265 | 0.4381 | 23:45 | 0 | 0 | 0 | 0 | 23:45 | 0 | 0 | 0 | 0 | 23:45 | 0.7178 | 0.6146 | 0.7262 | 0.4631 | 23:45 | 0.815 | 0.5917 | 0.4453 | 0.4743
|  | 6:15 | 0 | 0 | 0 | 0 | 0 | 0 | 0.2479 | 0.2222 | 0.1774 | 0.0912 | 0.1848 | 0.1847 | 0.3093 | 0.3317 | 0.1039 | 0.4258 | 0.3317 | 0.2529 | 0.3033 | 0.3466 | 0.1293 | 0.265 | 0.3828 | 0.3314 | 0:00 | 0 | 0 | 0 | 0 | 0:00 | 0 | 0 | 0 | 0 | 0:00 | 0.7842 | 0.7025 | 0.7858 | 0.3873 | 0:00 | 0.9016 | 0.4734 | 0.5455 | 0.5639
|  | 6:30 | 0 | 0 | 0 | 0 | 0 | 0 | 0.3286 | 0.323 | 0.2496 | 0.1863 | 0.3204 | 0.2859 | 0.1976 | 0.2999 | 0.1695 | 0.4535 | 0.1996 | 0.2894 | 0.2392 | 0.3346 | 0.1074 | 0.2869 | 0.4482 | 0.3327
|  | 6:45 | 0.0055 | 0.0331 | 0 | 0 | 0 | 0.0084 | 0.395 | 0.435 | 0.3043 | 0.2855 | 0.4523 | 0.3766 | 0.1469 | 0.2951 | 0.1726 | 0.3358 | 0.2539 | 0.3663 | 0.1687 | 0.3321 | 0.1161 | 0.2471 | 0.3514 | 0.376
|  | 7:00 | 0.0672 | 0.0475 | 0 | 0 | 0 | 0.008 | 0.4903 | 0.546 | 0.3802 | 0.383 | 0.5804 | 0.4656 | 0.2107 | 0.2374 | 0.1913 | 0.3227 | 0.1756 | 0.2675 | 0.2977 | 0.4514 | 0.2091 | 0.3255 | 0.2324 | 0.3113
|  | 7:15 | 0.0704 | 0.0575 | 0 | 0 | 0 | 0.0256 | 0.5476 | 0.5893 | 0.4836 | 0.4995 | 0.6685 | 0.5577 | 0.2373 | 0.2618 | 0.0827 | 0.331 | 0.2618 | 0.1969 | 0.2244 | 0.3051 | 0.1958 | 0.2528 | 0.2691 | 0.263
|  | 7:30 | 0.1734 | 0.11 | 0.0246 | 0.0332 | 0.0742 | 0.0949 | 0.6119 | 0.6821 | 0.548 | 0.5572 | 0.7213 | 0.6009 | 0.2754 | 0.2377 | 0.1019 | 0.2665 | 0.195 | 0.1065 | 0.1265 | 0.3174 | 0.2697 | 0.2686 | 0.1504 | 0.3151
|  | 7:45 | 0.2694 | 0.1222 | 0.059 | 0.0846 | 0.136 | 0.1579 | 0.6472 | 0.751 | 0.588 | 0.6219 | 0.7644 | 0.6729 | 0.2485 | 0.1426 | 0.2068 | 0.1459 | 0.3055 | 0.1071 | 0.1167 | 0.4138 | 0.398 | 0.1591 | 0.1713 | 0.1683
|  | 8:00 | 0.3747 | 0.2532 | 0.0697 | 0.1048 | 0.2065 | 0.2161 | 0.737 | 0.7859 | 0.6284 | 0.6937 | 0.8187 | 0.7351 | 0.2329 | 0.1755 | 0.1947 | 0.0941 | 0.3606 | 0.0386 | 0.1717 | 0.3716 | 0.3034 | 0.1299 | 0.1744 | 0.1257
|  | 8:15 | 0.4491 | 0.308 | 0.0878 | 0.1251 | 0.3326 | 0.2605 | 0.7962 | 0.8375 | 0.6949 | 0.7369 | 0.8698 | 0.7871 | 0.1774 | 0.2118 | 0.0608 | 0.2452 | 0.2118 | 0.1483 | 0.1607 | 0.265 | 0.2859 | 0.276 | 0.1808 | 0.2138
|  | 8:30 | 0.5451 | 0.3507 | 0.1693 | 0.2102 | 0.4723 | 0.344 | 0.7891 | 0.8252 | 0.7103 | 0.7638 | 0.8652 | 0.8125 | 0.3058 | 0.1957 | 0 | 0.1894 | 0.199 | 0.216 | 0.1815 | 0.3952 | 0.3685 | 0.2611 | 0.0971 | 0.2414
|  | 8:45 | 0.6414 | 0.4822 | 0.262 | 0.2944 | 0.6252 | 0.45 | 0.7873 | 0.8615 | 0.7332 | 0.8087 | 0.8818 | 0.8193 | 0.2857 | 0.1148 | 0 | 0.1824 | 0.2275 | 0.1445 | 0.1685 | 0.3093 | 0.3136 | 0.034 | 0.0646 | 0.2104
|  | 9:00 | 0.7099 | 0.5923 | 0.3716 | 0.3415 | 0.7938 | 0.5485 | 0.8279 | 0.8932 | 0.7488 | 0.8417 | 0.8903 | 0.8593 | 0.3003 | 0.0991 | 0 | 0.2847 | 0.1474 | 0.1086 | 0.171 | 0.2497 | 0.2584 | 0.1807 | 0.1836 | 0.1107
|  | 9:15 | 0.7784 | 0.6517 | 0.4574 | 0.418 | 0.9313 | 0.6474 | 0.8857 | 0.8901 | 0.7889 | 0.8602 | 0.9142 | 0.8678 | 0.1587 | 0.1817 | 0.0578 | 0.1933 | 0.1817 | 0.1279 | 0.1008 | 0.1949 | 0.2515 | 0.2485 | 0.1437 | 0.1674
|  | 9:30 | 0.8071 | 0.679 | 0.4909 | 0.4486 | 0.9056 | 0.6469 | 0.9251 | 0.8453 | 0.8153 | 0.8638 | 0.9315 | 0.8805 | 0.2888 | 0.2357 | 0.1623 | 0.317 | 0.1932 | 0.0376 | 0.1255 | 0.0459 | 0.3006 | 0.2526 | 0.0746 | 0.1515
|  | 9:45 | 0.8575 | 0.7222 | 0.544 | 0.4554 | 0.9023 | 0.667 | 0.9062 | 0.8288 | 0.8094 | 0.8488 | 0.9279 | 0.861 | 0.3573 | 0.2829 | 0.279 | 0.1973 | 0.2105 | 0.0556 | 0.264 | 0.1715 | 0.3504 | 0.3632 | 0.0458 | 0.1796
|  | 10:00 | 0.8411 | 0.7558 | 0.5748 | 0.4863 | 0.8887 | 0.7024 | 0.8621 | 0.9002 | 0.7981 | 0.865 | 0.9292 | 0.8456 | 0.2797 | 0.3025 | 0.1981 | 0.1081 | 0.1008 | 0.0555 | 0.2243 | 0.2374 | 0.3037 | 0.3128 | 0.0986 | 0.215
|  | 10:15 | 0.8407 | 0.7584 | 0.6106 | 0.5375 | 0.8615 | 0.7217 | 0.8605 | 0.9074 | 0.7938 | 0.8673 | 0.9374 | 0.8733 | 0.1475 | 0.1571 | 0.0546 | 0.1618 | 0.1571 | 0.1143 | 0.1075 | 0.1838 | 0.2577 | 0.1965 | 0.1505 | 0.1674
|  | 10:30 | 0.8608 | 0.8107 | 0.6176 | 0.5673 | 0.8765 | 0.7666 | 0.8575 | 0.9046 | 0.8003 | 0.8546 | 0.919 | 0.8632 | 0.1335 | 0.2422 | 0.0032 | 0.1908 | 0.2057 | 0.0754 | 0.1186 | 0.151 | 0.282 | 0.1783 | 0.1343 | 0.1557
|  | 10:45 | 0.9012 | 0.8478 | 0.5915 | 0.6121 | 0.9185 | 0.7751 | 0.8579 | 0.9643 | 0.7928 | 0.8337 | 0.9098 | 0.876 | 0.2149 | 0.1451 | 0.0501 | 0.2131 | 0.2031 | 0 | 0.1952 | 0.2047 | 0.3828 | 0.2456 | 0 | 0.1022
|  | 11:00 | 0.8957 | 0.8658 | 0.6257 | 0.6416 | 0.9527 | 0.7813 | 0.8498 | 0.9326 | 0.7738 | 0.8091 | 0.8704 | 0.8463 | 0.2338 | 0.2003 | 0.1485 | 0.2425 | 0.1611 | 0.0474 | 0.2332 | 0.291 | 0.4924 | 0.2704 | 0.1216 | 0.017
|  | 11:15 | 0.9263 | 0.8686 | 0.6247 | 0.6802 | 0.9439 | 0.8087 | 0.8258 | 0.8888 | 0.8063 | 0.8297 | 0.8982 | 0.8498 | 0.1321 | 0.1126 | 0.0461 | 0.1367 | 0.1126 | 0.0962 | 0.0791 | 0.1675 | 0.2162 | 0.1694 | 0.1162 | 0.1374
|  | 11:30 | 0.8807 | 0.8435 | 0.6244 | 0.6965 | 0.9256 | 0.795 | 0.8071 | 0.8739 | 0.7931 | 0.7976 | 0.938 | 0.8372 | 0.2133 | 0.0694 | 0 | 0.3666 | 0.1036 | 0.2586 | 0.042 | 0.1879 | 0.2442 | 0.1813 | 0.1142 | 0.2432
|  | 11:45 | 0.9149 | 0.7822 | 0.6329 | 0.7185 | 0.8991 | 0.7889 | 0.8068 | 0.8516 | 0.8039 | 0.822 | 0.9372 | 0.8642 | 0.1942 | 0.1721 | 0 | 0.3053 | 0.1602 | 0.3116 | 0 | 0.0554 | 0.3395 | 0.1489 | 0.2009 | 0.2223
|  | 12:00 | 0.8852 | 0.7338 | 0.6152 | 0.6838 | 0.8346 | 0.7801 | 0.7811 | 0.859 | 0.8088 | 0.8094 | 0.8937 | 0.8453 | 0.2986 | 0.1448 | 0 | 0.254 | 0.072 | 0.2441 | 0.1112 | 0.0846 | 0.4105 | 0.1763 | 0.3162 | 0.146
|  | 12:15 | 0.882 | 0.7132 | 0.5814 | 0.7039 | 0.7828 | 0.7326 | 0.8067 | 0.8584 | 0.8338 | 0.832 | 0.9157 | 0.8493 | 0.1646 | 0.1584 | 0.044 | 0.1675 | 0.1584 | 0.1161 | 0.0974 | 0.1474 | 0.3721 | 0.2092 | 0.1455 | 0.1692
|  | 12:30 | 0.9145 | 0.7817 | 0.5462 | 0.7028 | 0.834 | 0.7527 | 0.8409 | 0.8243 | 0.8638 | 0.8065 | 0.9031 | 0.8198 | 0.3999 | 0.245 | 0.128 | 0.2934 | 0.3117 | 0.088 | 0 | 0.2994 | 0.4149 | 0.2212 | 0.1003 | 0.2297
|  | 12:45 | 0.9759 | 0.7803 | 0.5521 | 0.691 | 0.8597 | 0.749 | 0.8422 | 0.8358 | 0.8444 | 0.8274 | 0.9053 | 0.8301 | 0.4961 | 0.3559 | 0.1534 | 0.1307 | 0.3967 | 0.1414 | 0 | 0.3256 | 0.5475 | 0.2564 | 0.152 | 0.2469
|  | 13:00 | 0.9746 | 0.8123 | 0.5555 | 0.6553 | 0.9046 | 0.7805 | 0.8418 | 0.8566 | 0.8403 | 0.8189 | 0.8848 | 0.8431 | 0.3972 | 0.3268 | 0.124 | 0.1305 | 0.3138 | 0.1579 | 0.0407 | 0.1228 | 0.4395 | 0.224 | 0.0756 | 0.2711
|  | 13:15 | 0.9364 | 0.8183 | 0.5236 | 0.6613 | 0.9667 | 0.7813 | 0.859 | 0.8537 | 0.8328 | 0.8202 | 0.8672 | 0.8466 | 0.2601 | 0.2392 | 0.0838 | 0.242 | 0.2392 | 0.1834 | 0.1107 | 0.145 | 0.4936 | 0.2246 | 0.1479 | 0.186
|  | 13:30 | 0.9008 | 0.798 | 0.5185 | 0.6217 | 0.9263 | 0.7797 | 0.8688 | 0.8357 | 0.853 | 0.8233 | 0.8685 | 0.8494 | 0.1792 | 0.2663 | 0.0563 | 0.0757 | 0.3446 | 0.2805 | 0.1339 | 0 | 0.5099 | 0.1692 | 0.1126 | 0.134
|  | 13:45 | 0.9188 | 0.8517 | 0.4908 | 0.6398 | 0.9062 | 0.7849 | 0.8619 | 0.8348 | 0.8697 | 0.8258 | 0.8672 | 0.8491 | 0.2351 | 0.1075 | 0.063 | 0 | 0.3295 | 0.3704 | 0.1882 | 0 | 0.5851 | 0.274 | 0.0724 | 0.1752
|  | 14:00 | 0.903 | 0.8984 | 0.4974 | 0.6609 | 0.9328 | 0.745 | 0.876 | 0.8158 | 0.882 | 0.8246 | 0.8813 | 0.8465 | 0.2307 | 0.1626 | 0.0234 | 0 | 0.286 | 0.243 | 0.1859 | 0.0654 | 0.6042 | 0.1944 | 0.1007 | 0.2978
|  | 14:15 | 0.9151 | 0.8432 | 0.503 | 0.6584 | 0.9513 | 0.7742 | 0.8508 | 0.8529 | 0.8604 | 0.8232 | 0.8717 | 0.8518 | 0.2696 | 0.1641 | 0.0842 | 0.1773 | 0.1641 | 0.1645 | 0.1014 | 0.138 | 0.6665 | 0.2639 | 0.139 | 0.2004
|  | 14:30 | 0.9053 | 0.7932 | 0.5094 | 0.6318 | 0.9368 | 0.7943 | 0.8514 | 0.8647 | 0.8579 | 0.8245 | 0.8611 | 0.8407 | 0.3533 | 0.0812 | 0.1688 | 0.2316 | 0.1409 | 0.2331 | 0 | 0.137 | 0.6703 | 0.2429 | 0.0951 | 0.1992
|  | 14:45 | 0.8817 | 0.8122 | 0.5331 | 0.6557 | 0.9104 | 0.7696 | 0.8367 | 0.8676 | 0.8697 | 0.8471 | 0.8186 | 0.8337 | 0.1837 | 0.1305 | 0.0441 | 0.0266 | 0.1229 | 0.1167 | 0 | 0.1187 | 0.6363 | 0.1865 | 0.1562 | 0.1884
|  | 15:00 | 0.903 | 0.775 | 0.5164 | 0.6712 | 0.921 | 0.7795 | 0.8479 | 0.8795 | 0.8744 | 0.8473 | 0.8038 | 0.8558 | 0.3135 | 0.0963 | 0.0551 | 0.0559 | 0.0608 | 0.1679 | 0.0933 | 0.1916 | 0.6881 | 0.1999 | 0.1608 | 0.0646
|  | 15:15 | 0.8859 | 0.7527 | 0.5513 | 0.6975 | 0.9239 | 0.7623 | 0.8548 | 0.8817 | 0.8659 | 0.8617 | 0.8016 | 0.8531 | 0.2578 | 0.1235 | 0.0847 | 0.1322 | 0.1235 | 0.1475 | 0.0944 | 0.1378 | 0.6608 | 0.2463 | 0.1786 | 0.218
|  | 15:30 | 0.8362 | 0.7699 | 0.5131 | 0.6711 | 0.9253 | 0.7174 | 0.842 | 0.8549 | 0.8552 | 0.8576 | 0.8051 | 0.8544 | 0.2269 | 0.126 | 0.1029 | 0.1623 | 0.1901 | 0.0037 | 0.3192 | 0.1059 | 0.64 | 0.2833 | 0.0911 | 0.0408
|  | 15:45 | 0.7999 | 0.7232 | 0.4848 | 0.6443 | 0.9223 | 0.7078 | 0.8314 | 0.8038 | 0.8018 | 0.847 | 0.8368 | 0.826 | 0.1672 | 0.1348 | 0.2272 | 0.1634 | 0.1422 | 0.0907 | 0.1575 | 0.1127 | 0.7569 | 0.2857 | 0.1695 | 0.0575
|  | 16:00 | 0.7577 | 0.7106 | 0.4313 | 0.6352 | 0.9334 | 0.6812 | 0.8139 | 0.7654 | 0.7556 | 0.8268 | 0.8301 | 0.795 | 0.2131 | 0.0875 | 0.0932 | 0.0732 | 0 | 0.1581 | 0.1299 | 0.1201 | 0.6715 | 0.39 | 0.208 | 0.1261
|  | 16:15 | 0.7555 | 0.686 | 0.4032 | 0.5995 | 0.9086 | 0.6706 | 0.7982 | 0.7605 | 0.7258 | 0.8105 | 0.863 | 0.7916 | 0.2539 | 0.1341 | 0.0819 | 0.1535 | 0.1341 | 0.1508 | 0.0996 | 0.1379 | 0.6082 | 0.2835 | 0.1831 | 0.2165
|  | 16:30 | 0.7028 | 0.6257 | 0.3388 | 0.5758 | 0.8687 | 0.6296 | 0.7557 | 0.7447 | 0.6705 | 0.7809 | 0.8598 | 0.7514 | 0.1672 | 0.0863 | 0.0606 | 0.1791 | 0.2634 | 0.2562 | 0.0319 | 0.0297 | 0.6386 | 0.31 | 0.2254 | 0.1035
|  | 16:45 | 0.6348 | 0.5389 | 0.2942 | 0.5347 | 0.8529 | 0.583 | 0.7333 | 0.7222 | 0.6224 | 0.7503 | 0.8565 | 0.7414 | 0.1209 | 0.201 | 0.0182 | 0.1982 | 0.3012 | 0.4415 | 0.0958 | 0.0659 | 0.5958 | 0.3945 | 0.1405 | 0.0402
|  | 17:00 | 0.6194 | 0.5022 | 0.2129 | 0.52 | 0.8147 | 0.5402 | 0.6907 | 0.6901 | 0.5596 | 0.7079 | 0.8662 | 0.6876 | 0.2284 | 0.2447 | 0.0442 | 0.1466 | 0.3058 | 0.345 | 0.1932 | 0.086 | 0.5829 | 0.2703 | 0.1712 | 0.1691
|  | 17:15 | 0.5924 | 0.4644 | 0.1654 | 0.4702 | 0.7905 | 0.4966 | 0.6426 | 0.62 | 0.4855 | 0.6788 | 0.7987 | 0.6451 | 0.3209 | 0.1746 | 0.1043 | 0.2259 | 0.1746 | 0.1979 | 0.1541 | 0.1498 | 0.5486 | 0.3961 | 0.2289 | 0.2466
|  | 17:30 | 0.4754 | 0.3537 | 0.119 | 0.3529 | 0.6535 | 0.3795 | 0.5677 | 0.6179 | 0.3996 | 0.5694 | 0.7469 | 0.5525 | 0.4044 | 0.216 | 0.1669 | 0.1646 | 0.1813 | 0.1393 | 0.2892 | 0.1675 | 0.5673 | 0.2873 | 0.2167 | 0.2334
|  | 17:45 | 0.3709 | 0.2714 | 0.0707 | 0.2363 | 0.5289 | 0.2836 | 0.4596 | 0.5275 | 0.3238 | 0.478 | 0.6793 | 0.4747 | 0.4527 | 0.1594 | 0.0869 | 0.1674 | 0.1857 | 0.2074 | 0.2438 | 0.2385 | 0.5978 | 0.3367 | 0.1813 | 0.2552
|  | 18:00 | 0.2276 | 0.1794 | 0.0272 | 0.1126 | 0.4459 | 0.1675 | 0.3927 | 0.4562 | 0.2328 | 0.4213 | 0.6017 | 0.4219 | 0.2736 | 0.1433 | 0.0722 | 0.2472 | 0.2003 | 0.1887 | 0.2115 | 0.1519 | 0.5781 | 0.4166 | 0.2086 | 0.1815
|  | 18:15 | 0.0871 | 0.0603 | 0 | 0 | 0.3049 | 0.0905 | 0.3218 | 0.3884 | 0.1211 | 0.3327 | 0.5401 | 0.3408 | 0.3195 | 0.2606 | 0.1192 | 0.2903 | 0.2606 | 0.2265 | 0.2005 | 0.1991 | 0.5451 | 0.4695 | 0.2509 | 0.2769
|  | 18:30 | 0.0542 | 0.0701 | 0 | 0 | 0.212 | 0.0674 | 0.252 | 0.2827 | 0.0977 | 0.2612 | 0.4321 | 0.2758 | 0.3178 | 0.2442 | 0.1131 | 0.2645 | 0.2665 | 0.3134 | 0.2301 | 0.2195 | 0.6135 | 0.608 | 0.301 | 0.3794
|  | 18:45 | 0.0094 | 0.0474 | 0 | 0 | 0.1525 | 0.0674 | 0.1651 | 0.22 | 0.0712 | 0.1573 | 0.3213 | 0.2269 | 0.2085 | 0.3965 | 0.1224 | 0.2994 | 0.1406 | 0.312 | 0.1729 | 0.1626 | 0.6953 | 0.5197 | 0.3517 | 0.3111
|  | 19:00 | 0 | 0.0521 | 0 | 0 | 0.0812 | 0.017 | 0.0747 | 0.1569 | 0.041 | 0.1043 | 0.2174 | 0.1333 | 0.2039 | 0.3066 | 0.0552 | 0.3257 | 0.2369 | 0.3987 | 0.2635 | 0.1973 | 0.5993 | 0.4119 | 0.3666 | 0.2858
|  | 19:15 | 0 | 0 | 0 | 0 | 0 | 0 | 0.0171 | 0.0409 | 0.0014 | 0.0164 | 0.1297 | 0.0411 | 0.3882 | 0.3028 | 0.1179 | 0.3217 | 0.3028 | 0.2566 | 0.2953 | 0.3185 | 0.6696 | 0.6076 | 0.364 | 0.3917
|  | 19:30 | 0 | 0 | 0 | 0 | 0 | 0 | 0 | 0.0362 | 0 | 0.0061 | 0.1275 | 0.039 | 0.2826 | 0.3482 | 0.0307 | 0.3561 | 0.3456 | 0.1541 | 0.3209 | 0.4199 | 0.6834 | 0.6356 | 0.422 | 0.3902
|  | 19:45 | 0 | 0 | 0 | 0 | 0 | 0 | 0 | 0.0188 | 0 | 0.0116 | 0.0673 | 0.0313 | 0.3367 | 0.4395 | 0.032 | 0.3036 | 0.367 | 0.1996 | 0.2872 | 0.5565 | 0.7406 | 0.5131 | 0.5199 | 0.4732
|  | 20:00 | 0 | 0 | 0 | 0 | 0 | 0 | 0 | 0.0075 | 0 | 0.0088 | 0.0311 | 0.0396 | 0.3807 | 0.3819 | 0.0581 | 0.3194 | 0.3693 | 0.2693 | 0.4392 | 0.5455 | 0.7023 | 0.561 | 0.5159 | 0.5294
|  | 20:15 | 0 | 0 | 0 | 0 | 0 | 0 | 0 | 0 | 0 | 0 | 0 | 0 | 0.4373 | 0.3284 | 0.123 | 0.3536 | 0.3284 | 0.2818 | 0.3921 | 0.4746 | 0.7593 | 0.6708 | 0.4893 | 0.5139
|  | 20:30 | 0 | 0 | 0 | 0 | 0 | 0 | 0 | 0 | 0 | 0 | 0 | 0 | 0.5016 | 0.2531 | 0.0843 | 0.343 | 0.3605 | 0.2313 | 0.4388 | 0.3873 | 0.6618 | 0.6178 | 0.5674 | 0.4585
|  | 20:45 | 0 | 0 | 0 | 0 | 0 | 0 | 0 | 0 | 0 | 0 | 0 | 0 | 0.5113 | 0.2195 | 0.1028 | 0.3576 | 0.3775 | 0.3374 | 0.3401 | 0.3096 | 0.6945 | 0.5229 | 0.442 | 0.3466
|  | 21:00 | 0 | 0 | 0 | 0 | 0 | 0 | 0 | 0 | 0 | 0 | 0 | 0 | 0.3574 | 0.3104 | 0 | 0.3423 | 0.4926 | 0.2239 | 0.3457 | 0.4446 | 0.6176 | 0.4587 | 0.4517 | 0.3983
|  | 21:15 | 0 | 0 | 0 | 0 | 0 | 0 | 0 | 0 | 0 | 0 | 0 | 0 | 0.3948 | 0.3615 | 0.1105 | 0.3346 | 0.3615 | 0.265 | 0.3839 | 0.4629 | 0.6054 | 0.6679 | 0.5203 | 0.5082
|  | 21:30 | 0 | 0 | 0 | 0 | 0 | 0 | 0 | 0 | 0 | 0 | 0 | 0 | 0.2537 | 0.4194 | 0.0986 | 0.47 | 0.3234 | 0.2607 | 0.3051 | 0.5548 | 0.5485 | 0.6895 | 0.4439 | 0.604
|  | 21:45 | 0 | 0 | 0 | 0 | 0 | 0 | 0 | 0 | 0 | 0 | 0 | 0 | 0.3323 | 0.3933 | 0.1839 | 0.3977 | 0.4254 | 0.2582 | 0.457 | 0.5466 | 0.4488 | 0.5028 | 0.4948 | 0.6072
|  | 22:00 | 0 | 0 | 0 | 0 | 0 | 0 | 0 | 0 | 0 | 0 | 0 | 0 | 0.4419 | 0.3416 | 0.185 | 0.3025 | 0.3941 | 0.3399 | 0.4458 | 0.4072 | 0.4493 | 0.5323 | 0.5459 | 0.5341
|  | 22:15 | 0 | 0 | 0 | 0 | 0 | 0 | 0 | 0 | 0 | 0 | 0 | 0 | 0.3487 | 0.4139 | 0.1198 | 0.3531 | 0.4139 | 0.2656 | 0.421 | 0.435 | 0.4526 | 0.4728 | 0.5318 | 0.4857
|  | 22:30 | 0 | 0 | 0 | 0 | 0 | 0 | 0 | 0 | 0 | 0 | 0 | 0 | 0.5557 | 0.5121 | 0.0501 | 0.3418 | 0.4065 | 0.2841 | 0.4922 | 0.4736 | 0.4532 | 0.3019 | 0.4793 | 0.406
|  | 22:45 | 0 | 0 | 0 | 0 | 0 | 0 | 0 | 0 | 0 | 0 | 0 | 0 | 0.6762 | 0.6049 | 0.1092 | 0.4833 | 0.5034 | 0.3351 | 0.4708 | 0.5381 | 0.4495 | 0.3054 | 0.453 | 0.435
|  | 23:00 | 0 | 0 | 0 | 0 | 0 | 0 | 0 | 0 | 0 | 0 | 0 | 0 | 0.6383 | 0.5842 | 0.1333 | 0.4429 | 0.582 | 0.2828 | 0.4662 | 0.4688 | 0.3397 | 0.2697 | 0.4382 | 0.3535
|  | 23:15 | 0 | 0 | 0 | 0 | 0 | 0 | 0 | 0 | 0 | 0 | 0 | 0 | 0.4136 | 0.5264 | 0.1285 | 0.4629 | 0.5264 | 0.3226 | 0.4852 | 0.4986 | 0.3214 | 0.4285 | 0.5344 | 0.4917
|  | 23:30 | 0 | 0 | 0 | 0 | 0 | 0 | 0 | 0 | 0 | 0 | 0 | 0 | 0.3976 | 0.4266 | 0.0494 | 0.5039 | 0.5522 | 0.3181 | 0.4171 | 0.4685 | 0.4648 | 0.3961 | 0.5777 | 0.3743
|  | 23:45 | 0 | 0 | 0 | 0 | 0 | 0 | 0 | 0 | 0 | 0 | 0 | 0 | 0.3918 | 0.3463 | 0.1123 | 0.4282 | 0.6146 | 0.1939 | 0.4883 | 0.3399 | 0.3257 | 0.2831 | 0.5917 | 0.3741
|  | 24:00 | 0 | 0 | 0 | 0 | 0 | 0 | 0 | 0 | 0 | 0 | 0 | 0 | 0.3569 | 0.5875 | 0.016 | 0.3896 | 0.7025 | 0.303 | 0.443 | 0.4058 | 0.2944 | 0.2869 | 0.4734 | 0.3962
Aug |  | 24:15 | 0 | 0 | 0 | 0 | 0 | 0 | 0 | 0 | 0 | 0 | 0 | 0 | 0.3524 | 0.5881 | 0.1261 | 0.4951 | 0.5881 | 0.3181 | 0.2726 | 0.4074 | 0.1638 | 0.2501 | 0.4624 | 0.3849
|  | 24:30 | 0 | 0 | 0 | 0 | 0 | 0 | 0 | 0 | 0 | 0 | 0 | 0 | 0.2901 | 0.5651 | 0.0804 | 0.4855 | 0.6268 | 0.3764 | 0.2978 | 0.3676 | 0.1899 | 0.275 | 0.4513 | 0.316
|  | 24:45 | 0 | 0 | 0 | 0 | 0 | 0 | 0 | 0 | 0 | 0 | 0 | 0 | 0.2728 | 0.5139 | 0.21 | 0.3559 | 0.6255 | 0.3441 | 0.2937 | 0.3364 | 0.1496 | 0.3042 | 0.3943 | 0.359
|  | 25:00 | 0 | 0 | 0 | 0 | 0 | 0 | 0 | 0 | 0 | 0 | 0 | 0 | 0.3117 | 0.5279 | 0.159 | 0.4445 | 0.5439 | 0.3678 | 0.3556 | 0.4491 | 0.1252 | 0.2202 | 0.3304 | 0.4242
|  | 25:15 | 0 | 0 | 0 | 0 | 0 | 0 | 0 | 0 | 0 | 0 | 0 | 0 | 0.3313 | 0.5341 | 0.1147 | 0.4752 | 0.5341 | 0.2972 | 0.4251 | 0.4963 | 0.1287 | 0.2212 | 0.4603 | 0.4159
|  | 25:30 | 0 | 0 | 0 | 0 | 0 | 0 | 0 | 0 | 0 | 0 | 0 | 0 | 0.3613 | 0.5674 | 0.2444 | 0.4009 | 0.624 | 0.2142 | 0.3045 | 0.3635 | 0.1233 | 0.2856 | 0.3403 | 0.4081
|  | 25:45 | 0 | 0 | 0 | 0 | 0 | 0 | 0 | 0 | 0 | 0 | 0 | 0 | 0.3662 | 0.4932 | 0.2623 | 0.3787 | 0.6522 | 0.2277 | 0.2687 | 0.4535 | 0.0965 | 0.2763 | 0.3744 | 0.5137
|  | 26:00 | 0 | 0 | 0 | 0 | 0 | 0 | 0 | 0 | 0 | 0 | 0 | 0 | 0.3852 | 0.4806 | 0.1429 | 0.4461 | 0.569 | 0.2764 | 0.2862 | 0.5902 | 0.0879 | 0.252 | 0.3998 | 0.4276
|  | 26:15 | 0 | 0 | 0 | 0 | 0 | 0 | 0 | 0 | 0 | 0 | 0 | 0 | 0.2816 | 0.4866 | 0.0993 | 0.4121 | 0.4866 | 0.2588 | 0.3547 | 0.4144 | 0.1299 | 0.2261 | 0.4333 | 0.3762
|  | 26:30 | 0 | 0 | 0 | 0 | 0 | 0 | 0 | 0 | 0 | 0 | 0 | 0 | 0.2623 | 0.511 | 0.1071 | 0.4337 | 0.6042 | 0.2012 | 0.3011 | 0.3684 | 0.1822 | 0.1068 | 0.4182 | 0.4259
|  | 26:45 | 0 | 0 | 0 | 0 | 0 | 0 | 0 | 0 | 0 | 0 | 0 | 0 | 0.2013 | 0.4926 | 0.1182 | 0.406 | 0.5683 | 0.2616 | 0.2955 | 0.3317 | 0.1828 | 0.1532 | 0.4636 | 0.2837
|  | 27:00 | 0 | 0 | 0 | 0 | 0 | 0 | 0 | 0 | 0 | 0 | 0 | 0 | 0.2383 | 0.4166 | 0.2165 | 0.4368 | 0.4567 | 0.2328 | 0.221 | 0.3755 | 0.1636 | 0.0639 | 0.4731 | 0.2948
|  | 27:15 | 0 | 0 | 0 | 0 | 0 | 0 | 0 | 0 | 0 | 0 | 0 | 0 | 0.2455 | 0.4023 | 0.0975 | 0.3497 | 0.4023 | 0.2255 | 0.2693 | 0.3353 | 0.1153 | 0.2058 | 0.4531 | 0.3561
|  | 27:30 | 0 | 0 | 0 | 0 | 0 | 0 | 0 | 0 | 0 | 0 | 0 | 0 | 0.2155 | 0.5132 | 0.0853 | 0.1997 | 0.443 | 0.3607 | 0.0544 | 0.0773 | 0 | 0.2951 | 0.3973 | 0.3365
|  | 27:45 | 0 | 0 | 0 | 0 | 0 | 0 | 0 | 0 | 0 | 0 | 0 | 0 | 0.2383 | 0.3758 | 0.026 | 0.3022 | 0.4617 | 0.3313 | 0.158 | 0.0885 | 0.022 | 0.3229 | 0.3345 | 0.286
|  | 28:00 | 0 | 0 | 0 | 0 | 0 | 0 | 0 | 0 | 0 | 0 | 0 | 0 | 0.1976 | 0.4071 | 0.1207 | 0.2982 | 0.4036 | 0.2918 | 0.1499 | 0.1696 | 0.092 | 0.3391 | 0.3674 | 0.3875
|  | 28:15 | 0 | 0 | 0 | 0 | 0 | 0 | 0 | 0 | 0 | 0 | 0 | 0 | 0.2454 | 0.3798 | 0.0841 | 0.3476 | 0.3798 | 0.217 | 0.2062 | 0.2734 | 0.1027 | 0.1619 | 0.4716 | 0.3409
|  | 28:30 | 0 | 0 | 0 | 0 | 0 | 0 | 0 | 0 | 0 | 0 | 0 | 0.0244 | 0.215 | 0.2847 | 0.041 | 0.274 | 0.3672 | 0.2223 | 0.3558 | 0.271 | 0.0294 | 0.1277 | 0.5301 | 0.3254
|  | 28:45 | 0 | 0 | 0 | 0 | 0 | 0 | 0 | 0 | 0 | 0 | 0 | 0.0322 | 0.2521 | 0.2557 | 0 | 0.3266 | 0.2543 | 0.2448 | 0.2594 | 0.2259 | 0 | 0.0235 | 0.5394 | 0.3434
|  | 29:00 | 0 | 0 | 0 | 0 | 0 | 0 | 0 | 0 | 0 | 0 | 0 | 0.0198 | 0.2285 | 0.3283 | 0.06 | 0.3766 | 0.3205 | 0.1437 | 0.2391 | 0.2679 | 0 | 0.0422 | 0.5281 | 0.3574
|  | 29:15 | 0 | 0 | 0 | 0 | 0 | 0 | 0.0002 | 0.0036 | 0 | 0 | 0 | 0.0008 | 0.2551 | 0.3517 | 0.0829 | 0.3692 | 0.3517 | 0.2203 | 0.1848 | 0.1945 | 0.0758 | 0.1626 | 0.4426 | 0.303
|  | 29:30 | 0 | 0 | 0 | 0 | 0 | 0 | 0.0299 | 0.0368 | 0 | 0.024 | 0.0095 | 0.0249 | 0.3789 | 0.3852 | 0 | 0.2225 | 0.3515 | 0.2121 | 0.0083 | 0.2024 | 0 | 0.18 | 0.2335 | 0.2759
|  | 29:45 | 0 | 0 | 0 | 0 | 0 | 0 | 0.0738 | 0.1099 | 0.0259 | 0.0381 | 0.0588 | 0.0699 | 0.4359 | 0.4035 | 0.1258 | 0.4134 | 0.3348 | 0.1682 | 0 | 0.1831 | 0.0024 | 0.2656 | 0.1834 | 0.3248
|  | 30:00 | 0 | 0 | 0 | 0 | 0 | 0 | 0.1099 | 0.1508 | 0.0451 | 0.0868 | 0.0631 | 0.1005 | 0.3807 | 0.292 | 0.0792 | 0.2752 | 0.2936 | 0.1909 | 0.0273 | 0.1309 | 0.0636 | 0.2253 | 0.2839 | 0.1716
|  | 30:15 | 0 | 0 | 0 | 0 | 0 | 0 | 0.098 | 0.1696 | 0.0692 | 0.1193 | 0.0777 | 0.1068 | 0.2616 | 0.3673 | 0.0818 | 0.3884 | 0.3673 | 0.2274 | 0.1676 | 0.1322 | 0.0767 | 0.1583 | 0.3547 | 0.2428
|  | 30:30 | 0 | 0 | 0 | 0 | 0 | 0 | 0.1998 | 0.2769 | 0.1834 | 0.2039 | 0.1996 | 0.2054 | 0.1976 | 0.4289 | 0.0795 | 0.3495 | 0.3543 | 0.3542 | 0.2936 | 0.227 | 0.1814 | 0.1981 | 0.2792 | 0.3163
|  | 30:45 | 0 | 0 | 0 | 0 | 0 | 0 | 0.3058 | 0.3972 | 0.3227 | 0.2871 | 0.3022 | 0.3051 | 0.1228 | 0.2498 | 0.0485 | 0.3755 | 0.2322 | 0.3399 | 0.2209 | 0.1872 | 0.1486 | 0.1556 | 0.2706 | 0.2482
|  | 31:00 | 0 | 0 | 0 | 0 | 0 | 0 | 0.3781 | 0.4953 | 0.4475 | 0.4181 | 0.4042 | 0.4066 | 0.1174 | 0.2399 | 0.0436 | 0.3684 | 0.2138 | 0.1163 | 0.1565 | 0.0944 | 0.0708 | 0.1965 | 0.2169 | 0.1613
|  | 31:15 | 0 | 0 | 0 | 0 | 0 | 0 | 0.5074 | 0.5849 | 0.5521 | 0.5109 | 0.4982 | 0.5307 | 0.1855 | 0.2283 | 0.0563 | 0.2471 | 0.2283 | 0.1511 | 0.1141 | 0.1327 | 0.0763 | 0.1268 | 0.2491 | 0.1824
|  | 31:30 | 0.0487 | 0 | 0.0218 | 0.0226 | 0.0423 | 0.0228 | 0.5469 | 0.6423 | 0.6016 | 0.5287 | 0.5713 | 0.5953 | 0.0817 | 0.1641 | 0.0714 | 0.2645 | 0.172 | 0.1144 | 0.1943 | 0.1796 | 0.1681 | 0.1114 | 0.3249 | 0.2872
|  | 31:45 | 0.1075 | 0.0739 | 0.0533 | 0.0624 | 0.062 | 0.0592 | 0.6101 | 0.6725 | 0.6672 | 0.5742 | 0.648 | 0.6654 | 0.2173 | 0.0987 | 0.1339 | 0.2917 | 0.1342 | 0.0737 | 0.1264 | 0.2713 | 0.1776 | 0.0248 | 0.2737 | 0.3532
|  | 32:00 | 0.1486 | 0.1608 | 0.0806 | 0.0806 | 0.0778 | 0.0725 | 0.6994 | 0.7318 | 0.7149 | 0.6043 | 0.7329 | 0.7045 | 0.2091 | 0.134 | 0.128 | 0.2559 | 0.0878 | 0.0139 | 0.1918 | 0.0786 | 0.2025 | 0 | 0.1026 | 0.2552
|  | 32:15 | 0.188 | 0.2351 | 0.0786 | 0.1408 | 0.0801 | 0.1445 | 0.7619 | 0.7969 | 0.7658 | 0.6611 | 0.7937 | 0.7559 | 0.1338 | 0.139 | 0.0374 | 0.1533 | 0.139 | 0.0997 | 0.085 | 0.1517 | 0.0829 | 0.1313 | 0.1758 | 0.1475
|  | 32:30 | 0.2888 | 0.3334 | 0.0945 | 0.1853 | 0.1502 | 0.2213 | 0.7829 | 0.794 | 0.7665 | 0.7014 | 0.844 | 0.7569 | 0.3131 | 0.119 | 0.2936 | 0.1621 | 0.2415 | 0.1256 | 0.0298 | 0.1382 | 0.0808 | 0.1006 | 0.1103 | 0.1367
|  | 32:45 | 0.3808 | 0.4573 | 0.1384 | 0.2667 | 0.2526 | 0.2981 | 0.7721 | 0.8384 | 0.8063 | 0.7374 | 0.8881 | 0.78 | 0.2487 | 0.0421 | 0.2134 | 0.2028 | 0.304 | 0.1395 | 0.1026 | 0.2397 | 0 | 0.0118 | 0.1516 | 0.0858
|  | 33:00 | 0.4305 | 0.5605 | 0.158 | 0.3339 | 0.3477 | 0.3772 | 0.8008 | 0.8435 | 0.8258 | 0.7565 | 0.8844 | 0.8037 | 0.0381 | 0.0925 | 0.0563 | 0.1679 | 0.1824 | 0.0744 | 0.191 | 0.3143 | 0.0264 | 0 | 0.1747 | 0.0659
|  | 33:15 | 0.5146 | 0.69 | 0.2119 | 0.4302 | 0.3911 | 0.4476 | 0.8245 | 0.869 | 0.8392 | 0.7903 | 0.8988 | 0.8443 | 0.1124 | 0.0997 | 0.0354 | 0.1145 | 0.0997 | 0.0805 | 0.0775 | 0.1634 | 0.0662 | 0.0713 | 0.1149 | 0.1141
|  | 33:30 | 0.5508 | 0.6958 | 0.244 | 0.5135 | 0.4691 | 0.5075 | 0.8313 | 0.8315 | 0.8681 | 0.8114 | 0.9172 | 0.8522 | 0.0588 | 0.1367 | 0.0755 | 0.1411 | 0.0924 | 0.1582 | 0.0466 | 0.2845 | 0.1125 | 0.0854 | 0.2552 | 0.1567
|  | 33:45 | 0.5895 | 0.7158 | 0.3326 | 0.5711 | 0.5425 | 0.5801 | 0.8073 | 0.8426 | 0.8496 | 0.8067 | 0.9004 | 0.842 | 0.0522 | 0.2066 | 0.0009 | 0.0316 | 0 | 0.0757 | 0.0698 | 0.2443 | 0.1238 | 0 | 0.2322 | 0.1316
|  | 34:00 | 0.6715 | 0.7848 | 0.3803 | 0.6558 | 0.6334 | 0.6367 | 0.8104 | 0.8334 | 0.8482 | 0.8227 | 0.8785 | 0.8455 | 0.1507 | 0.143 | 0.0195 | 0.1223 | 0 | 0.0531 | 0.0448 | 0.2414 | 0.0401 | 0 | 0.2087 | 0.2373
|  | 34:15 | 0.6991 | 0.8615 | 0.4204 | 0.7499 | 0.7329 | 0.6928 | 0.8275 | 0.7843 | 0.8568 | 0.8077 | 0.8855 | 0.8324 | 0.1395 | 0.1458 | 0.0435 | 0.1366 | 0.1458 | 0.1012 | 0.0895 | 0.1678 | 0.0661 | 0.065 | 0.2076 | 0.1627
|  | 34:30 | 0.6829 | 0.8475 | 0.4144 | 0.7741 | 0.7473 | 0.7024 | 0.8109 | 0.7379 | 0.8562 | 0.7989 | 0.8862 | 0.8367 | 0.1708 | 0.0716 | 0.0236 | 0.2963 | 0.2313 | 0.0803 | 0.0144 | 0.146 | 0.1236 | 0.0735 | 0.3833 | 0.1951
|  | 34:45 | 0.685 | 0.8599 | 0.4172 | 0.7762 | 0.7651 | 0.694 | 0.8026 | 0.7509 | 0.8523 | 0.8184 | 0.8763 | 0.8181 | 0.1368 | 0 | 0.0131 | 0.2376 | 0.2941 | 0.1336 | 0.0797 | 0.1108 | 0.0941 | 0.0099 | 0.3199 | 0.054
|  | 35:00 | 0.657 | 0.8441 | 0.4424 | 0.8015 | 0.7702 | 0.6795 | 0.8104 | 0.7591 | 0.8356 | 0.7948 | 0.8769 | 0.8206 | 0.1128 | 0.0872 | 0.0494 | 0.1446 | 0.2071 | 0.1086 | 0 | 0.1251 | 0.0797 | 0 | 0.4149 | 0.0252
|  | 35:15 | 0.6689 | 0.8532 | 0.4324 | 0.8079 | 0.7491 | 0.7023 | 0.8044 | 0.7741 | 0.8482 | 0.8082 | 0.8714 | 0.8212 | 0.1255 | 0.1321 | 0.038 | 0.1368 | 0.1321 | 0.0935 | 0.1087 | 0.149 | 0.0711 | 0.0684 | 0.2828 | 0.1992
|  | 35:30 | 0.6872 | 0.8493 | 0.4336 | 0.8126 | 0.7485 | 0.7121 | 0.8112 | 0.7585 | 0.8132 | 0.7858 | 0.8562 | 0.8297 | 0.1152 | 0.1619 | 0.1529 | 0.189 | 0.1805 | 0.1628 | 0.0127 | 0.1724 | 0.0783 | 0 | 0.3512 | 0.0767
|  | 35:45 | 0.6948 | 0.8355 | 0.4386 | 0.8561 | 0.7593 | 0.7173 | 0.8006 | 0.7885 | 0.8167 | 0.8007 | 0.8442 | 0.8465 | 0.0793 | 0.1708 | 0.2412 | 0.2187 | 0.2487 | 0.1806 | 0.0994 | 0.0925 | 0.1196 | 0.0367 | 0.419 | 0.0921
|  | 36:00 | 0.7253 | 0.8319 | 0.4378 | 0.8352 | 0.7769 | 0.7209 | 0.7946 | 0.7963 | 0.7951 | 0.8223 | 0.8333 | 0.8223 | 0.1562 | 0.1835 | 0.0361 | 0.1793 | 0.2841 | 0.2222 | 0.0957 | 0.0729 | 0.076 | 0.0662 | 0.2706 | 0.1756
|  | 36:15 | 0.7566 | 0.8969 | 0.4323 | 0.8538 | 0.7471 | 0.7373 | 0.817 | 0.7729 | 0.7981 | 0.8211 | 0.8706 | 0.8159 | 0.1859 | 0.2014 | 0.055 | 0.2136 | 0.2014 | 0.1408 | 0.1254 | 0.1231 | 0.1384 | 0.0904 | 0.196 | 0.1603
|  | 36:30 | 0.7322 | 0.9013 | 0.4088 | 0.8189 | 0.7258 | 0.7007 | 0.8058 | 0.7099 | 0.8042 | 0.8217 | 0.8748 | 0.8176 | 0.3165 | 0.1831 | 0.1384 | 0.142 | 0.1539 | 0.179 | 0.1782 | 0.0431 | 0.0566 | 0.1045 | 0.1296 | 0.0876
|  | 36:45 | 0.7356 | 0.8914 | 0.3996 | 0.7893 | 0.7182 | 0.6895 | 0.8293 | 0.7407 | 0.807 | 0.8243 | 0.9021 | 0.8202 | 0.3529 | 0.2254 | 0.113 | 0.0806 | 0.1912 | 0.1231 | 0.2497 | 0.0279 | 0.1264 | 0.191 | 0.1369 | 0.1088
|  | 37:00 | 0.722 | 0.8917 | 0.4049 | 0.7375 | 0.6893 | 0.6952 | 0.8279 | 0.7365 | 0.8074 | 0.815 | 0.8817 | 0.8291 | 0.2779 | 0.0984 | 0.123 | 0.0275 | 0.0772 | 0.0881 | 0.2793 | 0.1598 | 0.1985 | 0.1547 | 0.2193 | 0.2106
|  | 37:15 | 0.6411 | 0.8917 | 0.373 | 0.6817 | 0.7413 | 0.6658 | 0.7964 | 0.766 | 0.8268 | 0.7982 | 0.881 | 0.8137 | 0.2068 | 0.2256 | 0.0636 | 0.1931 | 0.2256 | 0.1489 | 0.1522 | 0.1033 | 0.283 | 0.0987 | 0.1853 | 0.1704
|  | 37:30 | 0.6378 | 0.8737 | 0.4069 | 0.6918 | 0.7331 | 0.6574 | 0.8034 | 0.7223 | 0.8355 | 0.8217 | 0.8686 | 0.8131 | 0.2255 | 0.1299 | 0.0035 | 0.1038 | 0.2269 | 0.1618 | 0.2118 | 0.0545 | 0.3535 | 0.1356 | 0.2732 | 0.2121
|  | 37:45 | 0.6384 | 0.8606 | 0.4477 | 0.7251 | 0.7478 | 0.6671 | 0.8012 | 0.7597 | 0.8309 | 0.8427 | 0.877 | 0.8434 | 0.2543 | 0.0938 | 0 | 0.1622 | 0.2322 | 0.2411 | 0.2228 | 0 | 0.2504 | 0.2005 | 0.1919 | 0.1917
|  | 38:00 | 0.6443 | 0.8715 | 0.4983 | 0.7154 | 0.7698 | 0.6612 | 0.7981 | 0.7951 | 0.8484 | 0.8359 | 0.8804 | 0.8356 | 0.2328 | 0.1725 | 0.0674 | 0.1297 | 0.2496 | 0.281 | 0.1121 | 0.1409 | 0.2375 | 0.1428 | 0.1197 | 0.126
|  | 38:15 | 0.6283 | 0.8346 | 0.5449 | 0.7114 | 0.759 | 0.6957 | 0.7697 | 0.8402 | 0.8516 | 0.8095 | 0.8827 | 0.8308 | 0.2703 | 0.1456 | 0.0649 | 0.1662 | 0.1456 | 0.1525 | 0.1525 | 0.125 | 0.3656 | 0.1484 | 0.1339 | 0.1612
|  | 38:30 | 0.6215 | 0.8438 | 0.5171 | 0.7183 | 0.7309 | 0.6823 | 0.7812 | 0.8187 | 0.8568 | 0.7907 | 0.8944 | 0.8231 | 0.2605 | 0.0588 | 0.1813 | 0.229 | 0.2456 | 0.1608 | 0.2617 | 0.0794 | 0.4034 | 0.3341 | 0.2455 | 0.1356
|  | 38:45 | 0.6319 | 0.8425 | 0.4954 | 0.6647 | 0.6683 | 0.6477 | 0.8413 | 0.8004 | 0.8473 | 0.7985 | 0.8766 | 0.8098 | 0.3175 | 0.0943 | 0.2482 | 0.0565 | 0.1716 | 0.2325 | 0.1205 | 0.1299 | 0.4373 | 0.4169 | 0.26 | 0.0771
|  | 39:00 | 0.602 | 0.7651 | 0.4594 | 0.6458 | 0.6405 | 0.6197 | 0.8003 | 0.7668 | 0.8495 | 0.7895 | 0.8772 | 0.7933 | 0.224 | 0.1376 | 0.1116 | 0.0971 | 0.1155 | 0.1812 | 0.1856 | 0.1699 | 0.3914 | 0.343 | 0.209 | 0.1358
|  | 39:15 | 0.6178 | 0.7411 | 0.4081 | 0.6179 | 0.6237 | 0.6017 | 0.7963 | 0.7162 | 0.8268 | 0.7885 | 0.9089 | 0.8073 | 0.289 | 0.159 | 0.0744 | 0.1667 | 0.159 | 0.1633 | 0.17 | 0.1563 | 0.4496 | 0.1892 | 0.1156 | 0.1724
|  | 39:30 | 0.5821 | 0.7258 | 0.3653 | 0.6169 | 0.5745 | 0.5653 | 0.771 | 0.7079 | 0.7922 | 0.7829 | 0.9194 | 0.81 | 0.3045 | 0.1147 | 0.0886 | 0.1161 | 0.2142 | 0.2307 | 0.1707 | 0.1086 | 0.4746 | 0.3203 | 0.142 | 0.0909
|  | 39:45 | 0.5628 | 0.6758 | 0.3324 | 0.6123 | 0.5291 | 0.5236 | 0.7829 | 0.7003 | 0.7705 | 0.7294 | 0.9077 | 0.7974 | 0.243 | 0.243 | 0.2202 | 0.1593 | 0.1572 | 0.1458 | 0.1719 | 0.1339 | 0.4206 | 0.3098 | 0.03 | 0.098
|  | 40:00 | 0.5348 | 0.6438 | 0.2983 | 0.6071 | 0.4998 | 0.5028 | 0.7366 | 0.7373 | 0.7503 | 0.7171 | 0.9033 | 0.7728 | 0.2667 | 0.1075 | 0.1231 | 0.1654 | 0.0878 | 0.0767 | 0.1162 | 0.1906 | 0.46 | 0.2227 | 0.0601 | 0.2116
|  | 40:15 | 0.5176 | 0.6886 | 0.253 | 0.5694 | 0.4263 | 0.491 | 0.7205 | 0.7769 | 0.7471 | 0.7193 | 0.8465 | 0.7621 | 0.2384 | 0.1347 | 0.0629 | 0.1284 | 0.1347 | 0.1339 | 0.2016 | 0.2295 | 0.447 | 0.2218 | 0.1287 | 0.2003
|  | 40:30 | 0.494 | 0.6058 | 0.1916 | 0.5342 | 0.4169 | 0.4366 | 0.6869 | 0.7426 | 0.6662 | 0.6682 | 0.7979 | 0.698 | 0.2836 | 0.0545 | 0.0753 | 0.094 | 0.1388 | 0.1455 | 0.1597 | 0.2467 | 0.3535 | 0.3115 | 0.1015 | 0.2031
|  | 40:45 | 0.4441 | 0.5719 | 0.1311 | 0.4832 | 0.3854 | 0.3988 | 0.6397 | 0.6997 | 0.6127 | 0.6277 | 0.7538 | 0.6725 | 0.2649 | 0 | 0.009 | 0.2224 | 0.1695 | 0.2944 | 0.1959 | 0.3404 | 0.3012 | 0.279 | 0.095 | 0.3135
|  | 41:00 | 0.389 | 0.5404 | 0.0608 | 0.4619 | 0.3378 | 0.3657 | 0.5834 | 0.6413 | 0.5332 | 0.5637 | 0.6993 | 0.6407 | 0.1581 | 0.0786 | 0 | 0.1625 | 0.1131 | 0.3817 | 0.2811 | 0.2279 | 0.3486 | 0.2076 | 0.1538 | 0.2841
|  | 41:15 | 0.3544 | 0.5102 | 0 | 0.4202 | 0.3005 | 0.3171 | 0.5217 | 0.595 | 0.4312 | 0.5092 | 0.6789 | 0.5472 | 0.2222 | 0.1381 | 0.0635 | 0.1332 | 0.1381 | 0.131 | 0.2428 | 0.2364 | 0.3809 | 0.1781 | 0.153 | 0.2092
|  | 41:30 | 0.2563 | 0.4156 | 0 | 0.2974 | 0.2332 | 0.2221 | 0.465 | 0.4973 | 0.3298 | 0.4196 | 0.5832 | 0.4494 | 0.2007 | 0.1287 | 0.1351 | 0.1281 | 0.0519 | 0.1174 | 0.2598 | 0.0797 | 0.3558 | 0.2146 | 0.2304 | 0.2947
|  | 41:45 | 0.1662 | 0.302 | 0 | 0.2056 | 0.155 | 0.1628 | 0.3658 | 0.4501 | 0.242 | 0.3365 | 0.4864 | 0.3667 | 0.1956 | 0.3027 | 0.1794 | 0.1697 | 0 | 0.0992 | 0.3049 | 0.1354 | 0.2521 | 0.3536 | 0.2524 | 0.2202
|  | 42:00 | 0.0933 | 0.1691 | 0 | 0.103 | 0.075 | 0.0883 | 0.2464 | 0.3724 | 0.1493 | 0.2232 | 0.4128 | 0.2636 | 0.1855 | 0.2145 | 0.02 | 0.0654 | 0.1067 | 0.2632 | 0.2874 | 0.1748 | 0.2695 | 0.3467 | 0.245 | 0.2998
|  | 42:15 | 0.0001 | 0.0385 | 0 | 0 | 0 | 0.0077 | 0.1407 | 0.2902 | 0.0238 | 0.1123 | 0.3057 | 0.1745 | 0.2631 | 0.159 | 0.078 | 0.1771 | 0.159 | 0.1595 | 0.2914 | 0.2861 | 0.3216 | 0.2346 | 0.2443 | 0.2675
|  | 42:30 | 0 | 0.013 | 0 | 0 | 0 | 0 | 0.0928 | 0.2609 | 0 | 0.0651 | 0.2351 | 0.1139 | 0.1728 | 0.0748 | 0.1069 | 0.2056 | 0.1204 | 0.2376 | 0.3464 | 0.2815 | 0.2997 | 0.0533 | 0.3402 | 0.1965
|  | 42:45 | 0 | 0.047 | 0 | 0 | 0 | 0.0098 | 0.0395 | 0.2034 | 0.0013 | 0.0431 | 0.1595 | 0.0804 | 0.0705 | 0.0883 | 0.1235 | 0.1284 | 0.0834 | 0.1337 | 0.3846 | 0.2735 | 0.3566 | 0.1318 | 0.3485 | 0.2299
|  | 43:00 | 0 | 0 | 0 | 0 | 0 | 0 | 0.0246 | 0.1578 | 0 | 0 | 0.0928 | 0.0452 | 0.3512 | 0.234 | 0.0758 | 0.1634 | 0.1118 | 0.1272 | 0.3478 | 0.2942 | 0.3264 | 0.2725 | 0.4625 | 0.1278
|  | 43:15 | 0 | 0 | 0 | 0 | 0 | 0 | 0.0018 | 0.012 | 0 | 0 | 0.0211 | 0.007 | 0.3131 | 0.1961 | 0.094 | 0.2078 | 0.1961 | 0.1905 | 0.3244 | 0.3379 | 0.2973 | 0.299 | 0.3764 | 0.3493
|  | 43:30 | 0 | 0 | 0 | 0 | 0 | 0 | 0 | 0 | 0 | 0 | 0.023 | 0 | 0.3332 | 0.214 | 0.109 | 0.2098 | 0.1984 | 0.2538 | 0.2034 | 0.3145 | 0.2883 | 0.2694 | 0.4856 | 0.4005
|  | 43:45 | 0 | 0 | 0 | 0 | 0 | 0 | 0 | 0 | 0 | 0 | 0.0107 | 0 | 0.352 | 0.3126 | 0.1444 | 0.2741 | 0.1127 | 0.2394 | 0.3384 | 0.4152 | 0.3234 | 0.3389 | 0.5996 | 0.475
|  | 44:00 | 0 | 0 | 0 | 0 | 0 | 0 | 0 | 0 | 0 | 0 | 0.0049 | 0 | 0.3532 | 0.3557 | 0.0223 | 0.351 | 0.173 | 0.2051 | 0.3801 | 0.3356 | 0.2911 | 0.4039 | 0.6473 | 0.4467
|  | 44:15 | 0 | 0 | 0 | 0 | 0 | 0 | 0 | 0 | 0 | 0 | 0 | 0 | 0.3642 | 0.2292 | 0.1145 | 0.2498 | 0.2292 | 0.2254 | 0.3657 | 0.3735 | 0.2854 | 0.4351 | 0.5386 | 0.4482
|  | 44:30 | 0 | 0 | 0 | 0 | 0 | 0 | 0 | 0 | 0 | 0 | 0 | 0 | 0.3951 | 0.2547 | 0.1893 | 0.1788 | 0.2844 | 0.2054 | 0.4786 | 0.4372 | 0.2631 | 0.4926 | 0.6072 | 0.5477
|  | 44:45 | 0 | 0 | 0 | 0 | 0 | 0 | 0 | 0 | 0 | 0 | 0 | 0 | 0.276 | 0.2705 | 0.122 | 0.134 | 0.1933 | 0.3899 | 0.4616 | 0.2978 | 0.1865 | 0.491 | 0.4742 | 0.6007
|  | 45:00 | 0 | 0 | 0 | 0 | 0 | 0 | 0 | 0 | 0 | 0 | 0 | 0 | 0.3719 | 0.2929 | 0.1641 | 0.2228 | 0.3026 | 0.2925 | 0.353 | 0.2821 | 0.1436 | 0.5282 | 0.4605 | 0.4914
|  | 45:15 | 0 | 0 | 0 | 0 | 0 | 0 | 0 | 0 | 0 | 0 | 0 | 0 | 0.3367 | 0.3254 | 0.1153 | 0.3409 | 0.3254 | 0.2475 | 0.3868 | 0.3109 | 0.2407 | 0.4351 | 0.5027 | 0.4133
|  | 45:30 | 0 | 0 | 0 | 0 | 0 | 0 | 0 | 0 | 0 | 0 | 0 | 0 | 0.3056 | 0.2903 | 0.0951 | 0.3878 | 0.2541 | 0.1899 | 0.3105 | 0.3539 | 0.2765 | 0.4514 | 0.5176 | 0.3592
|  | 45:45 | 0 | 0 | 0 | 0 | 0 | 0 | 0 | 0 | 0 | 0 | 0 | 0 | 0.3413 | 0.3752 | 0.0625 | 0.3386 | 0.4607 | 0.2321 | 0.3483 | 0.3717 | 0.3235 | 0.5475 | 0.4587 | 0.4072
|  | 46:00 | 0 | 0 | 0 | 0 | 0 | 0 | 0 | 0 | 0 | 0 | 0 | 0 | 0.4315 | 0.4813 | 0.1191 | 0.4089 | 0.5028 | 0.3083 | 0.4173 | 0.2871 | 0.2606 | 0.5154 | 0.5707 | 0.5073
|  | 46:15 | 0 | 0 | 0 | 0 | 0 | 0 | 0 | 0 | 0 | 0 | 0 | 0 | 0.3328 | 0.4079 | 0.1192 | 0.4105 | 0.4079 | 0.2716 | 0.4545 | 0.3578 | 0.2586 | 0.4572 | 0.594 | 0.4804
|  | 46:30 | 0 | 0 | 0 | 0 | 0 | 0 | 0 | 0 | 0 | 0 | 0 | 0 | 0.5005 | 0.312 | 0.1311 | 0.4201 | 0.3802 | 0.376 | 0.5557 | 0.4357 | 0.3038 | 0.4017 | 0.6013 | 0.6793
|  | 46:45 | 0 | 0 | 0 | 0 | 0 | 0 | 0 | 0 | 0 | 0 | 0 | 0 | 0.4879 | 0.338 | 0.2414 | 0.4857 | 0.5227 | 0.3846 | 0.4712 | 0.5437 | 0.3094 | 0.4356 | 0.5735 | 0.6199
|  | 47:00 | 0 | 0 | 0 | 0 | 0 | 0 | 0 | 0 | 0 | 0 | 0 | 0 | 0.3874 | 0.5552 | 0.2121 | 0.511 | 0.5221 | 0.3196 | 0.4632 | 0.4812 | 0.2467 | 0.3674 | 0.5045 | 0.5535
|  | 47:15 | 0 | 0 | 0 | 0 | 0 | 0 | 0 | 0 | 0 | 0 | 0 | 0 | 0.4107 | 0.6388 | 0.1493 | 0.5509 | 0.6388 | 0.3609 | 0.4306 | 0.4048 | 0.2526 | 0.3795 | 0.6235 | 0.4991
|  | 47:30 | 0 | 0 | 0 | 0 | 0 | 0 | 0 | 0 | 0 | 0 | 0 | 0 | 0.3815 | 0.5231 | 0.1204 | 0.6421 | 0.4075 | 0.357 | 0.4003 | 0.39 | 0.2333 | 0.4995 | 0.7026 | 0.5804
|  | 47:45 | 0 | 0 | 0 | 0 | 0 | 0 | 0 | 0 | 0 | 0 | 0 | 0 | 0.341 | 0.3307 | 0.0049 | 0.5664 | 0.5174 | 0.3665 | 0.3649 | 0.3356 | 0.1839 | 0.4725 | 0.7002 | 0.5551
|  | 48:00 | 0 | 0 | 0 | 0 | 0 | 0 | 0 | 0 | 0 | 0 | 0 | 0 | 0.3537 | 0.3588 | 0.0832 | 0.5621 | 0.4081 | 0.432 | 0.4297 | 0.5537 | 0.2028 | 0.389 | 0.5974 | 0.5668
Sep | fall | 0:15 | 0 | 0 | 0 | 0 | 0 | 0 | 0 | 0 | 0 | 0 | 0 | 0 | 0.2961 | 0.3876 | 0.1044 | 0.3829 | 0.3876 | 0.2474 | 0.4858 | 0.5294 | 0.1556 | 0.2509 | 0.6954 | 0.5527
|  | 0:30 | 0 | 0 | 0 | 0 | 0 | 0 | 0 | 0 | 0 | 0 | 0 | 0 | 0.2156 | 0.3154 | 0.0009 | 0.3302 | 0.3865 | 0.1895 | 0.5388 | 0.5221 | 0.1083 | 0.2991 | 0.735 | 0.459
|  | 0:45 | 0 | 0 | 0 | 0 | 0 | 0 | 0 | 0 | 0 | 0 | 0 | 0 | 0.1734 | 0.3146 | 0 | 0.3384 | 0.4677 | 0.2171 | 0.4805 | 0.5657 | 0.1453 | 0.2742 | 0.8048 | 0.3559
|  | 1:00 | 0 | 0 | 0 | 0 | 0 | 0 | 0 | 0 | 0 | 0 | 0 | 0 | 0.2331 | 0.3706 | 0.0114 | 0.3929 | 0.4728 | 0.2643 | 0.3592 | 0.5618 | 0.1475 | 0.2308 | 0.8201 | 0.4387
|  | 1:15 | 0 | 0 | 0 | 0 | 0 | 0 | 0 | 0 | 0 | 0 | 0 | 0 | 0.3018 | 0.4127 | 0.1018 | 0.3801 | 0.4127 | 0.2504 | 0.4927 | 0.5395 | 0.2006 | 0.2964 | 0.602 | 0.516
|  | 1:30 | 0 | 0 | 0 | 0 | 0 | 0 | 0 | 0 | 0 | 0 | 0 | 0 | 0.3325 | 0.3629 | 0.0409 | 0.1857 | 0.5407 | 0.2053 | 0.5213 | 0.697 | 0.2427 | 0.3059 | 0.6414 | 0.5397
|  | 1:45 | 0 | 0 | 0 | 0 | 0 | 0 | 0 | 0 | 0 | 0 | 0 | 0 | 0.2697 | 0.3196 | 0.0286 | 0.3156 | 0.4874 | 0.2351 | 0.4892 | 0.8254 | 0.212 | 0.2204 | 0.5621 | 0.479
|  | 2:00 | 0 | 0 | 0 | 0 | 0 | 0 | 0 | 0 | 0 | 0 | 0 | 0 | 0.1924 | 0.4263 | 0.1481 | 0.3247 | 0.4048 | 0.282 | 0.466 | 0.8005 | 0.1711 | 0.2265 | 0.5347 | 0.4003
|  | 2:15 | 0 | 0 | 0 | 0 | 0 | 0 | 0 | 0 | 0 | 0 | 0 | 0 | 0.2672 | 0.4315 | 0.0899 | 0.3753 | 0.4315 | 0.2372 | 0.4473 | 0.537 | 0.2035 | 0.2912 | 0.4643 | 0.4413
|  | 2:30 | 0 | 0 | 0 | 0 | 0 | 0 | 0 | 0 | 0 | 0 | 0 | 0 | 0.3312 | 0.3709 | 0.2294 | 0.3408 | 0.5702 | 0.4226 | 0.4011 | 0.6215 | 0.3343 | 0.2121 | 0.2869 | 0.3746
|  | 2:45 | 0 | 0 | 0 | 0 | 0 | 0 | 0 | 0 | 0 | 0 | 0 | 0 | 0.4472 | 0.3908 | 0.2211 | 0.3498 | 0.4908 | 0.3888 | 0.3966 | 0.551 | 0.29 | 0.22 | 0.3312 | 0.2452
|  | 3:00 | 0 | 0 | 0 | 0 | 0 | 0 | 0 | 0 | 0 | 0 | 0 | 0 | 0.3683 | 0.4526 | 0.1937 | 0.3773 | 0.5537 | 0.3199 | 0.5019 | 0.5225 | 0.2536 | 0.233 | 0.3072 | 0.404
|  | 3:15 | 0 | 0 | 0 | 0 | 0 | 0 | 0 | 0 | 0 | 0 | 0 | 0 | 0.2534 | 0.3878 | 0.0837 | 0.3643 | 0.3878 | 0.2234 | 0.3782 | 0.5159 | 0.229 | 0.2375 | 0.386 | 0.3899
|  | 3:30 | 0 | 0 | 0 | 0 | 0 | 0 | 0 | 0 | 0 | 0 | 0 | 0 | 0.2718 | 0.5492 | 0.1164 | 0.4412 | 0.4501 | 0.2805 | 0.3891 | 0.4411 | 0.2477 | 0.2948 | 0.2694 | 0.3902
|  | 3:45 | 0 | 0 | 0 | 0 | 0 | 0 | 0 | 0 | 0 | 0 | 0 | 0 | 0.3975 | 0.4278 | 0.0293 | 0.4696 | 0.4199 | 0.2196 | 0.4202 | 0.4262 | 0.4341 | 0.2397 | 0.2876 | 0.3518
|  | 4:00 | 0 | 0 | 0 | 0 | 0 | 0 | 0 | 0 | 0 | 0 | 0 | 0 | 0.4362 | 0.399 | 0 | 0.3732 | 0.4003 | 0.2322 | 0.4145 | 0.352 | 0.3642 | 0.2034 | 0.3888 | 0.4027
|  | 4:15 | 0 | 0 | 0 | 0 | 0 | 0 | 0 | 0 | 0 | 0 | 0 | 0 | 0.2827 | 0.4042 | 0.1045 | 0.4167 | 0.4042 | 0.2524 | 0.3268 | 0.4323 | 0.2215 | 0.2203 | 0.385 | 0.3631
|  | 4:30 | 0 | 0 | 0 | 0 | 0 | 0 | 0 | 0 | 0 | 0 | 0 | 0 | 0.3511 | 0.4944 | 0.156 | 0.4133 | 0.3793 | 0.2839 | 0.51 | 0.5461 | 0.3085 | 0.2623 | 0.5164 | 0.4131
|  | 4:45 | 0 | 0 | 0 | 0 | 0 | 0 | 0 | 0 | 0 | 0 | 0 | 0 | 0.359 | 0.4579 | 0.1542 | 0.33 | 0.3791 | 0.2885 | 0.4577 | 0.4826 | 0.2416 | 0.2888 | 0.5629 | 0.4177
|  | 5:00 | 0 | 0 | 0 | 0 | 0 | 0 | 0 | 0 | 0 | 0 | 0 | 0 | 0.3847 | 0.4291 | 0.105 | 0.3956 | 0.3919 | 0.2987 | 0.4123 | 0.346 | 0.0902 | 0.2952 | 0.3854 | 0.3406
|  | 5:15 | 0 | 0 | 0 | 0 | 0 | 0 | 0 | 0 | 0 | 0 | 0 | 0 | 0.2738 | 0.3691 | 0.099 | 0.4036 | 0.3691 | 0.2409 | 0.3564 | 0.3663 | 0.174 | 0.2045 | 0.357 | 0.3313
|  | 5:30 | 0 | 0 | 0 | 0 | 0 | 0 | 0.0282 | 0.016 | 0.0055 | 0.026 | 0 | 0 | 0.3455 | 0.3632 | 0.0017 | 0.4933 | 0.4166 | 0.124 | 0.3824 | 0.4078 | 0.1909 | 0.3012 | 0.4189 | 0.3712
|  | 5:45 | 0 | 0 | 0 | 0 | 0 | 0 | 0.0466 | 0.009 | 0.0288 | 0.0551 | 0.019 | 0.0334 | 0.4103 | 0.3253 | 0 | 0.4189 | 0.1483 | 0.2208 | 0.382 | 0.3218 | 0.1754 | 0.2589 | 0.4718 | 0.4346
|  | 6:00 | 0 | 0 | 0 | 0 | 0 | 0 | 0.0669 | 0.0398 | 0.0661 | 0.072 | 0.0304 | 0.0655 | 0.2677 | 0.296 | 0.1161 | 0.4273 | 0.2854 | 0.2662 | 0.2863 | 0.4194 | 0.1482 | 0.127 | 0.5708 | 0.4127
|  | 6:15 | 0 | 0 | 0 | 0 | 0 | 0 | 0.0655 | 0.0859 | 0.1041 | 0.0706 | 0.0317 | 0.0715 | 0.2793 | 0.3233 | 0.0898 | 0.3973 | 0.3233 | 0.2321 | 0.3852 | 0.3424 | 0.1753 | 0.195 | 0.4516 | 0.3764
|  | 6:30 | 0 | 0 | 0 | 0 | 0 | 0 | 0.1286 | 0.197 | 0.174 | 0.1688 | 0.121 | 0.1508 | 0.3682 | 0.3161 | 0 | 0.424 | 0.2237 | 0.1774 | 0.2554 | 0.2706 | 0.2523 | 0.2459 | 0.4363 | 0.3322
|  | 6:45 | 0 | 0 | 0 | 0 | 0 | 0 | 0.2704 | 0.2465 | 0.2451 | 0.2501 | 0.2554 | 0.2074 | 0.2192 | 0.2647 | 0.0355 | 0.446 | 0.1796 | 0.1281 | 0.2525 | 0.2773 | 0.2259 | 0.4111 | 0.5659 | 0.2602
|  | 7:00 | 0 | 0 | 0 | 0 | 0 | 0 | 0.2958 | 0.3315 | 0.3229 | 0.3355 | 0.3024 | 0.3004 | 0.2637 | 0.2263 | 0.1474 | 0.3603 | 0.2082 | 0.2496 | 0.2093 | 0.3388 | 0.1685 | 0.3238 | 0.4743 | 0.2464
|  | 7:15 | 0 | 0 | 0 | 0 | 0 | 0 | 0.3624 | 0.4427 | 0.3795 | 0.431 | 0.3724 | 0.3976 | 0.2406 | 0.3183 | 0.0846 | 0.3713 | 0.3183 | 0.2133 | 0.2693 | 0.303 | 0.1317 | 0.1466 | 0.4246 | 0.3337
|  | 7:30 | 0.0398 | 0.0316 | 0.0121 | 0.0252 | 0.0647 | 0 | 0.4261 | 0.5108 | 0.4581 | 0.4715 | 0.4278 | 0.4583 | 0.1954 | 0.3374 | 0.1515 | 0.3103 | 0.3761 | 0.2753 | 0.2939 | 0.2148 | 0.013 | 0.054 | 0.4854 | 0.321
|  | 7:45 | 0.0262 | 0.0229 | 0.047 | 0.0535 | 0.1029 | 0.0149 | 0.4824 | 0.5624 | 0.5135 | 0.5363 | 0.5218 | 0.532 | 0.1296 | 0.2231 | 0.2461 | 0.4277 | 0.3712 | 0.2676 | 0.2416 | 0.2916 | 0.1411 | 0.133 | 0.3223 | 0.3616
|  | 8:00 | 0.0782 | 0.0951 | 0.0594 | 0.0644 | 0.1512 | 0.0679 | 0.5622 | 0.6679 | 0.6034 | 0.6302 | 0.6009 | 0.6223 | 0.2443 | 0.381 | 0.1426 | 0.2975 | 0.3512 | 0.1808 | 0.2543 | 0.3888 | 0.1248 | 0.1781 | 0.483 | 0.1962
|  | 8:15 | 0.1001 | 0.1167 | 0.0943 | 0.0682 | 0.1755 | 0.1109 | 0.5996 | 0.7571 | 0.6619 | 0.6787 | 0.6685 | 0.6732 | 0.2218 | 0.3138 | 0.0827 | 0.3621 | 0.3138 | 0.2049 | 0.1819 | 0.2742 | 0.0953 | 0.1077 | 0.4145 | 0.3064
|  | 8:30 | 0.1847 | 0.2 | 0.1484 | 0.1368 | 0.341 | 0.1993 | 0.6176 | 0.7532 | 0.6834 | 0.6961 | 0.7125 | 0.6999 | 0.3465 | 0.2623 | 0.1743 | 0.2726 | 0.2396 | 0.0716 | 0.3157 | 0.2647 | 0.0601 | 0.0396 | 0.4258 | 0.1751
|  | 8:45 | 0.2698 | 0.281 | 0.1702 | 0.1716 | 0.5086 | 0.2705 | 0.6428 | 0.8068 | 0.7353 | 0.7302 | 0.7679 | 0.7466 | 0.139 | 0.2911 | 0.2415 | 0.2827 | 0.1151 | 0.0853 | 0.306 | 0.341 | 0.1441 | 0.0426 | 0.3957 | 0.3225
|  | 9:00 | 0.3661 | 0.3361 | 0.2144 | 0.221 | 0.6684 | 0.356 | 0.6846 | 0.8058 | 0.756 | 0.748 | 0.8235 | 0.7839 | 0.1684 | 0.2664 | 0.2117 | 0.2803 | 0.1225 | 0.0139 | 0.27 | 0.19 | 0.1606 | 0.1026 | 0.3811 | 0.3505
|  | 9:15 | 0.4691 | 0.4019 | 0.2821 | 0.2763 | 0.8533 | 0.4566 | 0.7161 | 0.8521 | 0.8032 | 0.7731 | 0.8642 | 0.8017 | 0.1824 | 0.2477 | 0.0605 | 0.2682 | 0.2477 | 0.1584 | 0.0982 | 0.1661 | 0.1077 | 0.1058 | 0.4182 | 0.2757
|  | 9:30 | 0.4803 | 0.452 | 0.323 | 0.2917 | 0.8449 | 0.4744 | 0.7413 | 0.8332 | 0.7739 | 0.7743 | 0.8532 | 0.8079 | 0.1846 | 0.1853 | 0 | 0.2728 | 0.1717 | 0.1216 | 0.1025 | 0.2117 | 0.1337 | 0.1357 | 0.4955 | 0.1569
|  | 9:45 | 0.5251 | 0.5304 | 0.3627 | 0.3388 | 0.8318 | 0.5226 | 0.7244 | 0.8318 | 0.7908 | 0.7599 | 0.8296 | 0.8215 | 0.1465 | 0.2143 | 0 | 0.2603 | 0.2332 | 0.1206 | 0.0254 | 0.1864 | 0.0826 | 0.0644 | 0.5548 | 0.0767
|  | 10:00 | 0.5536 | 0.6291 | 0.3948 | 0.3791 | 0.8109 | 0.5573 | 0.7726 | 0.8261 | 0.7774 | 0.775 | 0.8473 | 0.7968 | 0.2827 | 0.279 | 0 | 0.1975 | 0.1841 | 0.0736 | 0.0945 | 0.2179 | 0.1114 | 0.0529 | 0.5668 | 0.2086
|  | 10:15 | 0.5951 | 0.6768 | 0.4291 | 0.4108 | 0.802 | 0.5828 | 0.7656 | 0.8238 | 0.7833 | 0.7928 | 0.8123 | 0.7956 | 0.1702 | 0.1992 | 0.0613 | 0.229 | 0.1992 | 0.1417 | 0.1074 | 0.1632 | 0.1881 | 0.1632 | 0.4238 | 0.2906
|  | 10:30 | 0.5831 | 0.6983 | 0.4728 | 0.4256 | 0.8342 | 0.6107 | 0.7639 | 0.8244 | 0.7932 | 0.7788 | 0.8222 | 0.7916 | 0.1194 | 0.1169 | 0.1168 | 0.214 | 0.2257 | 0.2202 | 0.1101 | 0.21 | 0.1476 | 0.18 | 0.4683 | 0.2227
|  | 10:45 | 0.613 | 0.7343 | 0.5406 | 0.4241 | 0.8869 | 0.6585 | 0.7595 | 0.8497 | 0.7795 | 0.7854 | 0.8329 | 0.784 | 0.0355 | 0.1736 | 0.0953 | 0.2827 | 0.3683 | 0.194 | 0.1673 | 0.2137 | 0.2461 | 0.1644 | 0.4038 | 0.2839
|  | 11:00 | 0.6635 | 0.7408 | 0.5717 | 0.4241 | 0.9493 | 0.6541 | 0.7869 | 0.8466 | 0.7788 | 0.7797 | 0.8242 | 0.7766 | 0 | 0.1156 | 0 | 0.2152 | 0.285 | 0.1236 | 0.0755 | 0.1508 | 0.2334 | 0.1945 | 0.5087 | 0.2746
|  | 11:15 | 0.6946 | 0.8037 | 0.6244 | 0.4554 | 0.9403 | 0.7037 | 0.7655 | 0.783 | 0.8087 | 0.7742 | 0.8149 | 0.7893 | 0.1716 | 0.193 | 0.0581 | 0.2092 | 0.193 | 0.1362 | 0.0911 | 0.1269 | 0.2088 | 0.2169 | 0.3376 | 0.2421
|  | 11:30 | 0.6939 | 0.7879 | 0.5834 | 0.4888 | 0.9237 | 0.6982 | 0.7678 | 0.8203 | 0.7805 | 0.7625 | 0.8409 | 0.7709 | 0.2007 | 0 | 0 | 0.13 | 0.0947 | 0.1453 | 0.1394 | 0.3356 | 0.1953 | 0.2848 | 0.288 | 0.2653
|  | 11:45 | 0.6925 | 0.785 | 0.5455 | 0.5314 | 0.8955 | 0.6862 | 0.8102 | 0.7947 | 0.791 | 0.7647 | 0.8415 | 0.7823 | 0.1883 | 0.0334 | 0.192 | 0.1126 | 0 | 0.2157 | 0.0592 | 0.2392 | 0.1817 | 0.405 | 0.2127 | 0.266
|  | 12:00 | 0.6721 | 0.7917 | 0.5126 | 0.5432 | 0.8644 | 0.6827 | 0.7675 | 0.7959 | 0.7815 | 0.7642 | 0.8114 | 0.7827 | 0.1913 | 0.2304 | 0.1168 | 0 | 0.0417 | 0.1834 | 0.0878 | 0.0746 | 0.1885 | 0.3099 | 0.2907 | 0.1479
|  | 12:15 | 0.6837 | 0.8166 | 0.4642 | 0.5544 | 0.8795 | 0.6797 | 0.7623 | 0.7925 | 0.7932 | 0.7786 | 0.807 | 0.7867 | 0.1765 | 0.1601 | 0.0602 | 0.1584 | 0.1601 | 0.1244 | 0.1008 | 0.1122 | 0.2232 | 0.1996 | 0.308 | 0.2259
|  | 12:30 | 0.6708 | 0.7967 | 0.514 | 0.5915 | 0.8893 | 0.6942 | 0.7636 | 0.7866 | 0.776 | 0.7789 | 0.8026 | 0.8049 | 0.134 | 0.1345 | 0.0569 | 0.2447 | 0.0593 | 0.0781 | 0.0791 | 0.1254 | 0.3043 | 0.2705 | 0.4415 | 0.2584
|  | 12:45 | 0.6879 | 0.8064 | 0.56 | 0.6124 | 0.9427 | 0.7025 | 0.7653 | 0.7707 | 0.7848 | 0.7949 | 0.8195 | 0.8064 | 0.1396 | 0.1045 | 0 | 0.266 | 0.1152 | 0.0733 | 0 | 0.0435 | 0.2229 | 0.2362 | 0.3725 | 0.1029
|  | 13:00 | 0.6902 | 0.8439 | 0.5699 | 0.6384 | 0.9563 | 0.7384 | 0.7681 | 0.8213 | 0.8002 | 0.7897 | 0.8062 | 0.7936 | 0.0346 | 0.1236 | 0 | 0.2444 | 0.0982 | 0.1558 | 0.0488 | 0.1637 | 0.3411 | 0.188 | 0.3747 | 0.2357
|  | 13:15 | 0.7127 | 0.8435 | 0.6398 | 0.6807 | 0.9511 | 0.7656 | 0.7587 | 0.8081 | 0.7944 | 0.7695 | 0.8178 | 0.7897 | 0.1901 | 0.1649 | 0.0574 | 0.1421 | 0.1649 | 0.1244 | 0.1127 | 0.1343 | 0.345 | 0.2324 | 0.3469 | 0.2671
|  | 13:30 | 0.712 | 0.8058 | 0.62 | 0.6592 | 0.9513 | 0.7674 | 0.7622 | 0.8168 | 0.7835 | 0.7718 | 0.807 | 0.8003 | 0.2673 | 0.1746 | 0 | 0.0644 | 0.1209 | 0.115 | 0.1206 | 0.1391 | 0.3698 | 0.2152 | 0.4123 | 0.2626
|  | 13:45 | 0.719 | 0.7966 | 0.6129 | 0.626 | 0.9167 | 0.7236 | 0.7413 | 0.8188 | 0.7728 | 0.806 | 0.8245 | 0.8026 | 0.247 | 0.2043 | 0 | 0.1071 | 0.2002 | 0 | 0 | 0.0855 | 0.3091 | 0.2332 | 0.4167 | 0.3631
|  | 14:00 | 0.7013 | 0.8151 | 0.64 | 0.5897 | 0.8862 | 0.7195 | 0.7675 | 0.8342 | 0.7405 | 0.8153 | 0.8405 | 0.7942 | 0.3065 | 0.1718 | 0 | 0.0232 | 0.1537 | 0.0815 | 0.0789 | 0.0757 | 0.4987 | 0.2108 | 0.4127 | 0.3
|  | 14:15 | 0.701 | 0.7725 | 0.6235 | 0.5455 | 0.8983 | 0.7082 | 0.7554 | 0.822 | 0.7445 | 0.8082 | 0.842 | 0.7944 | 0.2005 | 0.1719 | 0.0651 | 0.1569 | 0.1719 | 0.1342 | 0.1535 | 0.1511 | 0.518 | 0.3686 | 0.3736 | 0.3148
|  | 14:30 | 0.6674 | 0.7971 | 0.5743 | 0.5543 | 0.8758 | 0.708 | 0.7605 | 0.8135 | 0.7501 | 0.7746 | 0.8537 | 0.8002 | 0.2143 | 0.2331 | 0.0309 | 0.1848 | 0.0098 | 0.0114 | 0.2356 | 0.144 | 0.5041 | 0.4216 | 0.3028 | 0.3462
|  | 14:45 | 0.6557 | 0.8016 | 0.5438 | 0.5536 | 0.9097 | 0.7203 | 0.7534 | 0.8701 | 0.7375 | 0.7701 | 0.8235 | 0.7773 | 0.108 | 0.3361 | 0.0174 | 0.1596 | 0 | 0 | 0.2067 | 0.1712 | 0.4443 | 0.4688 | 0.1786 | 0.4345
|  | 15:00 | 0.6563 | 0.7284 | 0.4927 | 0.5605 | 0.9079 | 0.7077 | 0.7018 | 0.8621 | 0.7481 | 0.7863 | 0.8537 | 0.7762 | 0.0565 | 0.3117 | 0.0524 | 0.248 | 0.0598 | 0.0065 | 0.2039 | 0.1601 | 0.4931 | 0.3906 | 0.2232 | 0.2545
|  | 15:15 | 0.6482 | 0.789 | 0.4881 | 0.5495 | 0.9141 | 0.6778 | 0.7112 | 0.8204 | 0.768 | 0.7709 | 0.8563 | 0.7854 | 0.1768 | 0.1585 | 0.0578 | 0.1448 | 0.1585 | 0.1206 | 0.1518 | 0.1516 | 0.4919 | 0.3985 | 0.3405 | 0.2964
|  | 15:30 | 0.5956 | 0.7789 | 0.4184 | 0.5231 | 0.907 | 0.6535 | 0.7111 | 0.8131 | 0.7324 | 0.778 | 0.8567 | 0.7626 | 0.1528 | 0.1563 | 0.0805 | 0.23 | 0.1213 | 0 | 0.0862 | 0 | 0.3937 | 0.3281 | 0.3381 | 0.2364
|  | 15:45 | 0.5832 | 0.734 | 0.3374 | 0.4867 | 0.8811 | 0.6099 | 0.6999 | 0.7944 | 0.6961 | 0.7448 | 0.8326 | 0.7562 | 0.2191 | 0.2024 | 0.073 | 0.2056 | 0.1088 | 0.0809 | 0.2062 | 0 | 0.3937 | 0.4683 | 0.3457 | 0.2739
|  | 16:00 | 0.5414 | 0.6674 | 0.2808 | 0.4848 | 0.8432 | 0.5627 | 0.6462 | 0.7583 | 0.6564 | 0.7384 | 0.7823 | 0.7384 | 0.2724 | 0.1468 | 0.063 | 0.164 | 0.1295 | 0.1084 | 0.1602 | 0.0366 | 0.5017 | 0.3631 | 0.4158 | 0.2924
|  | 16:15 | 0.503 | 0.6329 | 0.2328 | 0.4423 | 0.8195 | 0.5261 | 0.6224 | 0.7289 | 0.6205 | 0.7039 | 0.773 | 0.6897 | 0.1964 | 0.1554 | 0.066 | 0.1522 | 0.1554 | 0.1305 | 0.1411 | 0.1456 | 0.3154 | 0.2569 | 0.2906 | 0.2423
|  | 16:30 | 0.4194 | 0.5672 | 0.181 | 0.3646 | 0.7711 | 0.4319 | 0.5669 | 0.6706 | 0.5063 | 0.6052 | 0.6832 | 0.6085 | 0.1288 | 0.1236 | 0 | 0.1395 | 0.1403 | 0.1732 | 0.2261 | 0.1882 | 0.4283 | 0.357 | 0.3649 | 0.2799
|  | 16:45 | 0.291 | 0.4761 | 0.1236 | 0.2878 | 0.6765 | 0.3534 | 0.5136 | 0.6513 | 0.4126 | 0.5423 | 0.6203 | 0.5303 | 0.0929 | 0.174 | 0 | 0.0744 | 0.2267 | 0.059 | 0.2316 | 0.304 | 0.3402 | 0.4064 | 0.4694 | 0.2025
|  | 17:00 | 0.2163 | 0.3387 | 0.0564 | 0.197 | 0.6253 | 0.2807 | 0.4126 | 0.5566 | 0.3074 | 0.5019 | 0.5722 | 0.4762 | 0.1288 | 0.147 | 0 | 0 | 0.1442 | 0.0259 | 0.2497 | 0.2654 | 0.3624 | 0.3653 | 0.3263 | 0.2289
|  | 17:15 | 0.1319 | 0.2753 | 0 | 0.1034 | 0.5703 | 0.2162 | 0.3469 | 0.4673 | 0.237 | 0.4105 | 0.5643 | 0.4052 | 0.214 | 0.1649 | 0.0606 | 0.1745 | 0.1649 | 0.1389 | 0.163 | 0.1689 | 0.3292 | 0.3099 | 0.2982 | 0.2578
|  | 17:30 | 0.087 | 0.1814 | 0 | 0.0894 | 0.421 | 0.1567 | 0.27 | 0.318 | 0.1736 | 0.3272 | 0.4397 | 0.3342 | 0.1026 | 0.0518 | 0 | 0.1836 | 0.0869 | 0.009 | 0.1549 | 0.1279 | 0.3183 | 0.3139 | 0.1999 | 0.2679
|  | 17:45 | 0.0705 | 0.1119 | 0 | 0.0421 | 0.2786 | 0.0968 | 0.1912 | 0.2006 | 0.1341 | 0.2168 | 0.3245 | 0.2028 | 0.2457 | 0.1256 | 0 | 0.1605 | 0.2551 | 0.0601 | 0.1612 | 0.198 | 0.3323 | 0.3466 | 0.1529 | 0.4584
|  | 18:00 | 0.0111 | 0.0689 | 0 | 0.0373 | 0.1322 | 0.0338 | 0.0981 | 0.1409 | 0.0664 | 0.1389 | 0.1677 | 0.0888 | 0.1667 | 0.2318 | 0.0868 | 0.1994 | 0.3224 | 0.2382 | 0.1859 | 0.121 | 0.272 | 0.3807 | 0.1947 | 0.4232
|  | 18:15 | 0 | 0 | 0 | 0 | 0 | 0 | 0.0244 | 0.0369 | 0.0035 | 0.0267 | 0.0345 | 0.0252 | 0.2386 | 0.206 | 0.0693 | 0.2187 | 0.206 | 0.163 | 0.2002 | 0.1972 | 0.2915 | 0.336 | 0.3629 | 0.2977
|  | 18:30 | 0 | 0 | 0 | 0 | 0 | 0 | 0 | 0 | 0 | 0.012 | 0.007 | 0.0339 | 0.1466 | 0.1618 | 0.0863 | 0.2239 | 0.3301 | 0.2036 | 0.2823 | 0.1967 | 0.1785 | 0.2673 | 0.3587 | 0.4491
|  | 18:45 | 0 | 0 | 0 | 0 | 0 | 0 | 0 | 0.0116 | 0.0035 | 0 | 0.0058 | 0.0464 | 0.231 | 0.1525 | 0.0196 | 0.2404 | 0.2814 | 0.3211 | 0.1568 | 0.1955 | 0.1502 | 0.1866 | 0.4788 | 0.3996
|  | 19:00 | 0 | 0 | 0 | 0 | 0 | 0 | 0 | 0.0315 | 0.0061 | 0 | 0 | 0.0192 | 0.2426 | 0.2269 | 0 | 0.2343 | 0.3513 | 0.2568 | 0.1777 | 0.1085 | 0.2667 | 0.2254 | 0.4729 | 0.3894
|  | 19:15 | 0 | 0 | 0 | 0 | 0 | 0 | 0 | 0 | 0 | 0 | 0 | 0 | 0.2976 | 0.3231 | 0.0956 | 0.3222 | 0.3231 | 0.2246 | 0.2501 | 0.2132 | 0.2522 | 0.3596 | 0.4946 | 0.3697
|  | 19:30 | 0 | 0 | 0 | 0 | 0 | 0 | 0 | 0 | 0 | 0 | 0 | 0 | 0.3183 | 0.3256 | 0.1113 | 0.3762 | 0.3486 | 0.2977 | 0.3165 | 0.091 | 0.2118 | 0.3897 | 0.5156 | 0.4068
|  | 19:45 | 0 | 0 | 0 | 0 | 0 | 0 | 0 | 0 | 0 | 0 | 0 | 0 | 0.2443 | 0.3945 | 0.0661 | 0.5973 | 0.4464 | 0.2704 | 0.2822 | 0.0778 | 0.0913 | 0.3813 | 0.5593 | 0.3121
|  | 20:00 | 0 | 0 | 0 | 0 | 0 | 0 | 0 | 0 | 0 | 0 | 0 | 0 | 0.3661 | 0.3822 | 0.1479 | 0.7339 | 0.5226 | 0.2866 | 0.3639 | 0.2771 | 0.1109 | 0.4221 | 0.5648 | 0.4323
|  | 20:15 | 0 | 0 | 0 | 0 | 0 | 0 | 0 | 0 | 0 | 0 | 0 | 0 | 0.3724 | 0.4647 | 0.1359 | 0.4624 | 0.4647 | 0.3065 | 0.311 | 0.2307 | 0.2107 | 0.3488 | 0.6038 | 0.4302
|  | 20:30 | 0 | 0 | 0 | 0 | 0 | 0 | 0 | 0 | 0 | 0 | 0 | 0 | 0.4375 | 0.5166 | 0.2546 | 0.4295 | 0.5842 | 0.3103 | 0.3168 | 0.2398 | 0.27 | 0.3282 | 0.7767 | 0.4177
|  | 20:45 | 0 | 0 | 0 | 0 | 0 | 0 | 0 | 0 | 0 | 0 | 0 | 0 | 0.3473 | 0.552 | 0.2106 | 0.5262 | 0.6427 | 0.3264 | 0.358 | 0.2511 | 0.2684 | 0.3526 | 0.6943 | 0.5095
|  | 21:00 | 0 | 0 | 0 | 0 | 0 | 0 | 0 | 0 | 0 | 0 | 0 | 0 | 0.3535 | 0.5338 | 0.175 | 0.5512 | 0.6549 | 0.3314 | 0.3856 | 0.3351 | 0.3513 | 0.2235 | 0.6859 | 0.4516
|  | 21:15 | 0 | 0 | 0 | 0 | 0 | 0 | 0 | 0 | 0 | 0 | 0 | 0 | 0.3809 | 0.5463 | 0.1278 | 0.4741 | 0.5463 | 0.3177 | 0.3687 | 0.2952 | 0.2439 | 0.2874 | 0.6806 | 0.4909
|  | 21:30 | 0 | 0 | 0 | 0 | 0 | 0 | 0 | 0 | 0 | 0 | 0 | 0 | 0.4137 | 0.5059 | 0.0529 | 0.4772 | 0.5728 | 0.281 | 0.2149 | 0.3009 | 0.3234 | 0.1938 | 0.6996 | 0.5361
|  | 21:45 | 0 | 0 | 0 | 0 | 0 | 0 | 0 | 0 | 0 | 0 | 0 | 0 | 0.3972 | 0.6507 | 0.1618 | 0.4407 | 0.655 | 0.4377 | 0.2204 | 0.4007 | 0.4064 | 0.2024 | 0.7413 | 0.5929
|  | 22:00 | 0 | 0 | 0 | 0 | 0 | 0 | 0 | 0 | 0 | 0 | 0 | 0 | 0.3781 | 0.5828 | 0.1962 | 0.4383 | 0.6449 | 0.3558 | 0.3689 | 0.2679 | 0.1898 | 0.3205 | 0.73 | 0.4581
|  | 22:15 | 0 | 0 | 0 | 0 | 0 | 0 | 0 | 0 | 0 | 0 | 0 | 0 | 0.3639 | 0.5908 | 0.1177 | 0.4759 | 0.5908 | 0.3145 | 0.379 | 0.2367 | 0.17 | 0.2123 | 0.7121 | 0.4829
|  | 22:30 | 0 | 0 | 0 | 0 | 0 | 0 | 0 | 0 | 0 | 0 | 0 | 0 | 0.2306 | 0.6774 | 0.1361 | 0.5421 | 0.5195 | 0.3707 | 0.2967 | 0.3244 | 0.1409 | 0.296 | 0.7519 | 0.4963
|  | 22:45 | 0 | 0 | 0 | 0 | 0 | 0 | 0 | 0 | 0 | 0 | 0 | 0 | 0.3703 | 0.6892 | 0.1481 | 0.5179 | 0.4344 | 0.2939 | 0.4746 | 0.2038 | 0.1646 | 0.3466 | 0.7229 | 0.5287
|  | 23:00 | 0 | 0 | 0 | 0 | 0 | 0 | 0 | 0 | 0 | 0 | 0 | 0 | 0.314 | 0.6748 | 0.1913 | 0.481 | 0.4225 | 0.2542 | 0.5254 | 0.1931 | 0.1287 | 0.2215 | 0.6069 | 0.6062
|  | 23:15 | 0 | 0 | 0 | 0 | 0 | 0 | 0 | 0 | 0 | 0 | 0 | 0 | 0.3795 | 0.6218 | 0.1214 | 0.4901 | 0.6218 | 0.3269 | 0.3438 | 0.2015 | 0.1151 | 0.1866 | 0.6219 | 0.4182
|  | 23:30 | 0 | 0 | 0 | 0 | 0 | 0 | 0 | 0 | 0 | 0 | 0 | 0 | 0.3589 | 0.6176 | 0.0739 | 0.5386 | 0.6216 | 0.3286 | 0.2887 | 0.2494 | 0.2365 | 0.1961 | 0.5225 | 0.4364
|  | 23:45 | 0 | 0 | 0 | 0 | 0 | 0 | 0 | 0 | 0 | 0 | 0 | 0 | 0.4245 | 0.5645 | 0.0345 | 0.5586 | 0.6194 | 0.4503 | 0.3446 | 0.2485 | 0.1888 | 0.0888 | 0.3271 | 0.5738
|  | 24:00 | 0 | 0 | 0 | 0 | 0 | 0 | 0 | 0 | 0 | 0 | 0 | 0 | 0.4983 | 0.5721 | 0.0509 | 0.5169 | 0.6319 | 0.506 | 0.2355 | 0.1521 | 0.1749 | 0.0975 | 0.5687 | 0.5325
Oct |  | 24:15 | 0 | 0 | 0 | 0 | 0 | 0 | 0 | 0 | 0 | 0 | 0 | 0 | 0.4639 | 0.665 | 0.1573 | 0.6459 | 0.665 | 0.4011 | 0.2229 | 0.1516 | 0.0774 | 0.1413 | 0.6567 | 0.4044
|  | 24:30 | 0 | 0 | 0 | 0 | 0 | 0 | 0 | 0 | 0 | 0 | 0 | 0 | 0.447 | 0.6602 | 0.2733 | 0.5449 | 0.7185 | 0.3975 | 0.2558 | 0.129 | 0.1141 | 0.0276 | 0.5924 | 0.3762
|  | 24:45 | 0 | 0 | 0 | 0 | 0 | 0 | 0 | 0 | 0 | 0 | 0 | 0 | 0.3605 | 0.6218 | 0.3344 | 0.6499 | 0.6388 | 0.2651 | 0.177 | 0.0691 | 0.0597 | 0.0761 | 0.6722 | 0.4988
|  | 25:00 | 0 | 0 | 0 | 0 | 0 | 0 | 0 | 0 | 0 | 0 | 0 | 0 | 0.3532 | 0.5801 | 0.3158 | 0.6026 | 0.5992 | 0.3632 | 0.1345 | 0.0686 | 0.1283 | 0.1372 | 0.4812 | 0.4832
|  | 25:15 | 0 | 0 | 0 | 0 | 0 | 0 | 0 | 0 | 0 | 0 | 0 | 0 | 0.453 | 0.6497 | 0.1544 | 0.6106 | 0.6497 | 0.3881 | 0.2342 | 0.1798 | 0.0913 | 0.1306 | 0.5635 | 0.3664
|  | 25:30 | 0 | 0 | 0 | 0 | 0 | 0 | 0 | 0 | 0 | 0 | 0 | 0 | 0.4727 | 0.7128 | 0.1141 | 0.5658 | 0.6608 | 0.4093 | 0.2506 | 0.2292 | 0.0915 | 0.148 | 0.5058 | 0.3222
|  | 25:45 | 0 | 0 | 0 | 0 | 0 | 0 | 0 | 0 | 0 | 0 | 0 | 0 | 0.4617 | 0.6882 | 0.1122 | 0.5299 | 0.5476 | 0.3819 | 0.195 | 0.2761 | 0.1882 | 0.1292 | 0.4162 | 0.4973
|  | 26:00 | 0 | 0 | 0 | 0 | 0 | 0 | 0 | 0 | 0 | 0 | 0 | 0 | 0.4659 | 0.6776 | 0.0942 | 0.5173 | 0.6225 | 0.2505 | 0.1337 | 0.2857 | 0.1668 | 0.1134 | 0.4936 | 0.3848
|  | 26:15 | 0 | 0 | 0 | 0 | 0 | 0 | 0 | 0 | 0 | 0 | 0 | 0 | 0.4045 | 0.577 | 0.1431 | 0.5698 | 0.577 | 0.3531 | 0.2067 | 0.2302 | 0.1018 | 0.1214 | 0.5301 | 0.3587
|  | 26:30 | 0 | 0 | 0 | 0 | 0 | 0 | 0 | 0 | 0 | 0 | 0 | 0 | 0.3845 | 0.5823 | 0.1513 | 0.7004 | 0.6833 | 0.5411 | 0.3199 | 0.2225 | 0.0007 | 0.2451 | 0.4797 | 0.3716
|  | 26:45 | 0 | 0 | 0 | 0 | 0 | 0 | 0 | 0 | 0 | 0 | 0 | 0 | 0.4206 | 0.6567 | 0.2404 | 0.6846 | 0.5584 | 0.5895 | 0.3312 | 0.2361 | 0.0678 | 0.2194 | 0.3676 | 0.2896
|  | 27:00 | 0 | 0 | 0 | 0 | 0 | 0 | 0 | 0 | 0 | 0 | 0 | 0 | 0.3948 | 0.6087 | 0.2352 | 0.5787 | 0.5057 | 0.5386 | 0.2396 | 0.2332 | 0.0438 | 0.2269 | 0.3902 | 0.2991
|  | 27:15 | 0 | 0 | 0 | 0 | 0 | 0 | 0 | 0 | 0 | 0 | 0 | 0 | 0.4075 | 0.5688 | 0.1364 | 0.5694 | 0.5688 | 0.3502 | 0.1807 | 0.3049 | 0.1257 | 0.1332 | 0.5206 | 0.3711
|  | 27:30 | 0 | 0 | 0 | 0 | 0 | 0 | 0 | 0 | 0 | 0 | 0 | 0 | 0.4664 | 0.5744 | 0.1671 | 0.5818 | 0.655 | 0.3665 | 0.1723 | 0.345 | 0.1976 | 0.0711 | 0.6423 | 0.372
|  | 27:45 | 0 | 0 | 0 | 0 | 0 | 0 | 0 | 0 | 0 | 0 | 0 | 0 | 0.4956 | 0.4542 | 0.2248 | 0.5301 | 0.7592 | 0.2527 | 0.2062 | 0.3303 | 0.3289 | 0.0513 | 0.4534 | 0.3791
|  | 28:00 | 0 | 0 | 0 | 0 | 0 | 0 | 0 | 0 | 0 | 0 | 0 | 0 | 0.3872 | 0.4845 | 0.1941 | 0.5792 | 0.6189 | 0.3876 | 0.1353 | 0.3178 | 0.3189 | 0.2035 | 0.5477 | 0.4291
|  | 28:15 | 0 | 0 | 0 | 0 | 0 | 0 | 0 | 0 | 0 | 0 | 0 | 0 | 0.3823 | 0.5325 | 0.1333 | 0.5129 | 0.5325 | 0.3263 | 0.1568 | 0.3882 | 0.1754 | 0.1853 | 0.4783 | 0.374
|  | 28:30 | 0 | 0 | 0 | 0 | 0 | 0 | 0 | 0 | 0 | 0 | 0 | 0 | 0.5461 | 0.6751 | 0 | 0.5153 | 0.3467 | 0.4384 | 0.1813 | 0.3621 | 0.2162 | 0.3197 | 0.5398 | 0.3898
|  | 28:45 | 0 | 0 | 0 | 0 | 0 | 0 | 0 | 0 | 0 | 0 | 0 | 0 | 0.5024 | 0.5854 | 0 | 0.448 | 0.4426 | 0.3776 | 0.2334 | 0.3657 | 0.2223 | 0.2481 | 0.5039 | 0.4234
|  | 29:00 | 0 | 0 | 0 | 0 | 0 | 0 | 0 | 0 | 0 | 0 | 0 | 0 | 0.5255 | 0.5927 | 0 | 0.4357 | 0.4072 | 0.3622 | 0.1292 | 0.382 | 0.1984 | 0.1198 | 0.5054 | 0.4792
|  | 29:15 | 0 | 0 | 0 | 0 | 0 | 0 | 0 | 0 | 0 | 0 | 0 | 0 | 0.3291 | 0.4451 | 0.1138 | 0.4866 | 0.4451 | 0.2879 | 0.166 | 0.4362 | 0.2078 | 0.173 | 0.4386 | 0.3691
|  | 29:30 | 0 | 0 | 0 | 0 | 0 | 0 | 0.0001 | 0 | 0 | 0 | 0 | 0 | 0.3913 | 0.4273 | 0.1003 | 0.4648 | 0.531 | 0.3443 | 0.255 | 0.4933 | 0.3007 | 0.1954 | 0.3424 | 0.3953
|  | 29:45 | 0 | 0 | 0 | 0 | 0 | 0 | 0.0033 | 0 | 0 | 0.0031 | 0 | 0 | 0.358 | 0.4372 | 0.2178 | 0.4335 | 0.5142 | 0.4349 | 0.2595 | 0.4058 | 0.3529 | 0.1692 | 0.3848 | 0.3868
|  | 30:00 | 0 | 0 | 0 | 0 | 0 | 0 | 0.0099 | 0 | 0 | 0.0028 | 0 | 0 | 0.286 | 0.4554 | 0.1146 | 0.4286 | 0.4487 | 0.3723 | 0.2398 | 0.3601 | 0.3502 | 0.0444 | 0.4102 | 0.399
|  | 30:15 | 0 | 0 | 0 | 0 | 0 | 0 | 0.0065 | 0.0039 | 0.0123 | 0.0036 | 0 | 0.0053 | 0.3277 | 0.4047 | 0.1053 | 0.4683 | 0.4047 | 0.2757 | 0.2037 | 0.4495 | 0.2485 | 0.165 | 0.4206 | 0.3716
|  | 30:30 | 0 | 0 | 0 | 0 | 0 | 0 | 0.0833 | 0.0799 | 0.0722 | 0.0771 | 0.0323 | 0.0511 | 0.2628 | 0.3927 | 0.016 | 0.4937 | 0.3458 | 0.3325 | 0.1913 | 0.373 | 0.266 | 0.2914 | 0.441 | 0.4579
|  | 30:45 | 0 | 0 | 0 | 0 | 0 | 0 | 0.1848 | 0.1245 | 0.1436 | 0.1449 | 0.0919 | 0.0893 | 0.1689 | 0.1552 | 0 | 0.4924 | 0.3778 | 0.2583 | 0.159 | 0.3145 | 0.3919 | 0.2636 | 0.504 | 0.341
|  | 31:00 | 0 | 0 | 0 | 0 | 0 | 0 | 0.2175 | 0.1545 | 0.2129 | 0.2353 | 0.1045 | 0.1688 | 0.2955 | 0.3122 | 0.0669 | 0.4976 | 0.3892 | 0.2008 | 0.2517 | 0.2831 | 0.2615 | 0.1919 | 0.4712 | 0.2621
|  | 31:15 | 0 | 0 | 0 | 0 | 0 | 0 | 0.3084 | 0.2092 | 0.2667 | 0.2951 | 0.1441 | 0.2447 | 0.334 | 0.3927 | 0.1045 | 0.4589 | 0.3927 | 0.2739 | 0.1921 | 0.3632 | 0.2578 | 0.1291 | 0.3993 | 0.3395
|  | 31:30 | 0 | 0 | 0 | 0 | 0 | 0.0248 | 0.4215 | 0.2796 | 0.3545 | 0.3649 | 0.2297 | 0.3028 | 0.3448 | 0.3421 | 0.1503 | 0.5322 | 0.4443 | 0.2786 | 0.1479 | 0.3334 | 0.2368 | 0.2668 | 0.379 | 0.4676
|  | 31:45 | 0 | 0 | 0 | 0 | 0 | 0.0263 | 0.4955 | 0.3478 | 0.4393 | 0.4191 | 0.3322 | 0.3889 | 0.2657 | 0.4501 | 0.0195 | 0.5941 | 0.4164 | 0.2716 | 0.2335 | 0.4466 | 0.307 | 0.261 | 0.4138 | 0.4853
|  | 32:00 | 0 | 0.0021 | 0 | 0 | 0 | 0.0455 | 0.5716 | 0.4543 | 0.5327 | 0.4897 | 0.4074 | 0.4694 | 0.2759 | 0.5217 | 0.02 | 0.4674 | 0.5421 | 0.2976 | 0.2044 | 0.3377 | 0.333 | 0.173 | 0.4371 | 0.3464
|  | 32:15 | 0.0081 | 0.0516 | 0.0024 | 0 | 0 | 0.0124 | 0.6166 | 0.5118 | 0.6135 | 0.5438 | 0.4456 | 0.5463 | 0.3407 | 0.4106 | 0.1008 | 0.4438 | 0.4106 | 0.2734 | 0.1881 | 0.3028 | 0.2615 | 0.1124 | 0.3876 | 0.3193
|  | 32:30 | 0.0858 | 0.1462 | 0.1456 | 0.0785 | 0.0563 | 0.1136 | 0.6331 | 0.5718 | 0.6124 | 0.5583 | 0.4851 | 0.5912 | 0.3455 | 0.4299 | 0.183 | 0.4815 | 0.4194 | 0.0928 | 0.0333 | 0.1964 | 0.2717 | 0.0338 | 0.3838 | 0.3457
|  | 32:45 | 0.1816 | 0.2296 | 0.2534 | 0.1504 | 0.148 | 0.1934 | 0.6472 | 0.6331 | 0.6332 | 0.5827 | 0.5371 | 0.6187 | 0.2429 | 0.2643 | 0.1038 | 0.295 | 0.2989 | 0.1525 | 0.0633 | 0.2186 | 0.3008 | 0.0202 | 0.3897 | 0.3355
|  | 33:00 | 0.296 | 0.2704 | 0.4088 | 0.2398 | 0.2341 | 0.2707 | 0.6994 | 0.6903 | 0.6493 | 0.598 | 0.5748 | 0.6275 | 0.2109 | 0.3349 | 0.1072 | 0.3213 | 0.3846 | 0.1703 | 0.1588 | 0.2364 | 0.2225 | 0.1202 | 0.3572 | 0.3287
|  | 33:15 | 0.3792 | 0.3133 | 0.5358 | 0.304 | 0.339 | 0.3743 | 0.7136 | 0.71 | 0.6708 | 0.6047 | 0.587 | 0.6572 | 0.248 | 0.3143 | 0.0771 | 0.3517 | 0.3143 | 0.208 | 0.1454 | 0.2838 | 0.1179 | 0.0806 | 0.2463 | 0.2213
|  | 33:30 | 0.4153 | 0.3731 | 0.5499 | 0.3659 | 0.4561 | 0.4329 | 0.7057 | 0.6974 | 0.6795 | 0.6021 | 0.6091 | 0.6554 | 0.2422 | 0.24 | 0 | 0.2561 | 0.266 | 0.1841 | 0.1646 | 0.4168 | 0.0974 | 0.104 | 0.277 | 0.1372
|  | 33:45 | 0.5103 | 0.407 | 0.5824 | 0.4451 | 0.5378 | 0.4995 | 0.7089 | 0.7132 | 0.7262 | 0.6112 | 0.6272 | 0.6711 | 0.2114 | 0.2932 | 0 | 0.3583 | 0.2174 | 0.1599 | 0.0745 | 0.3299 | 0.0661 | 0.0944 | 0.1999 | 0.0678
|  | 34:00 | 0.5912 | 0.4921 | 0.6407 | 0.5016 | 0.6175 | 0.5711 | 0.6922 | 0.7147 | 0.7408 | 0.6524 | 0.6541 | 0.6796 | 0.2671 | 0.331 | 0 | 0.388 | 0.2363 | 0.1515 | 0.1465 | 0.2714 | 0.1554 | 0.064 | 0.1387 | 0.1114
|  | 34:15 | 0.6515 | 0.5309 | 0.6535 | 0.5686 | 0.716 | 0.6241 | 0.6973 | 0.7112 | 0.7344 | 0.634 | 0.6685 | 0.6891 | 0.2173 | 0.316 | 0.0789 | 0.2866 | 0.316 | 0.1874 | 0.0903 | 0.2217 | 0.1158 | 0.0792 | 0.1378 | 0.1462
|  | 34:30 | 0.6447 | 0.5104 | 0.6596 | 0.5761 | 0.6872 | 0.6037 | 0.701 | 0.6911 | 0.6741 | 0.6312 | 0.6518 | 0.6633 | 0.2955 | 0.1873 | 0.1084 | 0.3845 | 0.2537 | 0.2272 | 0 | 0.2489 | 0.1257 | 0.1577 | 0.1203 | 0.1229
|  | 34:45 | 0.6155 | 0.5464 | 0.6429 | 0.5584 | 0.6719 | 0.6049 | 0.7282 | 0.6742 | 0.6649 | 0.6259 | 0.632 | 0.6723 | 0.2231 | 0.1582 | 0 | 0.372 | 0.3442 | 0.1111 | 0 | 0.2296 | 0.0274 | 0.2122 | 0.2648 | 0.217
|  | 35:00 | 0.6254 | 0.5662 | 0.6342 | 0.5536 | 0.6486 | 0.5957 | 0.6946 | 0.6403 | 0.6519 | 0.6022 | 0.6186 | 0.6665 | 0.2145 | 0.2572 | 0 | 0.3428 | 0.3105 | 0.2037 | 0.1455 | 0.3666 | 0.037 | 0 | 0.2358 | 0.3437
|  | 35:15 | 0.5925 | 0.5712 | 0.6287 | 0.5676 | 0.6005 | 0.5921 | 0.6998 | 0.6564 | 0.6764 | 0.609 | 0.6333 | 0.655 | 0.284 | 0.3485 | 0.0911 | 0.3486 | 0.3485 | 0.2272 | 0.0999 | 0.2317 | 0.1333 | 0.0933 | 0.3282 | 0.2479
|  | 35:30 | 0.583 | 0.6115 | 0.6259 | 0.5251 | 0.6181 | 0.5693 | 0.6671 | 0.671 | 0.6837 | 0.6262 | 0.6363 | 0.674 | 0.358 | 0.4106 | 0.1654 | 0.3511 | 0.3685 | 0.1484 | 0.0939 | 0.1135 | 0.1752 | 0 | 0.3242 | 0.2109
|  | 35:45 | 0.6202 | 0.6144 | 0.6119 | 0.5092 | 0.6011 | 0.5628 | 0.6579 | 0.6792 | 0.6954 | 0.6457 | 0.6481 | 0.677 | 0.4113 | 0.5337 | 0.2316 | 0.3363 | 0.3715 | 0 | 0.0246 | 0.1476 | 0.1333 | 0 | 0.3747 | 0.2324
|  | 36:00 | 0.5899 | 0.5749 | 0.5661 | 0.4832 | 0.6268 | 0.572 | 0.6839 | 0.7 | 0.6842 | 0.6507 | 0.6795 | 0.6919 | 0.3171 | 0.5186 | 0.1695 | 0.2499 | 0.435 | 0.0469 | 0.0745 | 0.1766 | 0.125 | 0 | 0.4687 | 0.2406
|  | 36:15 | 0.5798 | 0.5973 | 0.5641 | 0.4847 | 0.5888 | 0.5629 | 0.7205 | 0.7177 | 0.7058 | 0.667 | 0.6754 | 0.6973 | 0.2483 | 0.2956 | 0.0806 | 0.2792 | 0.2956 | 0.1929 | 0.0781 | 0.196 | 0.1046 | 0.0881 | 0.3365 | 0.238
|  | 36:30 | 0.554 | 0.6634 | 0.5538 | 0.5096 | 0.5632 | 0.548 | 0.7035 | 0.6664 | 0.7125 | 0.6476 | 0.681 | 0.6707 | 0.1464 | 0.3214 | 0.1997 | 0.1627 | 0.3098 | 0.1699 | 0.0445 | 0.3703 | 0.1065 | 0.0499 | 0.3265 | 0.1853
|  | 36:45 | 0.5633 | 0.6314 | 0.5859 | 0.4996 | 0.5916 | 0.5717 | 0.708 | 0.6897 | 0.716 | 0.6556 | 0.6875 | 0.6727 | 0.0698 | 0.3255 | 0.1272 | 0.1839 | 0.3705 | 0.0058 | 0.1031 | 0.2868 | 0 | 0.0855 | 0.5121 | 0.2392
|  | 37:00 | 0.6157 | 0.6529 | 0.6081 | 0.5223 | 0.601 | 0.5819 | 0.7117 | 0.6596 | 0.7145 | 0.6283 | 0.6548 | 0.6745 | 0.2411 | 0.2285 | 0.1521 | 0.2751 | 0.256 | 0.0813 | 0.157 | 0.3085 | 0.0511 | 0.1663 | 0.467 | 0.3115
|  | 37:15 | 0.6262 | 0.6884 | 0.642 | 0.5104 | 0.6189 | 0.6172 | 0.6979 | 0.6212 | 0.709 | 0.6362 | 0.6584 | 0.6645 | 0.2289 | 0.2245 | 0.0781 | 0.2116 | 0.2245 | 0.1645 | 0.0947 | 0.2627 | 0.1051 | 0.0932 | 0.3905 | 0.2824
|  | 37:30 | 0.676 | 0.6985 | 0.6632 | 0.4905 | 0.6555 | 0.6126 | 0.7196 | 0.5971 | 0.6927 | 0.634 | 0.7118 | 0.6849 | 0.3249 | 0.3003 | 0.1737 | 0.1599 | 0.2065 | 0.2343 | 0.1024 | 0.154 | 0.1133 | 0.0598 | 0.3618 | 0.2279
|  | 37:45 | 0.6822 | 0.6961 | 0.6782 | 0.4846 | 0.6283 | 0.5918 | 0.6705 | 0.6178 | 0.6975 | 0.6585 | 0.7078 | 0.6917 | 0.3416 | 0.1413 | 0.1645 | 0.0727 | 0.1132 | 0.2371 | 0.0473 | 0.1082 | 0.0712 | 0 | 0.1776 | 0.3067
|  | 38:00 | 0.6853 | 0.7067 | 0.6843 | 0.4794 | 0.671 | 0.6021 | 0.6752 | 0.6788 | 0.6992 | 0.666 | 0.7012 | 0.6917 | 0.417 | 0.0935 | 0.2365 | 0.2174 | 0.1015 | 0.1739 | 0.079 | 0.0367 | 0.0776 | 0 | 0.3483 | 0.2429
|  | 38:15 | 0.6835 | 0.69 | 0.6931 | 0.4885 | 0.6936 | 0.6497 | 0.7108 | 0.6712 | 0.663 | 0.7016 | 0.7259 | 0.6945 | 0.221 | 0.211 | 0.0789 | 0.1969 | 0.211 | 0.1581 | 0.0944 | 0.2202 | 0.1163 | 0.0987 | 0.3359 | 0.2468
|  | 38:30 | 0.6823 | 0.7103 | 0.6986 | 0.489 | 0.6879 | 0.6528 | 0.7005 | 0.6718 | 0.6653 | 0.6772 | 0.7169 | 0.6901 | 0.1894 | 0.3272 | 0.0542 | 0.0841 | 0.2533 | 0.1419 | 0.1343 | 0.3697 | 0.074 | 0.073 | 0.3683 | 0.4126
|  | 38:45 | 0.7055 | 0.7078 | 0.6977 | 0.4929 | 0.7033 | 0.6702 | 0.6974 | 0.68 | 0.6537 | 0.6621 | 0.6718 | 0.6843 | 0.2738 | 0.3076 | 0.1195 | 0.1103 | 0.2736 | 0.066 | 0.1394 | 0.3111 | 0.0172 | 0.1325 | 0.4015 | 0.3634
|  | 39:00 | 0.6863 | 0.6847 | 0.6586 | 0.4864 | 0.7159 | 0.665 | 0.6722 | 0.652 | 0.6124 | 0.6174 | 0.6213 | 0.6594 | 0.2168 | 0.2032 | 0.1188 | 0.144 | 0.26 | 0.1476 | 0.1343 | 0.2951 | 0.0751 | 0.1553 | 0.4055 | 0.3229
|  | 39:15 | 0.7056 | 0.7236 | 0.647 | 0.5094 | 0.7492 | 0.667 | 0.6682 | 0.6709 | 0.6124 | 0.6 | 0.6274 | 0.6358 | 0.2329 | 0.2043 | 0.0704 | 0.1993 | 0.2043 | 0.1577 | 0.0963 | 0.1873 | 0.1489 | 0.0991 | 0.4466 | 0.299
|  | 39:30 | 0.5977 | 0.6764 | 0.4825 | 0.4618 | 0.6979 | 0.5951 | 0.6168 | 0.5958 | 0.562 | 0.5483 | 0.5555 | 0.5868 | 0.1757 | 0.1833 | 0.072 | 0.1653 | 0.2685 | 0.2235 | 0.0557 | 0.2353 | 0.0777 | 0.1565 | 0.5579 | 0.2114
|  | 39:45 | 0.4877 | 0.5956 | 0.3501 | 0.4021 | 0.6426 | 0.4858 | 0.5714 | 0.5588 | 0.4874 | 0.5036 | 0.5534 | 0.5419 | 0.3004 | 0.2013 | 0 | 0.113 | 0.1431 | 0.1772 | 0 | 0.2501 | 0.1792 | 0.1581 | 0.4795 | 0.2086
|  | 40:00 | 0.3586 | 0.5353 | 0.2051 | 0.352 | 0.5897 | 0.3989 | 0.5018 | 0.5333 | 0.421 | 0.4809 | 0.5119 | 0.5163 | 0.244 | 0.2664 | 0.0202 | 0.1047 | 0.1682 | 0.1555 | 0.0186 | 0.2667 | 0.1144 | 0 | 0.4975 | 0.241
|  | 40:15 | 0.245 | 0.4365 | 0.0637 | 0.2973 | 0.5724 | 0.323 | 0.4486 | 0.4498 | 0.3595 | 0.4393 | 0.4792 | 0.4353 | 0.262 | 0.1925 | 0.0808 | 0.2033 | 0.1925 | 0.1695 | 0.1024 | 0.2423 | 0.1957 | 0.1062 | 0.4563 | 0.3226
|  | 40:30 | 0.1798 | 0.3098 | 0.0488 | 0.204 | 0.4298 | 0.2102 | 0.3438 | 0.3741 | 0.2665 | 0.3675 | 0.422 | 0.3578 | 0.2636 | 0.129 | 0.0594 | 0.2555 | 0.2673 | 0.2408 | 0.1023 | 0.2548 | 0.1981 | 0.0796 | 0.3272 | 0.3335
|  | 40:45 | 0.1321 | 0.2293 | 0.0529 | 0.1436 | 0.2824 | 0.1186 | 0.2636 | 0.3317 | 0.1811 | 0.2787 | 0.3297 | 0.258 | 0.3164 | 0.1462 | 0.095 | 0.1689 | 0.3022 | 0.2979 | 0.0939 | 0.2191 | 0.0795 | 0.1802 | 0.344 | 0.3169
|  | 41:00 | 0.0517 | 0.0738 | 0.0256 | 0.0705 | 0.1571 | 0.0754 | 0.1552 | 0.2727 | 0.1024 | 0.2043 | 0.2495 | 0.1792 | 0.3287 | 0.2397 | 0.1918 | 0.2011 | 0.2815 | 0.2776 | 0.0615 | 0.2884 | 0.1963 | 0.1183 | 0.4527 | 0.3007
|  | 41:15 | 0 | 0 | 0 | 0 | 0 | 0 | 0.0445 | 0.1421 | 0.0257 | 0.0993 | 0.1415 | 0.0906 | 0.2887 | 0.1662 | 0.0824 | 0.1823 | 0.1662 | 0.1704 | 0.1221 | 0.2547 | 0.2424 | 0.1091 | 0.4799 | 0.345
|  | 41:30 | 0 | 0 | 0 | 0 | 0 | 0 | 0.0256 | 0.146 | 0.0117 | 0.0762 | 0.0857 | 0.0642 | 0.2918 | 0.1298 | 0.0907 | 0.3207 | 0.1246 | 0.2345 | 0.1159 | 0.244 | 0.3024 | 0.1214 | 0.5377 | 0.3453
|  | 41:45 | 0 | 0 | 0 | 0 | 0 | 0 | 0.007 | 0.1103 | 0.0178 | 0.0311 | 0.0932 | 0.0288 | 0.3087 | 0.1468 | 0.2166 | 0.3362 | 0.1242 | 0.3054 | 0.1443 | 0.2682 | 0.2459 | 0.06 | 0.516 | 0.3767
|  | 42:00 | 0 | 0 | 0 | 0 | 0 | 0 | 0.0015 | 0.0429 | 0.0136 | 0.0095 | 0.0579 | 0.0233 | 0.3173 | 0.1044 | 0.2574 | 0.3928 | 0.2212 | 0.2133 | 0.183 | 0.3509 | 0.2975 | 0.1485 | 0.5022 | 0.4347
|  | 42:15 | 0 | 0 | 0 | 0 | 0 | 0 | 0 | 0.0005 | 0 | 0 | 0 | 0.0001 | 0.2926 | 0.1791 | 0.1005 | 0.2256 | 0.1791 | 0.1889 | 0.2218 | 0.2945 | 0.2692 | 0.1406 | 0.5779 | 0.419
|  | 42:30 | 0 | 0 | 0 | 0 | 0 | 0 | 0 | 0 | 0 | 0 | 0 | 0 | 0.2137 | 0.2401 | 0.0507 | 0.3645 | 0.2269 | 0.3812 | 0.3077 | 0.2675 | 0.3475 | 0.1342 | 0.5977 | 0.5119
|  | 42:45 | 0 | 0 | 0 | 0 | 0 | 0 | 0 | 0 | 0 | 0 | 0 | 0.0064 | 0.3222 | 0.2218 | 0.0125 | 0.3816 | 0.284 | 0.2901 | 0.2523 | 0.2463 | 0.317 | 0.3094 | 0.6388 | 0.4801
|  | 43:00 | 0 | 0 | 0 | 0 | 0 | 0 | 0 | 0 | 0 | 0 | 0 | 0 | 0.2719 | 0.3301 | 0 | 0.3271 | 0.2862 | 0.3094 | 0.2867 | 0.3707 | 0.2028 | 0.2853 | 0.528 | 0.5447
|  | 43:15 | 0 | 0 | 0 | 0 | 0 | 0 | 0 | 0 | 0 | 0 | 0 | 0 | 0.3628 | 0.3543 | 0.1198 | 0.3734 | 0.3543 | 0.2666 | 0.3167 | 0.3966 | 0.2542 | 0.1897 | 0.4977 | 0.4129
|  | 43:30 | 0 | 0 | 0 | 0 | 0 | 0 | 0 | 0 | 0 | 0 | 0 | 0 | 0.2291 | 0.3704 | 0.2528 | 0.442 | 0.5103 | 0.2535 | 0.3367 | 0.5197 | 0.2947 | 0.2292 | 0.5345 | 0.3923
|  | 43:45 | 0 | 0 | 0 | 0 | 0 | 0 | 0 | 0 | 0 | 0 | 0 | 0 | 0.1322 | 0.3306 | 0.255 | 0.481 | 0.4179 | 0.3686 | 0.2455 | 0.4641 | 0.3432 | 0.3057 | 0.4853 | 0.3082
|  | 44:00 | 0 | 0 | 0 | 0 | 0 | 0 | 0 | 0 | 0 | 0 | 0 | 0 | 0.2825 | 0.3632 | 0.2214 | 0.6001 | 0.4915 | 0.525 | 0.2763 | 0.4754 | 0.2769 | 0.298 | 0.4142 | 0.2545
|  | 44:15 | 0 | 0 | 0 | 0 | 0 | 0 | 0 | 0 | 0 | 0 | 0 | 0 | 0.4465 | 0.5582 | 0.146 | 0.5629 | 0.5582 | 0.3625 | 0.4251 | 0.4945 | 0.2359 | 0.2572 | 0.4199 | 0.4091
|  | 44:30 | 0 | 0 | 0 | 0 | 0 | 0 | 0 | 0 | 0 | 0 | 0 | 0 | 0.4081 | 0.4672 | 0.2018 | 0.6286 | 0.62 | 0.3496 | 0.3041 | 0.5046 | 0.2622 | 0.0918 | 0.42 | 0.5405
|  | 44:45 | 0 | 0 | 0 | 0 | 0 | 0 | 0 | 0 | 0 | 0 | 0 | 0 | 0.4118 | 0.4732 | 0.2227 | 0.5728 | 0.5466 | 0.3073 | 0.2718 | 0.5651 | 0.2682 | 0.1555 | 0.4987 | 0.3996
|  | 45:00 | 0 | 0 | 0 | 0 | 0 | 0 | 0 | 0 | 0 | 0 | 0 | 0 | 0.5452 | 0.4988 | 0.2485 | 0.5389 | 0.6501 | 0.2994 | 0.4145 | 0.5343 | 0.1204 | 0.3014 | 0.5337 | 0.513
|  | 45:15 | 0 | 0 | 0 | 0 | 0 | 0 | 0 | 0 | 0 | 0 | 0 | 0 | 0.4866 | 0.6218 | 0.1548 | 0.5815 | 0.6218 | 0.3886 | 0.5174 | 0.5299 | 0.2005 | 0.3374 | 0.452 | 0.4432
|  | 45:30 | 0 | 0 | 0 | 0 | 0 | 0 | 0 | 0 | 0 | 0 | 0 | 0 | 0.4153 | 0.593 | 0.1628 | 0.5282 | 0.5649 | 0.2996 | 0.5098 | 0.4314 | 0.0485 | 0.3704 | 0.4351 | 0.4596
|  | 45:45 | 0 | 0 | 0 | 0 | 0 | 0 | 0 | 0 | 0 | 0 | 0 | 0 | 0.4533 | 0.6593 | 0.3206 | 0.5255 | 0.4827 | 0.3016 | 0.5492 | 0.3945 | 0.0853 | 0.3075 | 0.3907 | 0.4064
|  | 46:00 | 0 | 0 | 0 | 0 | 0 | 0 | 0 | 0 | 0 | 0 | 0 | 0 | 0.4068 | 0.6764 | 0.208 | 0.5847 | 0.6257 | 0.3245 | 0.7039 | 0.4205 | 0.2277 | 0.267 | 0.5248 | 0.4911
|  | 46:15 | 0 | 0 | 0 | 0 | 0 | 0 | 0 | 0 | 0 | 0 | 0 | 0 | 0.4237 | 0.5731 | 0.1437 | 0.5652 | 0.5731 | 0.3574 | 0.5923 | 0.4453 | 0.1824 | 0.3096 | 0.5144 | 0.4605
|  | 46:30 | 0 | 0 | 0 | 0 | 0 | 0 | 0 | 0 | 0 | 0 | 0 | 0 | 0.3988 | 0.7176 | 0.2022 | 0.6251 | 0.6789 | 0.435 | 0.5918 | 0.3596 | 0.178 | 0.4465 | 0.5206 | 0.543
|  | 46:45 | 0 | 0 | 0 | 0 | 0 | 0 | 0 | 0 | 0 | 0 | 0 | 0 | 0.4925 | 0.6944 | 0.1108 | 0.6293 | 0.7861 | 0.5187 | 0.6152 | 0.3527 | 0.1174 | 0.4656 | 0.5064 | 0.536
|  | 47:00 | 0 | 0 | 0 | 0 | 0 | 0 | 0 | 0 | 0 | 0 | 0 | 0 | 0.4335 | 0.6649 | 0.0973 | 0.5907 | 0.6235 | 0.4556 | 0.626 | 0.3887 | 0.0886 | 0.3231 | 0.5852 | 0.5599
|  | 47:15 | 0 | 0 | 0 | 0 | 0 | 0 | 0 | 0 | 0 | 0 | 0 | 0 | 0.4242 | 0.5723 | 0.1356 | 0.5908 | 0.5723 | 0.3593 | 0.6217 | 0.407 | 0.1743 | 0.2702 | 0.5581 | 0.4745
|  | 47:30 | 0 | 0 | 0 | 0 | 0 | 0 | 0 | 0 | 0 | 0 | 0 | 0 | 0.4099 | 0.5057 | 0.1075 | 0.589 | 0.7278 | 0.391 | 0.3718 | 0.3804 | 0.1603 | 0.2958 | 0.3952 | 0.4435
|  | 47:45 | 0 | 0 | 0 | 0 | 0 | 0 | 0 | 0 | 0 | 0 | 0 | 0 | 0.4511 | 0.5047 | 0.2732 | 0.6545 | 0.7262 | 0.4361 | 0.2877 | 0.3817 | 0.1888 | 0.2293 | 0.4453 | 0.4065
|  | 48:00 | 0 | 0 | 0 | 0 | 0 | 0 | 0 | 0 | 0 | 0 | 0 | 0 | 0.4832 | 0.4767 | 0.2158 | 0.704 | 0.7858 | 0.4611 | 0.2378 | 0.4729 | 0.2197 | 0.2768 | 0.5455 | 0.4087
Nov |  | 0:15 | 0 | 0 | 0 | 0 | 0 | 0 | 0 | 0 | 0 | 0 | 0 | 0 | 0.4947 | 0.7089 | 0.1725 | 0.6852 | 0.7089 | 0.4289 | 0.2099 | 0.4218 | 0.2531 | 0.2274 | 0.4871 | 0.4027
|  | 0:30 | 0 | 0 | 0 | 0 | 0 | 0 | 0 | 0 | 0 | 0 | 0 | 0 | 0.4006 | 0.5779 | 0.2131 | 0.8946 | 0.7591 | 0.3262 | 0.1475 | 0.3897 | 0.2094 | 0.091 | 0.5194 | 0.4645
|  | 0:45 | 0 | 0 | 0 | 0 | 0 | 0 | 0 | 0 | 0 | 0 | 0 | 0 | 0.4796 | 0.5787 | 0.213 | 0.864 | 0.654 | 0.4123 | 0.329 | 0.5335 | 0.2235 | 0.1596 | 0.4674 | 0.4283
|  | 1:00 | 0 | 0 | 0 | 0 | 0 | 0 | 0 | 0 | 0 | 0 | 0 | 0 | 0.4664 | 0.6986 | 0.2401 | 0.7815 | 0.607 | 0.4463 | 0.2797 | 0.4557 | 0.3253 | 0.2628 | 0.4094 | 0.507
|  | 1:15 | 0 | 0 | 0 | 0 | 0 | 0 | 0 | 0 | 0 | 0 | 0 | 0 | 0.4917 | 0.71 | 0.1729 | 0.6805 | 0.71 | 0.4274 | 0.2044 | 0.3809 | 0.2651 | 0.2646 | 0.4261 | 0.3652
|  | 1:30 | 0 | 0 | 0 | 0 | 0 | 0 | 0 | 0 | 0 | 0 | 0 | 0 | 0.5052 | 0.7858 | 0.1569 | 0.6221 | 0.6961 | 0.2442 | 0.1688 | 0.1426 | 0.2534 | 0.1978 | 0.5024 | 0.3755
|  | 1:45 | 0 | 0 | 0 | 0 | 0 | 0 | 0 | 0 | 0 | 0 | 0 | 0 | 0.4135 | 0.7208 | 0.1419 | 0.631 | 0.6411 | 0.2158 | 0.2654 | 0.1055 | 0.1793 | 0.1734 | 0.5366 | 0.2805
|  | 2:00 | 0 | 0 | 0 | 0 | 0 | 0 | 0 | 0 | 0 | 0 | 0 | 0 | 0.5034 | 0.6119 | 0.1099 | 0.6811 | 0.6559 | 0.3616 | 0.2887 | 0.2179 | 0.2098 | 0.127 | 0.4372 | 0.3696
|  | 2:15 | 0 | 0 | 0 | 0 | 0 | 0 | 0 | 0 | 0 | 0 | 0 | 0 | 0.4937 | 0.6948 | 0.178 | 0.6705 | 0.6948 | 0.4262 | 0.2101 | 0.3573 | 0.2261 | 0.1923 | 0.3807 | 0.3301
|  | 2:30 | 0 | 0 | 0 | 0 | 0 | 0 | 0 | 0 | 0 | 0 | 0 | 0 | 0.3663 | 0.594 | 0.338 | 0.7142 | 0.8766 | 0.3893 | 0.2375 | 0.386 | 0.3383 | 0.135 | 0.5034 | 0.4411
|  | 2:45 | 0 | 0 | 0 | 0 | 0 | 0 | 0 | 0 | 0 | 0 | 0 | 0 | 0.4126 | 0.604 | 0.3672 | 0.7433 | 0.82 | 0.355 | 0.1059 | 0.383 | 0.2854 | 0.262 | 0.3643 | 0.4657
|  | 3:00 | 0 | 0 | 0 | 0 | 0 | 0 | 0 | 0 | 0 | 0 | 0 | 0 | 0.3845 | 0.5803 | 0.1766 | 0.6712 | 0.7138 | 0.3058 | 0.1008 | 0.4061 | 0.1725 | 0.2112 | 0.3486 | 0.4318
|  | 3:15 | 0 | 0 | 0 | 0 | 0 | 0 | 0 | 0 | 0 | 0 | 0 | 0 | 0.4702 | 0.6096 | 0.1542 | 0.6169 | 0.6096 | 0.3893 | 0.2138 | 0.3605 | 0.2277 | 0.1851 | 0.3662 | 0.3238
|  | 3:30 | 0 | 0 | 0 | 0 | 0 | 0 | 0 | 0 | 0 | 0 | 0 | 0 | 0.4553 | 0.6366 | 0.0969 | 0.6831 | 0.6322 | 0.428 | 0.0999 | 0.4272 | 0.3627 | 0.3117 | 0.4012 | 0.0932
|  | 3:45 | 0 | 0 | 0 | 0 | 0 | 0 | 0 | 0 | 0 | 0 | 0 | 0 | 0.508 | 0.5618 | 0.0759 | 0.632 | 0.5769 | 0.5566 | 0 | 0.3887 | 0.4767 | 0.424 | 0.3984 | 0.1993
|  | 4:00 | 0 | 0 | 0 | 0 | 0 | 0 | 0 | 0 | 0 | 0 | 0 | 0 | 0.4827 | 0.5007 | 0.0833 | 0.4906 | 0.5311 | 0.4014 | 0.0359 | 0.4022 | 0.3863 | 0.2549 | 0.4015 | 0.3246
|  | 4:15 | 0 | 0 | 0 | 0 | 0 | 0 | 0 | 0 | 0 | 0 | 0 | 0 | 0.4349 | 0.5062 | 0.1313 | 0.5373 | 0.5062 | 0.3421 | 0.204 | 0.3855 | 0.181 | 0.1791 | 0.3662 | 0.3227
|  | 4:30 | 0 | 0 | 0 | 0 | 0 | 0 | 0 | 0 | 0 | 0 | 0 | 0 | 0.3199 | 0.3936 | 0.1374 | 0.5377 | 0.4309 | 0.3191 | 0.1203 | 0.2904 | 0.3206 | 0.3045 | 0.416 | 0.4106
|  | 4:45 | 0 | 0 | 0 | 0 | 0 | 0 | 0 | 0 | 0 | 0 | 0 | 0 | 0.3036 | 0.446 | 0.0578 | 0.6297 | 0.3534 | 0.2608 | 0.2049 | 0.2824 | 0.282 | 0.2323 | 0.3189 | 0.3144
|  | 5:00 | 0 | 0 | 0 | 0 | 0 | 0 | 0 | 0 | 0 | 0 | 0 | 0 | 0.36 | 0.478 | 0.148 | 0.5102 | 0.2346 | 0.3059 | 0.1642 | 0.3101 | 0.1674 | 0.1676 | 0.3058 | 0.3158
|  | 5:15 | 0 | 0 | 0 | 0 | 0 | 0 | 0 | 0 | 0 | 0 | 0 | 0 | 0.4068 | 0.403 | 0.1104 | 0.4574 | 0.403 | 0.2977 | 0.1575 | 0.3512 | 0.126 | 0.1713 | 0.3753 | 0.3077
|  | 5:30 | 0 | 0 | 0 | 0 | 0 | 0 | 0 | 0 | 0 | 0 | 0 | 0 | 0.3819 | 0.3287 | 0.1139 | 0.5381 | 0.461 | 0.484 | 0.1821 | 0.4058 | 0.1478 | 0.1502 | 0.3202 | 0.4173
|  | 5:45 | 0 | 0 | 0 | 0 | 0 | 0 | 0 | 0.0035 | 0 | 0 | 0 | 0 | 0.4736 | 0.1031 | 0.0744 | 0.5231 | 0.4548 | 0.4119 | 0.305 | 0.3586 | 0.1929 | 0 | 0.3168 | 0.3789
|  | 6:00 | 0 | 0 | 0 | 0 | 0 | 0 | 0 | 0.0042 | 0 | 0 | 0 | 0 | 0.4924 | 0.2131 | 0.0311 | 0.3045 | 0.4628 | 0.3463 | 0.256 | 0.3233 | 0.1358 | 0 | 0.4273 | 0.4095
|  | 6:15 | 0 | 0 | 0 | 0 | 0 | 0 | 0 | 0.0002 | 0 | 0 | 0 | 0 | 0.3816 | 0.3341 | 0.0889 | 0.3721 | 0.3341 | 0.2569 | 0.1613 | 0.3143 | 0.0987 | 0.1691 | 0.3968 | 0.3073
|  | 6:30 | 0 | 0 | 0 | 0 | 0 | 0 | 0.0143 | 0.08 | 0.046 | 0.0317 | 0.0155 | 0.0261 | 0.3173 | 0.3591 | 0.0826 | 0.4046 | 0.2923 | 0.184 | 0 | 0.3006 | 0.0315 | 0.1352 | 0.4267 | 0.209
|  | 6:45 | 0 | 0 | 0 | 0 | 0 | 0 | 0.0738 | 0.0914 | 0.0859 | 0.056 | 0.0382 | 0.0662 | 0.2844 | 0.3255 | 0.1534 | 0.2674 | 0.3243 | 0.1607 | 0 | 0.2797 | 0.1712 | 0.2853 | 0.441 | 0.2611
|  | 7:00 | 0 | 0 | 0 | 0 | 0 | 0 | 0.0693 | 0.122 | 0.1433 | 0.1027 | 0.045 | 0.09 | 0.3528 | 0.2556 | 0.104 | 0.1868 | 0.3962 | 0.2392 | 0.0509 | 0.3073 | 0.2444 | 0.3557 | 0.396 | 0.2972
|  | 7:15 | 0 | 0 | 0 | 0 | 0 | 0 | 0.0974 | 0.1372 | 0.1977 | 0.1524 | 0.0138 | 0.1197 | 0.3344 | 0.286 | 0.0905 | 0.3293 | 0.286 | 0.23 | 0.1728 | 0.3778 | 0.1077 | 0.1882 | 0.4209 | 0.3369
|  | 7:30 | 0 | 0 | 0 | 0 | 0 | 0 | 0.1526 | 0.1973 | 0.254 | 0.2355 | 0.066 | 0.2022 | 0.2013 | 0.2 | 0.2226 | 0.3555 | 0.2931 | 0.3041 | 0.2934 | 0.4202 | 0.0551 | 0.0706 | 0.4496 | 0.4392
|  | 7:45 | 0 | 0 | 0 | 0 | 0 | 0 | 0.2469 | 0.3461 | 0.3665 | 0.3356 | 0.1557 | 0.2805 | 0.2678 | 0.1224 | 0.1436 | 0.3914 | 0.2941 | 0.3002 | 0.2189 | 0.4704 | 0 | 0.1264 | 0.6123 | 0.4275
|  | 8:00 | 0 | 0 | 0 | 0 | 0 | 0 | 0.3542 | 0.4259 | 0.4316 | 0.4206 | 0.2472 | 0.3587 | 0.237 | 0.1763 | 0.0869 | 0.336 | 0.2956 | 0.184 | 0.2747 | 0.3616 | 0.0403 | 0.1453 | 0.6328 | 0.5142
|  | 8:15 | 0 | 0 | 0 | 0 | 0 | 0 | 0.4337 | 0.5359 | 0.4941 | 0.5093 | 0.3179 | 0.4582 | 0.3041 | 0.2442 | 0.0968 | 0.3064 | 0.2442 | 0.2144 | 0.211 | 0.4622 | 0.1218 | 0.2235 | 0.4756 | 0.391
|  | 8:30 | 0.043 | 0.0545 | 0.0189 | 0 | 0 | 0.0359 | 0.4923 | 0.5866 | 0.5316 | 0.5573 | 0.3609 | 0.4987 | 0.258 | 0.166 | 0.1138 | 0.3251 | 0.1811 | 0.2274 | 0.2266 | 0.5149 | 0.0171 | 0.208 | 0.4822 | 0.4873
|  | 8:45 | 0.0175 | 0.053 | 0.0465 | 0 | 0 | 0.0529 | 0.5205 | 0.6086 | 0.6025 | 0.5809 | 0.4238 | 0.5455 | 0.2808 | 0.1656 | 0.0922 | 0.2436 | 0.1024 | 0.156 | 0.2526 | 0.5236 | 0 | 0.1944 | 0.5992 | 0.4413
|  | 9:00 | 0.0317 | 0.0938 | 0.0606 | 0 | 0 | 0.0553 | 0.5719 | 0.6541 | 0.6153 | 0.6274 | 0.4893 | 0.6007 | 0.297 | 0.2723 | 0.024 | 0.2534 | 0.2547 | 0.198 | 0.2691 | 0.3591 | 0.0192 | 0.1732 | 0.5734 | 0.3018
|  | 9:15 | 0.0342 | 0.1126 | 0.0417 | 0.0331 | 0 | 0.0443 | 0.6116 | 0.7192 | 0.6437 | 0.673 | 0.5357 | 0.6367 | 0.2539 | 0.2189 | 0.0832 | 0.2615 | 0.2189 | 0.1829 | 0.2639 | 0.3827 | 0.1194 | 0.1837 | 0.5348 | 0.4067
|  | 9:30 | 0.0845 | 0.1618 | 0.0666 | 0.0629 | 0.0539 | 0.0949 | 0.6399 | 0.7215 | 0.6673 | 0.6848 | 0.5434 | 0.6449 | 0.3092 | 0.3079 | 0.1546 | 0.1797 | 0.2305 | 0.1145 | 0.2662 | 0.4202 | 0.1432 | 0.2692 | 0.5857 | 0.432
|  | 9:45 | 0.1259 | 0.2444 | 0.1131 | 0.0879 | 0.1014 | 0.1509 | 0.6406 | 0.7631 | 0.6575 | 0.6738 | 0.584 | 0.6568 | 0.3054 | 0.244 | 0.251 | 0.1296 | 0.1907 | 0.1702 | 0.1997 | 0.3822 | 0.1152 | 0.2253 | 0.551 | 0.4069
|  | 10:00 | 0.1648 | 0.2853 | 0.1352 | 0.1319 | 0.1858 | 0.1791 | 0.6338 | 0.7408 | 0.6831 | 0.6858 | 0.5941 | 0.6721 | 0.391 | 0.2535 | 0.1637 | 0.2279 | 0.2315 | 0.1795 | 0.2846 | 0.3391 | 0.1049 | 0.258 | 0.5471 | 0.4294
|  | 10:15 | 0.1942 | 0.3514 | 0.1616 | 0.135 | 0.2637 | 0.2212 | 0.6439 | 0.7412 | 0.6888 | 0.7073 | 0.6221 | 0.6807 | 0.2578 | 0.2569 | 0.0778 | 0.283 | 0.2569 | 0.1906 | 0.2749 | 0.3577 | 0.0833 | 0.1578 | 0.4096 | 0.3342
|  | 10:30 | 0.2082 | 0.3849 | 0.1879 | 0.1618 | 0.2874 | 0.2519 | 0.6314 | 0.7442 | 0.676 | 0.6946 | 0.5988 | 0.6611 | 0.2439 | 0.3218 | 0.0435 | 0.2213 | 0.3356 | 0.2749 | 0.3629 | 0.3555 | 0.0445 | 0.2087 | 0.218 | 0.3668
|  | 10:45 | 0.2413 | 0.4016 | 0.2106 | 0.1742 | 0.3202 | 0.2504 | 0.6257 | 0.7256 | 0.6782 | 0.6843 | 0.6123 | 0.6774 | 0.3133 | 0.3971 | 0.0183 | 0.3806 | 0.3332 | 0.1514 | 0.3529 | 0.5057 | 0.1713 | 0.1221 | 0.4189 | 0.3959
|  | 11:00 | 0.2558 | 0.3943 | 0.2091 | 0.2021 | 0.3336 | 0.2884 | 0.619 | 0.6987 | 0.6856 | 0.7059 | 0.6024 | 0.6719 | 0.3924 | 0.3984 | 0.0567 | 0.3389 | 0.5017 | 0.2589 | 0.2131 | 0.4395 | 0.1921 | 0.1496 | 0.4119 | 0.3528
|  | 11:15 | 0.2957 | 0.4244 | 0.2654 | 0.2368 | 0.363 | 0.3171 | 0.6289 | 0.7061 | 0.6587 | 0.6962 | 0.5973 | 0.6574 | 0.4001 | 0.3943 | 0.1274 | 0.4308 | 0.3943 | 0.2963 | 0.2494 | 0.3309 | 0.1363 | 0.178 | 0.4766 | 0.3658
|  | 11:30 | 0.2984 | 0.4274 | 0.2551 | 0.2307 | 0.36 | 0.3179 | 0.6307 | 0.7233 | 0.6713 | 0.6794 | 0.5876 | 0.6427 | 0.3798 | 0.4423 | 0.0068 | 0.4915 | 0.5542 | 0.2396 | 0.309 | 0.3288 | 0.1052 | 0.0995 | 0.5597 | 0.3241
|  | 11:45 | 0.2867 | 0.4106 | 0.2485 | 0.2542 | 0.3083 | 0.3154 | 0.6199 | 0.6785 | 0.6669 | 0.655 | 0.6117 | 0.618 | 0.3287 | 0.3918 | 0.1019 | 0.537 | 0.6646 | 0.2469 | 0.4076 | 0.3202 | 0.1746 | 0.1769 | 0.5459 | 0.3407
|  | 12:00 | 0.2893 | 0.3907 | 0.2363 | 0.2445 | 0.2499 | 0.2975 | 0.6224 | 0.6658 | 0.657 | 0.655 | 0.5701 | 0.6385 | 0.361 | 0.4431 | 0.0838 | 0.4963 | 0.5065 | 0.1842 | 0.2911 | 0.4235 | 0.2012 | 0.083 | 0.598 | 0.3245
|  | 12:15 | 0.305 | 0.4215 | 0.2358 | 0.2498 | 0.2043 | 0.2833 | 0.6135 | 0.6827 | 0.6518 | 0.6847 | 0.5707 | 0.6407 | 0.3731 | 0.4781 | 0.1346 | 0.4359 | 0.4781 | 0.3025 | 0.2457 | 0.2205 | 0.2593 | 0.1866 | 0.519 | 0.3762
|  | 12:30 | 0.3084 | 0.4383 | 0.2544 | 0.2523 | 0.2076 | 0.287 | 0.646 | 0.6699 | 0.6352 | 0.6705 | 0.5519 | 0.6399 | 0.3947 | 0.4954 | 0.1434 | 0.5598 | 0.4397 | 0.2339 | 0.3368 | 0.2373 | 0.3037 | 0.3526 | 0.6452 | 0.398
|  | 12:45 | 0.3221 | 0.4274 | 0.2729 | 0.2558 | 0.2313 | 0.2984 | 0.6505 | 0.6576 | 0.6505 | 0.6602 | 0.5679 | 0.6449 | 0.3321 | 0.5186 | 0.1612 | 0.4628 | 0.3974 | 0.4859 | 0.3479 | 0.1507 | 0.3246 | 0.3087 | 0.6017 | 0.3711
|  | 13:00 | 0.3414 | 0.4136 | 0.2781 | 0.2746 | 0.2473 | 0.311 | 0.6263 | 0.6554 | 0.6336 | 0.6683 | 0.6005 | 0.6273 | 0.2719 | 0.3692 | 0.1953 | 0.4878 | 0.3073 | 0.3505 | 0.2966 | 0.1957 | 0.2759 | 0.266 | 0.5516 | 0.4326
|  | 13:15 | 0.3459 | 0.434 | 0.3104 | 0.2615 | 0.2312 | 0.3166 | 0.6307 | 0.7014 | 0.6195 | 0.6956 | 0.578 | 0.645 | 0.3191 | 0.374 | 0.1284 | 0.3824 | 0.374 | 0.2618 | 0.1385 | 0.1578 | 0.3163 | 0.1885 | 0.5607 | 0.3775
|  | 13:30 | 0.3582 | 0.4814 | 0.3393 | 0.2894 | 0.2428 | 0.3332 | 0.6465 | 0.7479 | 0.6411 | 0.6774 | 0.5513 | 0.6445 | 0.2737 | 0.3409 | 0.1483 | 0.4148 | 0.3403 | 0.3738 | 0.0273 | 0.1985 | 0.4767 | 0.2389 | 0.4783 | 0.4165
|  | 13:45 | 0.3501 | 0.5126 | 0.3311 | 0.2983 | 0.2744 | 0.33 | 0.6412 | 0.6668 | 0.6295 | 0.7053 | 0.5785 | 0.6745 | 0.3242 | 0.338 | 0.0893 | 0.3153 | 0.319 | 0.3481 | 0.0215 | 0.1532 | 0.5276 | 0.2448 | 0.5135 | 0.3749
|  | 14:00 | 0.3394 | 0.4563 | 0.3805 | 0.3098 | 0.3257 | 0.3509 | 0.6464 | 0.7237 | 0.6299 | 0.7067 | 0.6085 | 0.6635 | 0.3169 | 0.4326 | 0.0852 | 0.3436 | 0.3891 | 0.3581 | 0.1197 | 0.1764 | 0.4554 | 0.1349 | 0.5396 | 0.3953
|  | 14:15 | 0.3538 | 0.4457 | 0.3882 | 0.3278 | 0.3458 | 0.3723 | 0.6294 | 0.7233 | 0.6472 | 0.7003 | 0.6186 | 0.6638 | 0.3271 | 0.3577 | 0.1359 | 0.3884 | 0.3577 | 0.2663 | 0.1036 | 0.1507 | 0.3751 | 0.2056 | 0.5191 | 0.3585
|  | 14:30 | 0.3582 | 0.4561 | 0.387 | 0.3243 | 0.3661 | 0.3765 | 0.5727 | 0.6845 | 0.6255 | 0.6679 | 0.5996 | 0.651 | 0.4083 | 0.4159 | 0.0823 | 0.319 | 0.2566 | 0.2702 | 0.0071 | 0.1774 | 0.3986 | 0.1654 | 0.517 | 0.463
|  | 14:45 | 0.3439 | 0.4621 | 0.3846 | 0.3046 | 0.378 | 0.3763 | 0.5571 | 0.6293 | 0.5851 | 0.6489 | 0.5671 | 0.6372 | 0.4067 | 0.3612 | 0.0846 | 0.3431 | 0.2334 | 0.2007 | 0.0159 | 0.2144 | 0.4359 | 0.1329 | 0.4613 | 0.4062
|  | 15:00 | 0.3146 | 0.412 | 0.4013 | 0.2976 | 0.3995 | 0.3816 | 0.5325 | 0.5867 | 0.5623 | 0.6317 | 0.5267 | 0.6011 | 0.3278 | 0.3484 | 0.0636 | 0.2728 | 0.2185 | 0.2042 | 0.1904 | 0.1428 | 0.4255 | 0.2205 | 0.4372 | 0.3641
|  | 15:15 | 0.2996 | 0.439 | 0.3919 | 0.3014 | 0.4033 | 0.3671 | 0.525 | 0.6493 | 0.5138 | 0.6158 | 0.5103 | 0.5628 | 0.3402 | 0.2434 | 0.1229 | 0.2803 | 0.2434 | 0.2298 | 0.1511 | 0.1599 | 0.4214 | 0.2306 | 0.5075 | 0.3666
|  | 15:30 | 0.2348 | 0.3504 | 0.3282 | 0.2226 | 0.305 | 0.2757 | 0.4557 | 0.5925 | 0.4624 | 0.5481 | 0.4325 | 0.5008 | 0.3488 | 0.1624 | 0.1394 | 0.208 | 0.1028 | 0.1909 | 0.1439 | 0.0452 | 0.2787 | 0.3301 | 0.4558 | 0.4434
|  | 15:45 | 0.1643 | 0.2703 | 0.2392 | 0.1458 | 0.1855 | 0.1953 | 0.4175 | 0.5055 | 0.3891 | 0.4766 | 0.4063 | 0.4362 | 0.3878 | 0.2714 | 0.1038 | 0.1788 | 0.1354 | 0.0855 | 0.2504 | 0.0718 | 0.1423 | 0.3158 | 0.3597 | 0.4105
|  | 16:00 | 0.1015 | 0.1699 | 0.1232 | 0.065 | 0.1185 | 0.12 | 0.3353 | 0.4978 | 0.3168 | 0.4208 | 0.3198 | 0.3777 | 0.3503 | 0.2157 | 0.1491 | 0.2523 | 0.0725 | 0.1854 | 0.2387 | 0.1722 | 0.2458 | 0.3027 | 0.3287 | 0.4289
|  | 16:15 | 0 | 0.093 | 0.0033 | 0 | 0 | 0.0193 | 0.2582 | 0.4222 | 0.253 | 0.3649 | 0.2871 | 0.3171 | 0.3122 | 0.164 | 0.0951 | 0.235 | 0.164 | 0.1923 | 0.2309 | 0.1754 | 0.3658 | 0.1808 | 0.474 | 0.3537
|  | 16:30 | 0 | 0.0732 | 0 | 0 | 0 | 0.0238 | 0.177 | 0.3422 | 0.1733 | 0.2782 | 0.2289 | 0.2292 | 0.2803 | 0.1497 | 0.0578 | 0.1722 | 0.0709 | 0.3126 | 0.311 | 0.2742 | 0.3987 | 0.2572 | 0.4748 | 0.383
|  | 16:45 | 0 | 0.0884 | 0 | 0 | 0 | 0.0078 | 0.1352 | 0.2509 | 0.1095 | 0.2067 | 0.1717 | 0.1604 | 0.1905 | 0.1267 | 0.1263 | 0.1167 | 0.0505 | 0.2179 | 0.3059 | 0.3114 | 0.4481 | 0.209 | 0.502 | 0.4979
|  | 17:00 | 0 | 0.0302 | 0 | 0 | 0 | 0.0058 | 0.0521 | 0.1436 | 0.0627 | 0.0829 | 0.1076 | 0.0905 | 0.1817 | 0.0869 | 0.1132 | 0.2432 | 0.1811 | 0.0685 | 0.3002 | 0.3159 | 0.4336 | 0.1423 | 0.6467 | 0.4513
|  | 17:15 | 0 | 0 | 0 | 0 | 0 | 0 | 0.0023 | 0.0535 | 0.0028 | 0.016 | 0.0296 | 0.0208 | 0.2482 | 0.1369 | 0.0696 | 0.1843 | 0.1369 | 0.1508 | 0.3112 | 0.2407 | 0.3945 | 0.195 | 0.4756 | 0.3823
|  | 17:30 | 0 | 0 | 0 | 0 | 0 | 0 | 0.0347 | 0.0466 | 0 | 0.031 | 0.0291 | 0.0107 | 0.2703 | 0.155 | 0.0562 | 0.1811 | 0.1626 | 0.0966 | 0.2337 | 0.2499 | 0.3384 | 0.3132 | 0.4369 | 0.3712
|  | 17:45 | 0 | 0 | 0 | 0 | 0 | 0 | 0.0211 | 0.0227 | 0.0013 | 0.0321 | 0.0461 | 0 | 0.0819 | 0.0859 | 0 | 0.1154 | 0.2903 | 0 | 0.3911 | 0.2444 | 0.3463 | 0.3104 | 0.4555 | 0.4311
|  | 18:00 | 0 | 0 | 0 | 0 | 0 | 0 | 0.0014 | 0.0117 | 0 | 0.0249 | 0.0236 | 0 | 0.288 | 0.1951 | 0.148 | 0.2713 | 0.2929 | 0.1344 | 0.419 | 0.3002 | 0.3608 | 0.2013 | 0.5596 | 0.497
|  | 18:15 | 0 | 0 | 0 | 0 | 0 | 0 | 0 | 0 | 0 | 0 | 0 | 0 | 0.3149 | 0.1944 | 0.0726 | 0.2675 | 0.1944 | 0.1942 | 0.4327 | 0.2939 | 0.4195 | 0.2558 | 0.5972 | 0.4746
|  | 18:30 | 0 | 0 | 0 | 0 | 0 | 0 | 0 | 0 | 0 | 0 | 0 | 0 | 0.2581 | 0.2546 | 0.1031 | 0.2459 | 0.1586 | 0.2744 | 0.5934 | 0.3359 | 0.3701 | 0.2686 | 0.6168 | 0.4471
|  | 18:45 | 0 | 0 | 0 | 0 | 0 | 0 | 0 | 0 | 0 | 0 | 0 | 0 | 0.3523 | 0.2863 | 0.0733 | 0.4284 | 0.2678 | 0.2618 | 0.5425 | 0.3439 | 0.363 | 0.2819 | 0.6813 | 0.5635
|  | 19:00 | 0 | 0 | 0 | 0 | 0 | 0 | 0 | 0 | 0 | 0 | 0 | 0 | 0.3988 | 0.4168 | 0.0848 | 0.3275 | 0.3562 | 0.2678 | 0.5295 | 0.4741 | 0.3348 | 0.384 | 0.6789 | 0.5466
|  | 19:15 | 0 | 0 | 0 | 0 | 0 | 0 | 0 | 0 | 0 | 0 | 0 | 0 | 0.3725 | 0.3874 | 0.1007 | 0.4032 | 0.3874 | 0.2715 | 0.5815 | 0.4926 | 0.399 | 0.4108 | 0.6535 | 0.5691
|  | 19:30 | 0 | 0 | 0 | 0 | 0 | 0 | 0 | 0 | 0 | 0 | 0 | 0 | 0.4127 | 0.3965 | 0.12 | 0.468 | 0.3598 | 0.2334 | 0.6994 | 0.4764 | 0.4628 | 0.4385 | 0.6211 | 0.6863
|  | 19:45 | 0 | 0 | 0 | 0 | 0 | 0 | 0 | 0 | 0 | 0 | 0 | 0 | 0.4836 | 0.3767 | 0.09 | 0.5713 | 0.4971 | 0.379 | 0.75 | 0.5274 | 0.3686 | 0.4598 | 0.7297 | 0.7718
|  | 20:00 | 0 | 0 | 0 | 0 | 0 | 0 | 0 | 0 | 0 | 0 | 0 | 0 | 0.4832 | 0.5815 | 0.1266 | 0.5429 | 0.5287 | 0.2728 | 0.8685 | 0.5206 | 0.3254 | 0.4865 | 0.7155 | 0.7552
|  | 20:15 | 0 | 0 | 0 | 0 | 0 | 0 | 0 | 0 | 0 | 0 | 0 | 0 | 0.4355 | 0.6371 | 0.1335 | 0.5753 | 0.6371 | 0.3663 | 0.6936 | 0.6749 | 0.3912 | 0.5583 | 0.6958 | 0.6499
|  | 20:30 | 0 | 0 | 0 | 0 | 0 | 0 | 0 | 0 | 0 | 0 | 0 | 0 | 0.2889 | 0.6153 | 0.0919 | 0.5898 | 0.5715 | 0.4208 | 0.6526 | 0.6841 | 0.4987 | 0.5916 | 0.7703 | 0.5548
|  | 20:45 | 0 | 0 | 0 | 0 | 0 | 0 | 0 | 0 | 0 | 0 | 0 | 0 | 0.1491 | 0.6874 | 0 | 0.5113 | 0.5144 | 0.4396 | 0.6538 | 0.6538 | 0.3576 | 0.621 | 0.7504 | 0.5149
|  | 21:00 | 0 | 0 | 0 | 0 | 0 | 0 | 0 | 0 | 0 | 0 | 0 | 0 | 0.282 | 0.6958 | 0.0576 | 0.5598 | 0.5566 | 0.5022 | 0.5791 | 0.6392 | 0.3118 | 0.5979 | 0.8068 | 0.599
|  | 21:15 | 0 | 0 | 0 | 0 | 0 | 0 | 0 | 0 | 0 | 0 | 0 | 0 | 0.3971 | 0.6157 | 0.1254 | 0.5286 | 0.6157 | 0.3403 | 0.6634 | 0.6539 | 0.3687 | 0.4976 | 0.6786 | 0.6278
|  | 21:30 | 0 | 0 | 0 | 0 | 0 | 0 | 0 | 0 | 0 | 0 | 0 | 0 | 0.3645 | 0.5813 | 0.3162 | 0.6826 | 0.3561 | 0.4433 | 0.7336 | 0.6684 | 0.2807 | 0.5752 | 0.6073 | 0.5851
|  | 21:45 | 0 | 0 | 0 | 0 | 0 | 0 | 0 | 0 | 0 | 0 | 0 | 0 | 0.4378 | 0.5767 | 0.2187 | 0.6242 | 0.3511 | 0.3839 | 0.5387 | 0.641 | 0.2853 | 0.4906 | 0.5092 | 0.525
|  | 22:00 | 0 | 0 | 0 | 0 | 0 | 0 | 0 | 0 | 0 | 0 | 0 | 0 | 0.4651 | 0.6219 | 0.0777 | 0.592 | 0.4581 | 0.3268 | 0.5072 | 0.691 | 0.3336 | 0.4203 | 0.5907 | 0.5549
|  | 22:15 | 0 | 0 | 0 | 0 | 0 | 0 | 0 | 0 | 0 | 0 | 0 | 0 | 0.3623 | 0.4884 | 0.1061 | 0.4668 | 0.4884 | 0.2954 | 0.5693 | 0.6372 | 0.2842 | 0.399 | 0.6432 | 0.5816
|  | 22:30 | 0 | 0 | 0 | 0 | 0 | 0 | 0 | 0 | 0 | 0 | 0 | 0 | 0.278 | 0.4613 | 0.0492 | 0.4118 | 0.3278 | 0.2648 | 0.5227 | 0.5663 | 0.1376 | 0.4178 | 0.7053 | 0.5122
|  | 22:45 | 0 | 0 | 0 | 0 | 0 | 0 | 0 | 0 | 0 | 0 | 0 | 0 | 0.4081 | 0.4493 | 0.0874 | 0.5057 | 0.4468 | 0.3754 | 0.4977 | 0.519 | 0.1619 | 0.4458 | 0.7504 | 0.4845
|  | 23:00 | 0 | 0 | 0 | 0 | 0 | 0 | 0 | 0 | 0 | 0 | 0 | 0 | 0.373 | 0.5152 | 0.1507 | 0.4705 | 0.3788 | 0.2665 | 0.4818 | 0.5754 | 0.1909 | 0.4021 | 0.5702 | 0.5934
|  | 23:15 | 0 | 0 | 0 | 0 | 0 | 0 | 0 | 0 | 0 | 0 | 0 | 0 | 0.3199 | 0.4131 | 0.095 | 0.4301 | 0.4131 | 0.2628 | 0.5608 | 0.6075 | 0.2597 | 0.3517 | 0.5578 | 0.5261
|  | 23:30 | 0 | 0 | 0 | 0 | 0 | 0 | 0 | 0 | 0 | 0 | 0 | 0 | 0.349 | 0.4322 | 0.1006 | 0.4594 | 0.4511 | 0.2798 | 0.3789 | 0.5221 | 0.3399 | 0.283 | 0.4189 | 0.323
|  | 23:45 | 0 | 0 | 0 | 0 | 0 | 0 | 0 | 0 | 0 | 0 | 0 | 0 | 0.3804 | 0.4624 | 0.1514 | 0.4685 | 0.5053 | 0.3399 | 0.2203 | 0.4499 | 0.3589 | 0.349 | 0.3834 | 0.4599
|  | 24:00 | 0 | 0 | 0 | 0 | 0 | 0 | 0 | 0 | 0 | 0 | 0 | 0 | 0.4988 | 0.534 | 0.079 | 0.4656 | 0.5014 | 0.3387 | 0.2001 | 0.3827 | 0.2544 | 0.3402 | 0.3912 | 0.3184
Dec | winter | 24:15 | 0 | 0 | 0 | 0 | 0 | 0 | 0 | 0 | 0 | 0 | 0 | 0 | 0.4719 | 0.5229 | 0.1399 | 0.4926 | 0.5229 | 0.3491 | 0.2364 | 0.3373 | 0.2877 | 0.3273 | 0.3352 | 0.3187
|  | 24:30 | 0 | 0 | 0 | 0 | 0 | 0 | 0 | 0 | 0 | 0 | 0 | 0 | 0.5002 | 0.4322 | 0.0479 | 0.4558 | 0.4395 | 0.2856 | 0.3494 | 0.3717 | 0.2165 | 0.3525 | 0.231 | 0.3336
|  | 24:45 | 0 | 0 | 0 | 0 | 0 | 0 | 0 | 0 | 0 | 0 | 0 | 0 | 0.5318 | 0.4617 | 0.031 | 0.4684 | 0.4462 | 0.2874 | 0.3995 | 0.5018 | 0.213 | 0.4143 | 0.2447 | 0.3058
|  | 25:00 | 0 | 0 | 0 | 0 | 0 | 0 | 0 | 0 | 0 | 0 | 0 | 0 | 0.5543 | 0.6084 | 0.1197 | 0.4612 | 0.5447 | 0.3373 | 0.265 | 0.5165 | 0.3039 | 0.4019 | 0.181 | 0.213
|  | 25:15 | 0 | 0 | 0 | 0 | 0 | 0 | 0 | 0 | 0 | 0 | 0 | 0 | 0.4666 | 0.5238 | 0.1452 | 0.4859 | 0.5238 | 0.3485 | 0.302 | 0.4324 | 0.2989 | 0.361 | 0.3084 | 0.3369
|  | 25:30 | 0 | 0 | 0 | 0 | 0 | 0 | 0 | 0 | 0 | 0 | 0 | 0 | 0.4872 | 0.4502 | 0.292 | 0.5433 | 0.5663 | 0.2757 | 0.353 | 0.5549 | 0.2068 | 0.2223 | 0.4535 | 0.3804
|  | 25:45 | 0 | 0 | 0 | 0 | 0 | 0 | 0 | 0 | 0 | 0 | 0 | 0 | 0.538 | 0.5209 | 0.1904 | 0.389 | 0.679 | 0.3476 | 0.2359 | 0.4162 | 0.2129 | 0.2924 | 0.2571 | 0.4049
|  | 26:00 | 0 | 0 | 0 | 0 | 0 | 0 | 0 | 0 | 0 | 0 | 0 | 0 | 0.4683 | 0.6124 | 0.1166 | 0.3994 | 0.6845 | 0.3367 | 0.2508 | 0.3331 | 0.2562 | 0.3172 | 0.2807 | 0.391
|  | 26:15 | 0 | 0 | 0 | 0 | 0 | 0 | 0 | 0 | 0 | 0 | 0 | 0 | 0.4985 | 0.6102 | 0.1451 | 0.5007 | 0.6102 | 0.3706 | 0.3203 | 0.4686 | 0.2803 | 0.3302 | 0.2658 | 0.3223
|  | 26:30 | 0 | 0 | 0 | 0 | 0 | 0 | 0 | 0 | 0 | 0 | 0 | 0 | 0.5512 | 0.6848 | 0.0958 | 0.5359 | 0.6893 | 0.3475 | 0.232 | 0.6136 | 0.3115 | 0.2787 | 0.3082 | 0.2235
|  | 26:45 | 0 | 0 | 0 | 0 | 0 | 0 | 0 | 0 | 0 | 0 | 0 | 0 | 0.4768 | 0.6182 | 0.2617 | 0.5484 | 0.7241 | 0.342 | 0.2774 | 0.5504 | 0.3168 | 0.2823 | 0.2549 | 0.2721
|  | 27:00 | 0 | 0 | 0 | 0 | 0 | 0 | 0 | 0 | 0 | 0 | 0 | 0 | 0.5151 | 0.789 | 0.3266 | 0.4784 | 0.6461 | 0.2892 | 0.2115 | 0.5401 | 0.3356 | 0.2585 | 0.1969 | 0.435
|  | 27:15 | 0 | 0 | 0 | 0 | 0 | 0 | 0 | 0 | 0 | 0 | 0 | 0 | 0.5914 | 0.7272 | 0.188 | 0.6048 | 0.7272 | 0.4486 | 0.3039 | 0.4313 | 0.25 | 0.2878 | 0.2087 | 0.278
|  | 27:30 | 0 | 0 | 0 | 0 | 0 | 0 | 0 | 0 | 0 | 0 | 0 | 0 | 0.6369 | 0.7147 | 0.2129 | 0.6831 | 0.7951 | 0.3204 | 0.3024 | 0.4874 | 0.3089 | 0.4104 | 0.2028 | 0.1997
|  | 27:45 | 0 | 0 | 0 | 0 | 0 | 0 | 0 | 0 | 0 | 0 | 0 | 0 | 0.6816 | 0.7335 | 0.1208 | 0.7618 | 0.8189 | 0.4762 | 0.3538 | 0.5313 | 0.2417 | 0.404 | 0.091 | 0.279
|  | 28:00 | 0 | 0 | 0 | 0 | 0 | 0 | 0 | 0 | 0 | 0 | 0 | 0 | 0.6361 | 0.7212 | 0.073 | 0.8307 | 0.8115 | 0.4642 | 0.3303 | 0.4411 | 0.2467 | 0.2819 | 0.1353 | 0.3418
|  | 28:15 | 0 | 0 | 0 | 0 | 0 | 0 | 0 | 0 | 0 | 0 | 0 | 0 | 0.5618 | 0.7275 | 0.1916 | 0.6739 | 0.7275 | 0.4555 | 0.3084 | 0.4187 | 0.3223 | 0.342 | 0.2012 | 0.2826
|  | 28:30 | 0 | 0 | 0 | 0 | 0 | 0 | 0 | 0 | 0 | 0 | 0 | 0 | 0.6383 | 0.6993 | 0.0699 | 0.5868 | 0.6788 | 0.395 | 0.3175 | 0.5467 | 0.3064 | 0.3719 | 0.1318 | 0.3224
|  | 28:45 | 0 | 0 | 0 | 0 | 0 | 0 | 0 | 0 | 0 | 0 | 0 | 0 | 0.6656 | 0.6666 | 0.1348 | 0.7 | 0.7068 | 0.3252 | 0.3062 | 0.4303 | 0.3632 | 0.3018 | 0.0722 | 0.3566
|  | 29:00 | 0 | 0 | 0 | 0 | 0 | 0 | 0 | 0 | 0 | 0 | 0 | 0 | 0.6256 | 0.6725 | 0.2048 | 0.8118 | 0.7448 | 0.5066 | 0.2978 | 0.5162 | 0.3792 | 0.3027 | 0.1592 | 0.268
|  | 29:15 | 0 | 0 | 0 | 0 | 0 | 0 | 0 | 0 | 0 | 0 | 0 | 0 | 0.5636 | 0.6389 | 0.1966 | 0.6871 | 0.6389 | 0.4501 | 0.2551 | 0.4641 | 0.3855 | 0.3944 | 0.196 | 0.2937
|  | 29:30 | 0 | 0 | 0 | 0 | 0 | 0 | 0 | 0 | 0 | 0 | 0 | 0 | 0.5596 | 0.5094 | 0.1462 | 0.5991 | 0.5874 | 0.5289 | 0.1969 | 0.3944 | 0.4183 | 0.4095 | 0.2516 | 0.3013
|  | 29:45 | 0 | 0 | 0 | 0 | 0 | 0 | 0 | 0 | 0 | 0 | 0 | 0 | 0.5943 | 0.6935 | 0.0527 | 0.5888 | 0.5234 | 0.4976 | 0.2488 | 0.2731 | 0.4669 | 0.4386 | 0.2396 | 0.2691
|  | 30:00 | 0 | 0 | 0 | 0 | 0 | 0 | 0 | 0 | 0 | 0 | 0 | 0 | 0.5263 | 0.5895 | 0.1029 | 0.6111 | 0.4701 | 0.4706 | 0.2748 | 0.3691 | 0.4312 | 0.2905 | 0.2768 | 0.3684
|  | 30:15 | 0 | 0 | 0 | 0 | 0 | 0 | 0 | 0 | 0 | 0 | 0 | 0 | 0.5482 | 0.5378 | 0.2003 | 0.6289 | 0.5378 | 0.4237 | 0.2229 | 0.4082 | 0.3854 | 0.35 | 0.1879 | 0.2714
|  | 30:30 | 0 | 0 | 0 | 0 | 0 | 0 | 0.0168 | 0 | 0.026 | 0.0025 | 0.0086 | 0.0033 | 0.5979 | 0.5178 | 0.2567 | 0.6248 | 0.4021 | 0.288 | 0.2716 | 0.4314 | 0.4563 | 0.4753 | 0.2576 | 0.4051
|  | 30:45 | 0 | 0 | 0 | 0 | 0 | 0 | 0.062 | 0 | 0.0395 | 0.0225 | 0.0042 | 0.0419 | 0.6034 | 0.574 | 0.2459 | 0.5635 | 0.5191 | 0.2726 | 0.2832 | 0.4619 | 0.3903 | 0.4942 | 0.3141 | 0.3765
|  | 31:00 | 0 | 0 | 0 | 0 | 0 | 0 | 0.0837 | 0.0264 | 0.0357 | 0.0384 | 0.0045 | 0.025 | 0.6437 | 0.458 | 0.1482 | 0.611 | 0.516 | 0.2567 | 0.228 | 0.3635 | 0.3571 | 0.4838 | 0.2108 | 0.3384
|  | 31:15 | 0 | 0 | 0 | 0 | 0 | 0 | 0.0732 | 0.0373 | 0.0508 | 0.0733 | 0.0156 | 0.05 | 0.5238 | 0.478 | 0.1742 | 0.5699 | 0.478 | 0.3875 | 0.2453 | 0.3948 | 0.4315 | 0.4218 | 0.253 | 0.3121
|  | 31:30 | 0 | 0 | 0 | 0 | 0 | 0 | 0.1331 | 0.1452 | 0.1095 | 0.1223 | 0.1039 | 0.1003 | 0.4873 | 0.4669 | 0.1642 | 0.5009 | 0.4095 | 0.488 | 0.3121 | 0.241 | 0.417 | 0.4015 | 0.4014 | 0.2754
|  | 31:45 | 0 | 0 | 0 | 0 | 0 | 0 | 0.1833 | 0.2175 | 0.1556 | 0.151 | 0.1621 | 0.1534 | 0.52 | 0.4494 | 0.2386 | 0.6071 | 0.367 | 0.5065 | 0.3407 | 0.3194 | 0.5228 | 0.4129 | 0.3116 | 0.411
|  | 32:00 | 0 | 0 | 0 | 0 | 0 | 0 | 0.2397 | 0.262 | 0.1681 | 0.1856 | 0.2389 | 0.1914 | 0.4971 | 0.4112 | 0.2336 | 0.5221 | 0.4445 | 0.3937 | 0.2698 | 0.3895 | 0.414 | 0.3849 | 0.3196 | 0.5074
|  | 32:15 | 0 | 0 | 0 | 0 | 0 | 0 | 0.3067 | 0.2851 | 0.2013 | 0.2352 | 0.2772 | 0.2611 | 0.4865 | 0.4222 | 0.1521 | 0.4886 | 0.4222 | 0.3453 | 0.3205 | 0.3883 | 0.5024 | 0.4605 | 0.3652 | 0.3853
|  | 32:30 | 0 | 0 | 0 | 0 | 0 | 0 | 0.3097 | 0.3295 | 0.2169 | 0.2852 | 0.3651 | 0.2883 | 0.4993 | 0.4715 | 0.0887 | 0.6367 | 0.4217 | 0.298 | 0.442 | 0.315 | 0.4279 | 0.4245 | 0.5104 | 0.3013
|  | 32:45 | 0 | 0.0304 | 0 | 0 | 0 | 0 | 0.3219 | 0.3453 | 0.2222 | 0.3401 | 0.4481 | 0.3445 | 0.3993 | 0.5016 | 0.1206 | 0.5921 | 0.2505 | 0.3487 | 0.517 | 0.3039 | 0.4459 | 0.3499 | 0.339 | 0.3748
|  | 33:00 | 0.0077 | 0 | 0 | 0 | 0 | 0 | 0.3515 | 0.3724 | 0.2119 | 0.3723 | 0.5176 | 0.3609 | 0.4203 | 0.4615 | 0.1763 | 0.6461 | 0.2573 | 0.4421 | 0.4527 | 0.3052 | 0.2618 | 0.5265 | 0.397 | 0.3001
|  | 33:15 | 0.0183 | 0.015 | 0 | 0 | 0 | 0.0067 | 0.3752 | 0.4332 | 0.1891 | 0.4127 | 0.6281 | 0.4077 | 0.4259 | 0.4918 | 0.1434 | 0.5635 | 0.4918 | 0.3479 | 0.3352 | 0.3814 | 0.3535 | 0.4013 | 0.3709 | 0.3686
|  | 33:30 | 0.0469 | 0.0496 | 0 | 0.0104 | 0 | 0.0235 | 0.3507 | 0.4481 | 0.2259 | 0.4145 | 0.6165 | 0.4074 | 0.4462 | 0.4274 | 0.1836 | 0.4066 | 0.5579 | 0.5127 | 0.3456 | 0.4056 | 0.3968 | 0.3969 | 0.3317 | 0.3766
|  | 33:45 | 0.0415 | 0.1552 | 0 | 0.0158 | 0.034 | 0.0278 | 0.3936 | 0.454 | 0.2604 | 0.4376 | 0.6124 | 0.4421 | 0.4404 | 0.3839 | 0.2785 | 0.4331 | 0.5391 | 0.399 | 0.409 | 0.459 | 0.3601 | 0.3098 | 0.2379 | 0.4347
|  | 34:00 | 0.0605 | 0.1658 | 0 | 0 | 0.0625 | 0.0242 | 0.4303 | 0.4929 | 0.3217 | 0.4614 | 0.5884 | 0.4542 | 0.3877 | 0.3073 | 0.1647 | 0.525 | 0.3952 | 0.3439 | 0.3032 | 0.3499 | 0.3108 | 0.4376 | 0.2306 | 0.3911
|  | 34:15 | 0.0539 | 0.1665 | 0 | 0.0411 | 0.0835 | 0.069 | 0.4549 | 0.4581 | 0.3586 | 0.4777 | 0.5792 | 0.4657 | 0.4088 | 0.3514 | 0.1164 | 0.3851 | 0.3514 | 0.2802 | 0.384 | 0.3681 | 0.3077 | 0.4006 | 0.2964 | 0.3284
|  | 34:30 | 0.0795 | 0.1656 | 0 | 0.0178 | 0.0958 | 0.1027 | 0.4561 | 0.4652 | 0.3795 | 0.4689 | 0.5718 | 0.4666 | 0.4219 | 0.2894 | 0.0693 | 0.3849 | 0.3928 | 0.1413 | 0.477 | 0.4346 | 0.2656 | 0.4227 | 0.4515 | 0.25
|  | 34:45 | 0.097 | 0.1521 | 0 | 0.0436 | 0.1698 | 0.1263 | 0.5119 | 0.4462 | 0.4013 | 0.4653 | 0.6005 | 0.4881 | 0.4122 | 0.2606 | 0.1065 | 0.3283 | 0.4334 | 0.1457 | 0.4526 | 0.4652 | 0.2713 | 0.6169 | 0.3413 | 0.307
|  | 35:00 | 0.1053 | 0.2023 | 0 | 0.0467 | 0.2193 | 0.1545 | 0.509 | 0.4888 | 0.3933 | 0.4884 | 0.5817 | 0.4924 | 0.3999 | 0.1518 | 0.0482 | 0.2726 | 0.3503 | 0.2158 | 0.4632 | 0.4456 | 0.1911 | 0.5513 | 0.3782 | 0.2596
|  | 35:15 | 0.1171 | 0.2758 | 0 | 0.0947 | 0.2596 | 0.1494 | 0.4894 | 0.4967 | 0.4155 | 0.5139 | 0.6039 | 0.5039 | 0.3173 | 0.2512 | 0.0945 | 0.3002 | 0.2512 | 0.2168 | 0.3564 | 0.3482 | 0.3386 | 0.4946 | 0.3062 | 0.3334
|  | 35:30 | 0.1259 | 0.2785 | 0 | 0.1108 | 0.2422 | 0.1754 | 0.5137 | 0.5137 | 0.424 | 0.4738 | 0.6367 | 0.5237 | 0.2174 | 0.2377 | 0.2034 | 0.5078 | 0.3053 | 0.1014 | 0.3516 | 0.3441 | 0.2598 | 0.5456 | 0.1763 | 0.2613
|  | 35:45 | 0.1205 | 0.2794 | 0 | 0.1202 | 0.2334 | 0.1645 | 0.5193 | 0.4908 | 0.4035 | 0.4691 | 0.6329 | 0.5185 | 0.2397 | 0.2608 | 0.2136 | 0.4548 | 0.2758 | 0.079 | 0.2803 | 0.4436 | 0.1926 | 0.535 | 0.1406 | 0.231
|  | 36:00 | 0.1108 | 0.2761 | 0 | 0.1348 | 0.1767 | 0.1552 | 0.4972 | 0.4829 | 0.4016 | 0.482 | 0.6178 | 0.5135 | 0.363 | 0.1671 | 0.2179 | 0.2697 | 0.2467 | 0.0526 | 0.3215 | 0.4635 | 0.2806 | 0.3599 | 0.2208 | 0.2366
|  | 36:15 | 0.1375 | 0.2614 | 0 | 0.1348 | 0.1239 | 0.1315 | 0.5035 | 0.5023 | 0.4164 | 0.4934 | 0.5964 | 0.5024 | 0.2204 | 0.2275 | 0.0653 | 0.2507 | 0.2275 | 0.1652 | 0.3314 | 0.3913 | 0.2679 | 0.3809 | 0.3634 | 0.356
|  | 36:30 | 0.1454 | 0.288 | 0 | 0.1437 | 0.1856 | 0.1235 | 0.5184 | 0.4546 | 0.4208 | 0.5249 | 0.5964 | 0.4919 | 0.1676 | 0.2021 | 0.095 | 0.2625 | 0.2605 | 0.0791 | 0.4631 | 0.4205 | 0.2583 | 0.3199 | 0.4298 | 0.329
|  | 36:45 | 0.164 | 0.2474 | 0 | 0.1705 | 0.2118 | 0.146 | 0.5173 | 0.4663 | 0.4178 | 0.5278 | 0.6251 | 0.5078 | 0.2425 | 0.2975 | 0.1146 | 0.2829 | 0.3739 | 0.107 | 0.3769 | 0.5475 | 0.2117 | 0.3223 | 0.4749 | 0.3947
|  | 37:00 | 0.179 | 0.2566 | 0 | 0.1652 | 0.255 | 0.1533 | 0.5344 | 0.4464 | 0.3895 | 0.5166 | 0.6414 | 0.5037 | 0.2728 | 0.2782 | 0.1554 | 0.3084 | 0.2671 | 0.1991 | 0.4552 | 0.5484 | 0.1547 | 0.268 | 0.5121 | 0.4867
|  | 37:15 | 0.1807 | 0.2808 | 0 | 0.1698 | 0.2947 | 0.1852 | 0.5438 | 0.4446 | 0.3934 | 0.4909 | 0.6306 | 0.5007 | 0.223 | 0.2988 | 0.0762 | 0.3063 | 0.2988 | 0.1898 | 0.4199 | 0.465 | 0.2974 | 0.318 | 0.4751 | 0.4393
|  | 37:30 | 0.2272 | 0.2982 | 0 | 0.1486 | 0.2945 | 0.1838 | 0.5188 | 0.4657 | 0.3733 | 0.5042 | 0.6307 | 0.4681 | 0.1678 | 0.2373 | 0 | 0.4356 | 0.3599 | 0.2569 | 0.4669 | 0.4845 | 0.4449 | 0.2605 | 0.4946 | 0.3734
|  | 37:45 | 0.1972 | 0.3188 | 0 | 0.1582 | 0.3228 | 0.1944 | 0.4843 | 0.463 | 0.3555 | 0.5037 | 0.6415 | 0.504 | 0.1757 | 0.2358 | 0 | 0.3094 | 0.3712 | 0.2286 | 0.4646 | 0.5009 | 0.3464 | 0.2211 | 0.3782 | 0.4855
|  | 38:00 | 0.2045 | 0.3416 | 0 | 0.1447 | 0.3572 | 0.1967 | 0.48 | 0.5034 | 0.3777 | 0.5144 | 0.701 | 0.4928 | 0.1698 | 0.3071 | 0.0388 | 0.2813 | 0.2972 | 0.2789 | 0.448 | 0.5457 | 0.4107 | 0.3065 | 0.418 | 0.517
|  | 38:15 | 0.2418 | 0.35 | 0.0196 | 0.1582 | 0.3508 | 0.2241 | 0.4848 | 0.5152 | 0.3527 | 0.4882 | 0.6868 | 0.5055 | 0.2479 | 0.3545 | 0.0783 | 0.3257 | 0.3545 | 0.2081 | 0.4124 | 0.5514 | 0.4275 | 0.3796 | 0.4937 | 0.4849
|  | 38:30 | 0.233 | 0.3421 | 0.0263 | 0.1647 | 0.3248 | 0.196 | 0.4989 | 0.5303 | 0.3434 | 0.5036 | 0.6749 | 0.4968 | 0.255 | 0.3149 | 0.0491 | 0.3423 | 0.1933 | 0.167 | 0.3641 | 0.5251 | 0.4907 | 0.5876 | 0.5631 | 0.4315
|  | 38:45 | 0.2321 | 0.3211 | 0.0343 | 0.1692 | 0.3293 | 0.2061 | 0.5391 | 0.5212 | 0.3088 | 0.4886 | 0.679 | 0.5087 | 0.3044 | 0.3705 | 0 | 0.3647 | 0.1602 | 0.1055 | 0.275 | 0.4925 | 0.4972 | 0.7196 | 0.6268 | 0.6357
|  | 39:00 | 0.1774 | 0.3171 | 0.0403 | 0.1551 | 0.2688 | 0.1987 | 0.4873 | 0.4922 | 0.281 | 0.4796 | 0.6672 | 0.4959 | 0.2363 | 0.3058 | 0.0615 | 0.4822 | 0.2926 | 0.1011 | 0.3072 | 0.5956 | 0.585 | 0.5844 | 0.5456 | 0.5306
|  | 39:15 | 0.2 | 0.2984 | 0.0291 | 0.1806 | 0.283 | 0.1982 | 0.4386 | 0.4814 | 0.2267 | 0.4703 | 0.6508 | 0.4536 | 0.2655 | 0.3086 | 0.0799 | 0.3063 | 0.3086 | 0.2044 | 0.3687 | 0.6273 | 0.5371 | 0.4008 | 0.5856 | 0.5567
|  | 39:30 | 0.1424 | 0.2883 | 0.0199 | 0.1432 | 0.2055 | 0.1478 | 0.391 | 0.3974 | 0.199 | 0.4469 | 0.5489 | 0.4087 | 0.2307 | 0.3768 | 0.0691 | 0.2737 | 0.355 | 0.2092 | 0.4782 | 0.5735 | 0.5073 | 0.5099 | 0.6841 | 0.4244
|  | 39:45 | 0.0885 | 0.1905 | 0.0134 | 0.0606 | 0.1372 | 0.105 | 0.3427 | 0.3287 | 0.1984 | 0.4176 | 0.52 | 0.3664 | 0.2104 | 0.3208 | 0.0439 | 0.2861 | 0.3248 | 0.194 | 0.4432 | 0.6595 | 0.4334 | 0.3802 | 0.6723 | 0.4935
|  | 40:00 | 0.0317 | 0.0988 | 0.0083 | 0.0071 | 0.0863 | 0.0482 | 0.303 | 0.266 | 0.176 | 0.343 | 0.4764 | 0.288 | 0.2074 | 0.269 | 0.0018 | 0.3011 | 0.3637 | 0.2617 | 0.3964 | 0.6792 | 0.4854 | 0.4068 | 0.5521 | 0.4257
|  | 40:15 | 0.0079 | 0.0463 | 0 | 0 | 0 | 0.0109 | 0.2675 | 0.2315 | 0.1308 | 0.2817 | 0.4387 | 0.27 | 0.2866 | 0.2763 | 0.0858 | 0.3177 | 0.2763 | 0.2112 | 0.4285 | 0.6385 | 0.5691 | 0.4475 | 0.6157 | 0.5869
|  | 40:30 | 0.0267 | 0.0686 | 0.0061 | 0 | 0 | 0 | 0.1755 | 0.1734 | 0.0918 | 0.2271 | 0.3476 | 0.2016 | 0.3703 | 0.2667 | 0.1655 | 0.3051 | 0.2102 | 0.2032 | 0.4118 | 0.5617 | 0.6509 | 0.4617 | 0.5024 | 0.6271
|  | 40:45 | 0.0167 | 0.0004 | 0.0141 | 0 | 0 | 0 | 0.1342 | 0.1555 | 0.0573 | 0.1741 | 0.2684 | 0.1645 | 0.3391 | 0.3187 | 0.1764 | 0.0601 | 0.198 | 0.2474 | 0.4452 | 0.6498 | 0.5914 | 0.4306 | 0.4405 | 0.4048
|  | 41:00 | 0.0149 | 0 | 0.0021 | 0 | 0 | 0 | 0.0718 | 0.1032 | 0.0291 | 0.0908 | 0.158 | 0.0853 | 0.388 | 0.3789 | 0.1306 | 0.0799 | 0.1996 | 0.1751 | 0.3994 | 0.6691 | 0.5515 | 0.4405 | 0.4262 | 0.6296
|  | 41:15 | 0 | 0 | 0 | 0 | 0 | 0 | 0.0131 | 0.0326 | 0.0018 | 0.0284 | 0.0773 | 0.0306 | 0.283 | 0.257 | 0.083 | 0.2928 | 0.257 | 0.2018 | 0.4886 | 0.683 | 0.5039 | 0.4649 | 0.6279 | 0.6032
|  | 41:30 | 0 | 0 | 0 | 0 | 0 | 0 | 0.008 | 0.0254 | 0 | 0.0327 | 0.0371 | 0.0216 | 0.3247 | 0.2681 | 0.1302 | 0.3382 | 0.2822 | 0.2639 | 0.439 | 0.7327 | 0.426 | 0.4505 | 0.6552 | 0.7204
|  | 41:45 | 0 | 0 | 0 | 0 | 0 | 0 | 0 | 0.0202 | 0 | 0.0042 | 0.0304 | 0.0377 | 0.2702 | 0.1673 | 0 | 0.3221 | 0.3467 | 0.3455 | 0.5565 | 0.6978 | 0.5583 | 0.4498 | 0.7602 | 0.7027
|  | 42:00 | 0 | 0 | 0 | 0 | 0 | 0 | 0 | 0.0157 | 0 | 0.0133 | 0.0196 | 0.031 | 0.3677 | 0.2157 | 0 | 0.3633 | 0.3259 | 0.2722 | 0.6346 | 0.7936 | 0.4806 | 0.5812 | 0.7534 | 0.6972
|  | 42:15 | 0 | 0 | 0 | 0 | 0 | 0 | 0 | 0 | 0 | 0 | 0 | 0 | 0.2988 | 0.2298 | 0.0701 | 0.2516 | 0.2298 | 0.1896 | 0.6062 | 0.7746 | 0.4768 | 0.5106 | 0.7322 | 0.6885
|  | 42:30 | 0 | 0 | 0 | 0 | 0 | 0 | 0 | 0 | 0 | 0 | 0 | 0 | 0.2766 | 0.1408 | 0.0952 | 0.3098 | 0.1687 | 0.1469 | 0.3551 | 0.6196 | 0.4399 | 0.5884 | 0.6041 | 0.7518
|  | 42:45 | 0 | 0 | 0 | 0 | 0 | 0 | 0 | 0 | 0 | 0 | 0 | 0 | 0.3831 | 0.1491 | 0 | 0.2541 | 0.1964 | 0.2454 | 0.4349 | 0.6028 | 0.4751 | 0.5339 | 0.5919 | 0.6762
|  | 43:00 | 0 | 0 | 0 | 0 | 0 | 0 | 0 | 0 | 0 | 0 | 0 | 0 | 0.2974 | 0.252 | 0.0455 | 0.2118 | 0.3316 | 0.1743 | 0.6732 | 0.6967 | 0.3442 | 0.5201 | 0.6415 | 0.6161
|  | 43:15 | 0 | 0 | 0 | 0 | 0 | 0 | 0 | 0 | 0 | 0 | 0 | 0 | 0.3224 | 0.3149 | 0.0953 | 0.3431 | 0.3149 | 0.2347 | 0.5682 | 0.731 | 0.4241 | 0.5133 | 0.6216 | 0.6129
|  | 43:30 | 0 | 0 | 0 | 0 | 0 | 0 | 0 | 0 | 0 | 0 | 0 | 0 | 0.2745 | 0.3787 | 0.0048 | 0.3382 | 0.2847 | 0.271 | 0.6231 | 0.7956 | 0.3674 | 0.5764 | 0.5489 | 0.71
|  | 43:45 | 0 | 0 | 0 | 0 | 0 | 0 | 0 | 0 | 0 | 0 | 0 | 0 | 0.3316 | 0.4366 | 0.1919 | 0.407 | 0.435 | 0.2124 | 0.6056 | 0.8742 | 0.2877 | 0.5687 | 0.5779 | 0.779
|  | 44:00 | 0 | 0 | 0 | 0 | 0 | 0 | 0 | 0 | 0 | 0 | 0 | 0 | 0.3396 | 0.5237 | 0.1607 | 0.4019 | 0.4725 | 0.2459 | 0.6049 | 0.6922 | 0.3089 | 0.5376 | 0.6192 | 0.614
|  | 44:15 | 0 | 0 | 0 | 0 | 0 | 0 | 0 | 0 | 0 | 0 | 0 | 0 | 0.3692 | 0.4831 | 0.1236 | 0.4815 | 0.4831 | 0.3067 | 0.5342 | 0.6523 | 0.3737 | 0.5612 | 0.4975 | 0.5253
|  | 44:30 | 0 | 0 | 0 | 0 | 0 | 0 | 0 | 0 | 0 | 0 | 0 | 0 | 0.2802 | 0.4527 | 0 | 0.5327 | 0.4358 | 0.2944 | 0.5711 | 0.5982 | 0.3974 | 0.6716 | 0.5684 | 0.3783
|  | 44:45 | 0 | 0 | 0 | 0 | 0 | 0 | 0 | 0 | 0 | 0 | 0 | 0 | 0.2824 | 0.4789 | 0.0253 | 0.4608 | 0.3904 | 0.3271 | 0.4888 | 0.587 | 0.2895 | 0.6659 | 0.5113 | 0.5223
|  | 45:00 | 0 | 0 | 0 | 0 | 0 | 0 | 0 | 0 | 0 | 0 | 0 | 0 | 0.3895 | 0.438 | 0.191 | 0.3972 | 0.5079 | 0.2876 | 0.5638 | 0.606 | 0.2783 | 0.548 | 0.5179 | 0.5794
|  | 45:15 | 0 | 0 | 0 | 0 | 0 | 0 | 0 | 0 | 0 | 0 | 0 | 0 | 0.4286 | 0.4939 | 0.1116 | 0.4656 | 0.4939 | 0.3167 | 0.6524 | 0.6443 | 0.3108 | 0.474 | 0.5407 | 0.5475
|  | 45:30 | 0 | 0 | 0 | 0 | 0 | 0 | 0 | 0 | 0 | 0 | 0 | 0 | 0.5969 | 0.5467 | 0.0456 | 0.5086 | 0.4436 | 0.3833 | 0.6417 | 0.7498 | 0.2859 | 0.4656 | 0.5339 | 0.5958
|  | 45:45 | 0 | 0 | 0 | 0 | 0 | 0 | 0 | 0 | 0 | 0 | 0 | 0 | 0.5081 | 0.5686 | 0.0539 | 0.5388 | 0.4255 | 0.3729 | 0.6162 | 0.7852 | 0.1997 | 0.4194 | 0.6118 | 0.5919
|  | 46:00 | 0 | 0 | 0 | 0 | 0 | 0 | 0 | 0 | 0 | 0 | 0 | 0 | 0.5046 | 0.5926 | 0.0888 | 0.464 | 0.4809 | 0.3409 | 0.5783 | 0.7881 | 0.1899 | 0.4558 | 0.5144 | 0.598
|  | 46:15 | 0 | 0 | 0 | 0 | 0 | 0 | 0 | 0 | 0 | 0 | 0 | 0 | 0.4504 | 0.463 | 0.1035 | 0.3904 | 0.463 | 0.301 | 0.5929 | 0.7208 | 0.2377 | 0.4024 | 0.4685 | 0.5102
|  | 46:30 | 0 | 0 | 0 | 0 | 0 | 0 | 0 | 0 | 0 | 0 | 0 | 0 | 0.3653 | 0.3777 | 0.0255 | 0.4514 | 0.4886 | 0.3013 | 0.6342 | 0.7153 | 0.1836 | 0.404 | 0.4522 | 0.4443
|  | 46:45 | 0 | 0 | 0 | 0 | 0 | 0 | 0 | 0 | 0 | 0 | 0 | 0 | 0.3251 | 0.2364 | 0.0639 | 0.3417 | 0.4999 | 0.2729 | 0.5948 | 0.596 | 0.0771 | 0.2289 | 0.4243 | 0.4091
|  | 47:00 | 0 | 0 | 0 | 0 | 0 | 0 | 0 | 0 | 0 | 0 | 0 | 0 | 0.2629 | 0.4502 | 0.0439 | 0.3817 | 0.451 | 0.2815 | 0.5019 | 0.6431 | 0.1949 | 0.2927 | 0.4081 | 0.4079
|  | 47:15 | 0 | 0 | 0 | 0 | 0 | 0 | 0 | 0 | 0 | 0 | 0 | 0 | 0.4102 | 0.4017 | 0.1166 | 0.3392 | 0.4017 | 0.2775 | 0.4699 | 0.654 | 0.1394 | 0.2952 | 0.3673 | 0.4144
|  | 47:30 | 0 | 0 | 0 | 0 | 0 | 0 | 0 | 0 | 0 | 0 | 0 | 0 | 0.3638 | 0.4793 | 0.0828 | 0.369 | 0.4438 | 0.3547 | 0.3777 | 0.5814 | 0.2679 | 0.3238 | 0.2718 | 0.3027
|  | 47:45 | 0 | 0 | 0 | 0 | 0 | 0 | 0 | 0 | 0 | 0 | 0 | 0 | 0.4086 | 0.5036 | 0.1981 | 0.4509 | 0.5595 | 0.3539 | 0.2968 | 0.5368 | 0.3167 | 0.4487 | 0.3758 | 0.3434
|  | 48:00 | 0 | 0 | 0 | 0 | 0 | 0 | 0 | 0 | 0 | 0 | 0 | 0 | 0.5465 | 0.563 | 0.1188 | 0.429 | 0.5022 | 0.4757 | 0.3043 | 0.5003 | 0.4712 | 0.5056 | 0.3731 | 0.2598

## GenAge
Northeast | [27 empty] | coal-st-old1 | ng-ct-old | ng-cc-old | ng-st-old | nuc-st-old | pv-old | wind-old
coal-st-old |  |  |  | ng-cc-old |  |  |  | ng-ct-old |  |  |  | ng-st-old |  |  |  | nuc-st-old |  |  |  | pv-old |  |  |  | wind-old |  |  |  | 60 | 30 | 30 | 60 | 60 | 30 | 20
Expected lifetime: |  | 61 | years | Expected lifetime: |  | 31 | years | Expected lifetime: |  | 31 | years | Expected lifetime: |  | 61 | years | Expected lifetime: |  | 61 | years | Expected lifetime: |  | 31 | years | Expected lifetime: |  | 21 | years | 61 | 31 | 31 | 61 | 61 | 31 | 21
age | frequency | year | # generators to retire | age | frequency | year | # generators to retire | age | frequency | year | # generators to retire | age | frequency | year | # generators to retire | age | frequency | year | # generators to retire | age | frequency | year | # generators to retire | age | frequency | year | # generators to retire
3 | 1 | 58 | 1 | 1 | 1 | 30 | 1 | 26 | 3 | 5 | 3 | 44 | 2 | 17 | 2 | 23 | 1 | 38 | 1 | 0 | 0 |  | 0 | 1 | 2 | 20 | 2 | DSM: June 30, 2016
5 | 1 | 56 | 1 | 2 | 2 | 29 | 2 |  |  |  |  | 45 | 2 | 16 | 2 | 26 | 1 | 35 | 1 |  |  |  |  | 2 | 2 | 19 | 2 | Adjusted the age of the matrix to reflect the fact that when the plant reaches its end of life it still operates in that year
6 | 1 | 55 | 1 | 6 | 1 | 25 | 1 |  |  |  |  | 55 | 1 | 6 | 1 | [8 empty] | 4 | 1 | 17 | 1 | This was what we assumed in the CM model calculations
30 | 1 | 31 | 1 | 8 | 2 | 23 | 2 |  |  |  |  | 56 | 1 | 5 | 1 | [8 empty] | 8 | 1 | 13 | 1 | Coastall NG-CC-old plants - they are plants that are older than 30 year at the start of the time horizon
31 | 1 | 30 | 1 | 12 | 1 | 19 | 1 | [16 empty] | 9 | 1 | 12 | 1 | They should be retired in the first year or retrofitted in the same year
33 | 1 | 28 | 1 | 13 | 4 | 18 | 4
38 | 2 | 23 | 2 | 14 | 4 | 17 | 4
39 | 1 | 22 | 1 | 15 | 3 | 16 | 3
44 | 1 | 17 | 1 | 16 | 3 | 15 | 3
45 | 1 | 16 | 1 | 19 | 1 | 12 | 1
|  |  |  | 27 | 0 | 4 | 0
|  |  |  | 38 | 1 | 1 | 1
West
coal-st-old |  |  |  | ng-cc-old |  |  |  | ng-ct-old |  |  |  | ng-st-old |  |  |  | nuc-st-old |  |  |  | pv-old |  |  |  | wind-old
Expected lifetime: |  | 61 | years | Expected lifetime: |  | 31 | years | Expected lifetime: |  | 31 | years | Expected lifetime: |  | 61 | years | Expected lifetime: |  | 61 | years | Expected lifetime: |  | 31 | years | Expected lifetime: |  | 21 | years
age | frequency | year | # generators to retire | age | frequency | year | # generators to retire | age | frequency | year | # generators to retire | age | frequency | year | # generators to retire | age | frequency | year | # generators to retire | age | frequency | year | # generators to retire | age | frequency | year | # generators to retire
30 | 1 | 31 | 1 | 9 | 1 | 22 | 1 | 1 | 1 | 30 | 1 | 52 | 1 | 9 | 1 | 0 | 0 | 0 | 0 | 0 | 5 | 31 | 5 | 0 | 4 | 21 | 4
|  |  |  | 15 | 2 | 16 | 2 | 27 | 1 | 4 | 1 | [12 empty] | 1 | 10 | 20 | 10
|  |  |  | 29 | 1 | 2 | 1 | 28 | 1 | 3 | 1 | [12 empty] | 2 | 2 | 19 | 2
[24 empty] | 3 | 1 | 18 | 1
[24 empty] | 4 | 4 | 17 | 4
[24 empty] | 5 | 3 | 16 | 3
[24 empty] | 6 | 1 | 15 | 1
[24 empty] | 7 | 7 | 14 | 7
[24 empty] | 8 | 22 | 13 | 22
[24 empty] | 9 | 13 | 12 | 13
[24 empty] | 10 | 8 | 11 | 8
[24 empty] | 11 | 2 | 10 | 2
[24 empty] | 12 | 2 | 9 | 2
[24 empty] | 13 | 2 | 8 | 2
[24 empty] | 14 | 1 | 7 | 1
[24 empty] | 15 | 6 | 6 | 6
[24 empty] | 17 | 1 | 4 | 1
Coastal
coal-st-old |  |  |  | ng-cc-old |  |  |  | ng-ct-old |  |  |  | ng-st-old |  |  |  | nuc-st-old |  |  |  | pv-old |  |  |  | wind-old
Expected lifetime: |  | 61 | years | Expected lifetime: |  | 31 | years | Expected lifetime: |  | 31 | years | Expected lifetime: |  | 61 | years | Expected lifetime: |  | 61 | years | Expected lifetime: |  | 31 | years | Expected lifetime: |  | 21 | years
age | frequency | year | # generators to retire | age | frequency | year | # generators to retire | age | frequency | year | # generators to retire | age | frequency | year | # generators to retire | age | frequency | year | # generators to retire | age | frequency | year | # generators to retire | age | frequency | year | # generators to retire
34 | 1 | 27 | 1 | 8 | 1 | 23 | 1 | 0 | 2 | 31 | 2 | 0 | 0 | 0 | 0 | 27 | 1 | 34 | 1 | 0 | 0 | 0 | 0 | 1 | 3 | 20 | 3
36 | 1 | 25 | 1 | 12 | 2 | 19 | 2 | 7 | 1 | 24 | 1 |  |  |  |  | 28 | 1 | 33 | 1 |  |  |  |  | 3 | 3 | 18 | 3
38 | 1 | 23 | 1 | 13 | 1 | 18 | 1 | 21 | 1 | 10 | 1 | [12 empty] | 4 | 1 | 17 | 1
39 | 1 | 22 | 1 | 16 | 1 | 15 | 1 | [16 empty] | 5 | 1 | 16 | 1
|  |  |  | 19 | 1 | 12 | 1 | [16 empty] | 6 | 3 | 15 | 3
|  |  |  | 22 | 2 | 9 | 2 | [16 empty] | 7 | 3 | 14 | 3
|  |  |  | 24 | 1 | 7 | 1
|  |  |  | 29 | 0 | 1 | 3
|  |  |  | 40 | 1
|  |  |  | 43 | 1
|  |  |  | 54 | 1 | 12
South
coal-st-old |  |  |  | ng-cc-old |  |  |  | ng-ct-old |  |  |  | ng-st-old |  |  |  | nuc-st-old |  |  |  | pv-old |  |  |  | wind-old
Expected lifetime: |  | 61 | years | Expected lifetime: |  | 31 | years | Expected lifetime: |  | 31 | years | Expected lifetime: |  | 61 | years | Expected lifetime: |  | 61 | years | Expected lifetime: |  | 31 | years | Expected lifetime: |  | 21 | years
age | frequency | year | # generators to retire | age | frequency | year | # generators to retire | age | frequency | year | # generators to retire | age | frequency | year | # generators to retire | age | frequency | year | # generators to retire | age | frequency | year | # generators to retire | age | frequency | year | # generators to retire
6 | 3 | 55 | 3 | 2 | 1 | 29 | 1 | 0 | 30 | 31 | 30 | 43 | 2 | 18 | 2 | 0 | 0 | 0 | 0 | 1 | 5 | 30 | 5 | 0 | 4 | 21 | 4
24 | 1 | 37 | 1 | 9 | 1 | 22 | 1 | 4 | 2 | 27 | 2 | 48 | 1 | 13 | 1 |  |  |  |  | 2 | 2 | 29 | 2 | 1 | 5 | 20 | 5
28 | 1 | 33 | 1 | 12 | 1 | 19 | 1 | 7 | 1 | 24 | 1 | [8 empty] | 3 | 2 | 28 | 2 | 4 | 1 | 17 | 1
34 | 1 | 27 | 1 | 14 | 4 | 17 | 4 | 8 | 2 | 23 | 2 | [8 empty] | 4 | 1 | 27 | 1 | 6 | 1 | 15 | 1
36 | 2 | 25 | 2 | 15 | 2 | 16 | 2 | 12 | 1 | 19 | 1 | [8 empty] | 5 | 1 | 26 | 1
37 | 1 | 24 | 1 | 16 | 3 | 15 | 3 | 31 | 1 | 1 | 1 | [8 empty] | 6 | 1 | 25 | 1
38 | 1 | 23 | 1 | 17 | 1 | 14 | 1
39 | 1 | 22 | 1 | 25 | 2 | 6 | 2
|  |  |  | 32 | 1 | 1 | 1
Panhandle
coal-st-old |  |  |  | ng-cc-old |  |  |  | ng-ct-old |  |  |  | ng-st-old |  |  |  | nuc-st-old |  |  |  | pv-old |  |  |  | wind-old
Expected lifetime: |  | 61 | years | Expected lifetime: |  | 31 | years | Expected lifetime: |  | 31 | years | Expected lifetime: |  | 61 | years | Expected lifetime: |  | 61 | years | Expected lifetime: |  | 31 | years | Expected lifetime: |  | 21 | years
age | frequency | year | # generators to retire | age | frequency | year | # generators to retire | age | frequency | year | # generators to retire | age | frequency | year | # generators to retire | age | frequency | year | # generators to retire | age | frequency | year | # generators to retire | age | frequency | year | # generators to retire
0 | 0 | 0 | 0 | 0 | 0 | 0 | 0 | 0 | 1 | 31 | 1 | 0 | 0 | 0 | 0 | 0 | 0 | 0 | 0 | 0 | 0 | 0 | 0 | 0 | 15 | 21 | 15
[24 empty] | 1 | 10 | 20 | 10
[24 empty] | 2 | 6 | 19 | 6
[24 empty] | 8 | 1 | 13 | 1
Note on H56: Dharik Mallapragada: Since plants that are older than 30 years have to be retired or retrofit in the very first year

## GenRetirement
Northeast
coal-st-old |  | ng-st-old |  |  | coal-st-old1 | ng-ct-old | ng-cc-old | ng-st-old | nuc-st-old | pv-old | wind-old
year | # retirement | year | # retirement | 1 | 0 | 0 | 1 | 0 | 0 | 0 | 0
58 | 1 | 17 | 2 | 2 | 0 | 0 | 0 | 0 | 0 | 0 | 0
56 | 1 | 16 | 2 | 3 | 0 | 0 | 0 | 0 | 0 | 0 | 0
55 | 1 | 6 | 1 | 4 | 0 | 0 | 0 | 0 | 0 | 0 | 0
31 | 1 | 5 | 1 | 5 | 0 | 3 | 0 | 1 | 0 | 0 | 0
30 | 1 |  |  | 6 | 0 | 0 | 0 | 1 | 0 | 0 | 0
28 | 1 |  |  | 7 | 0 | 0 | 0 | 0 | 0 | 0 | 0
23 | 2 |  |  | 8 | 0 | 0 | 0 | 0 | 0 | 0 | 0
22 | 1 |  |  | 9 | 0 | 0 | 0 | 0 | 0 | 0 | 0
17 | 1 | nuc-st-old |  | 10 | 0 | 0 | 0 | 0 | 0 | 0 | 0
16 | 1 | year | # retirement | 11 | 0 | 0 | 0 | 0 | 0 | 0 | 0
|  | 38 | 1 | 12 | 0 | 0 | 1 | 0 | 0 | 0 | 1
ng-cc-old |  | 35 | 1 | 13 | 0 | 0 | 0 | 0 | 0 | 0 | 1
year | # retirement |  |  | 14 | 0 | 0 | 0 | 0 | 0 | 0 | 0
30 | 1 | pv-old |  | 15 | 0 | 0 | 3 | 0 | 0 | 0 | 0
29 | 2 | year | # retirement | 16 | 1 | 0 | 3 | 2 | 0 | 0 | 0
25 | 1 | 0 | 0 | 17 | 1 | 0 | 4 | 2 | 0 | 0 | 1
23 | 2 |  |  | 18 | 0 | 0 | 4 | 0 | 0 | 0 | 0
19 | 1 | wind-old |  | 19 | 0 | 0 | 1 | 0 | 0 | 0 | 2
18 | 4 | year | # retirement | 20 | 0 | 0 | 0 | 0 | 0 | 0 | 2
17 | 4 | 20 | 2 | 21 | 0 | 0 | 0 | 0 | 0 | 0 | 0
16 | 3 | 19 | 2 | 22 | 1 | 0 | 0 | 0 | 0 | 0 | 0
15 | 3 | 17 | 1 | 23 | 2 | 0 | 2 | 0 | 0 | 0 | 0
12 | 1 | 13 | 1 | 24 | 0 | 0 | 0 | 0 | 0 | 0 | 0
4 | 0 | 12 | 1 | 25 | 0 | 0 | 1 | 0 | 0 | 0 | 0
1 | 1 |  |  | 26 | 0 | 0 | 0 | 0 | 0 | 0 | 0
|  |  |  | 27 | 0 | 0 | 0 | 0 | 0 | 0 | 0
ng-ct-old |  |  |  | 28 | 1 | 0 | 0 | 0 | 0 | 0 | 0
year | # retirement |  |  | 29 | 0 | 0 | 2 | 0 | 0 | 0 | 0
5 | 3 |  |  | 30 | 1 | 0 | 1 | 0 | 0 | 0 | 0
West
coal-st-old |  | ng-st-old |  |  | coal-st-old1 | ng-ct-old | ng-cc-old | ng-st-old | nuc-st-old | pv-old | wind-old
year | # retirement | year | # retirement | 1 | 0 | 0 | 0 | 0 | 0 | 0 | 0
31 | 1 | 9 | 1 | 2 | 0 | 0 | 1 | 0 | 0 | 0 | 0
|  |  |  | 3 | 0 | 1 | 0 | 0 | 0 | 0 | 0
ng-cc-old |  | nuc-st-old |  | 4 | 0 | 1 | 0 | 0 | 0 | 0 | 1
year | # retirement | year | # retirement | 5 | 0 | 0 | 0 | 0 | 0 | 0 | 0
22 | 1 | 0 | 0 | 6 | 0 | 0 | 0 | 0 | 0 | 0 | 6
16 | 2 |  |  | 7 | 0 | 0 | 0 | 0 | 0 | 0 | 1
2 | 1 | pv-old |  | 8 | 0 | 0 | 0 | 0 | 0 | 0 | 2
|  | year | # retirement | 9 | 0 | 0 | 0 | 1 | 0 | 0 | 2
|  | 31 | 5 | 10 | 0 | 0 | 0 | 0 | 0 | 0 | 2
ng-ct-old |  |  |  | 11 | 0 | 0 | 0 | 0 | 0 | 0 | 8
year | # retirement | wind-old |  | 12 | 0 | 0 | 0 | 0 | 0 | 0 | 13
30 | 1 | year | # retirement | 13 | 0 | 0 | 0 | 0 | 0 | 0 | 22
4 | 1 | 21 | 4 | 14 | 0 | 0 | 0 | 0 | 0 | 0 | 7
3 | 1 | 20 | 10 | 15 | 0 | 0 | 0 | 0 | 0 | 0 | 1
|  | 19 | 2 | 16 | 0 | 0 | 2 | 0 | 0 | 0 | 3
|  | 18 | 1 | 17 | 0 | 0 | 0 | 0 | 0 | 0 | 4
|  | 17 | 4 | 18 | 0 | 0 | 0 | 0 | 0 | 0 | 1
|  | 16 | 3 | 19 | 0 | 0 | 0 | 0 | 0 | 0 | 2
|  | 15 | 1 | 20 | 0 | 0 | 0 | 0 | 0 | 0 | 10
|  | 14 | 7 | 21 | 0 | 0 | 0 | 0 | 0 | 0 | 4
|  | 13 | 22 | 22 | 0 | 0 | 1 | 0 | 0 | 0 | 0
|  | 12 | 13 | 23 | 0 | 0 | 0 | 0 | 0 | 0 | 0
|  | 11 | 8 | 24 | 0 | 0 | 0 | 0 | 0 | 0 | 0
|  | 10 | 2 | 25 | 0 | 0 | 0 | 0 | 0 | 0 | 0
|  | 9 | 2 | 26 | 0 | 0 | 0 | 0 | 0 | 0 | 0
|  | 8 | 2 | 27 | 0 | 0 | 0 | 0 | 0 | 0 | 0
|  | 7 | 1 | 28 | 0 | 0 | 0 | 0 | 0 | 0 | 0
|  | 6 | 6 | 29 | 0 | 0 | 0 | 0 | 0 | 0 | 0
|  | 4 | 1 | 30 | 0 | 1 | 0 | 0 | 0 | 0 | 0
Coastal
coal-st-old |  | ng-st-old |  |  | coal-st-old1 | ng-ct-old | ng-cc-old | ng-st-old | nuc-st-old | pv-old | wind-old
year | # retirement | year | # retirement | 1 | 0 | 0 | 3 | 0 | 0 | 0 | 0
27 | 1 | 0 | 0 | 2 | 0 | 0 | 0 | 0 | 0 | 0 | 0
25 | 1 |  |  | 3 | 0 | 0 | 0 | 0 | 0 | 0 | 0
23 | 1 | nuc-st-old |  | 4 | 0 | 0 | 0 | 0 | 0 | 0 | 0
22 | 1 | year | # retirement | 5 | 0 | 0 | 0 | 0 | 0 | 0 | 0
|  | 34 | 1 | 6 | 0 | 0 | 0 | 0 | 0 | 0 | 0
ng-cc-old |  | 33 | 1 | 7 | 0 | 0 | 1 | 0 | 0 | 0 | 0
year | # retirement |  |  | 8 | 0 | 0 | 0 | 0 | 0 | 0 | 0
23 | 1 | pv-old |  | 9 | 0 | 0 | 2 | 0 | 0 | 0 | 0
19 | 2 | year | # retirement | 10 | 0 | 1 | 0 | 0 | 0 | 0 | 0
18 | 1 | 0 | 0 | 11 | 0 | 0 | 0 | 0 | 0 | 0 | 0
15 | 1 |  |  | 12 | 0 | 0 | 1 | 0 | 0 | 0 | 0
12 | 1 | wind-old |  | 13 | 0 | 0 | 0 | 0 | 0 | 0 | 0
9 | 2 | year | # retirement | 14 | 0 | 0 | 0 | 0 | 0 | 0 | 3
7 | 1 | 20 | 3 | 15 | 0 | 0 | 1 | 0 | 0 | 0 | 3
1 | 3 | 18 | 3 | 16 | 0 | 0 | 0 | 0 | 0 | 0 | 1
|  | 17 | 1 | 17 | 0 | 0 | 0 | 0 | 0 | 0 | 1
|  | 16 | 1 | 18 | 0 | 0 | 1 | 0 | 0 | 0 | 3
ng-ct-old |  | 15 | 3 | 19 | 0 | 0 | 2 | 0 | 0 | 0 | 0
year | # retirement | 14 | 3 | 20 | 0 | 0 | 0 | 0 | 0 | 0 | 3
31 | 2 |  |  | 21 | 0 | 0 | 0 | 0 | 0 | 0 | 0
24 | 1 |  |  | 22 | 1 | 0 | 0 | 0 | 0 | 0 | 0
10 | 1 |  |  | 23 | 1 | 0 | 1 | 0 | 0 | 0 | 0
|  |  |  | 24 | 0 | 1 | 0 | 0 | 0 | 0 | 0
|  |  |  | 25 | 1 | 0 | 0 | 0 | 0 | 0 | 0
|  |  |  | 26 | 0 | 0 | 0 | 0 | 0 | 0 | 0
|  |  |  | 27 | 1 | 0 | 0 | 0 | 0 | 0 | 0
|  |  |  | 28 | 0 | 0 | 0 | 0 | 0 | 0 | 0
|  |  |  | 29 | 0 | 0 | 0 | 0 | 0 | 0 | 0
|  |  |  | 30 | 0 | 0 | 0 | 0 | 0 | 0 | 0
South
coal-st-old |  | ng-st-old |  |  | coal-st-old1 | ng-ct-old | ng-cc-old | ng-st-old | nuc-st-old | pv-old | wind-old
year | # retirement | year | # retirement | 1 | 0 | 1 | 1 | 0 | 0 | 0 | 0
55 | 3 | 18 | 2 | 2 | 0 | 0 | 0 | 0 | 0 | 0 | 0
37 | 1 | 13 | 1 | 3 | 0 | 0 | 0 | 0 | 0 | 0 | 0
33 | 1 |  |  | 4 | 0 | 0 | 0 | 0 | 0 | 0 | 0
27 | 1 | nuc-st-old |  | 5 | 0 | 0 | 0 | 0 | 0 | 0 | 0
25 | 2 | year | # retirement | 6 | 0 | 0 | 2 | 0 | 0 | 0 | 0
24 | 1 | 0 | 0 | 7 | 0 | 0 | 0 | 0 | 0 | 0 | 0
23 | 1 |  |  | 8 | 0 | 0 | 0 | 0 | 0 | 0 | 0
22 | 1 | pv-old |  | 9 | 0 | 0 | 0 | 0 | 0 | 0 | 0
|  | year | # retirement | 10 | 0 | 0 | 0 | 0 | 0 | 0 | 0
ng-cc-old |  | 30 | 5 | 11 | 0 | 0 | 0 | 0 | 0 | 0 | 0
year | # retirement | 29 | 2 | 12 | 0 | 0 | 0 | 0 | 0 | 0 | 0
29 | 1 | 28 | 2 | 13 | 0 | 0 | 0 | 1 | 0 | 0 | 0
22 | 1 | 27 | 1 | 14 | 0 | 0 | 1 | 0 | 0 | 0 | 0
19 | 1 | 26 | 1 | 15 | 0 | 0 | 3 | 0 | 0 | 0 | 1
17 | 4 | 25 | 1 | 16 | 0 | 0 | 2 | 0 | 0 | 0 | 0
16 | 2 |  |  | 17 | 0 | 0 | 4 | 0 | 0 | 0 | 1
15 | 3 | wind-old |  | 18 | 0 | 0 | 0 | 2 | 0 | 0 | 0
14 | 1 | year | # retirement | 19 | 0 | 1 | 1 | 0 | 0 | 0 | 0
6 | 2 | 21 | 4 | 20 | 0 | 0 | 0 | 0 | 0 | 0 | 5
1 | 1 | 20 | 5 | 21 | 0 | 0 | 0 | 0 | 0 | 0 | 4
|  | 17 | 1 | 22 | 1 | 0 | 1 | 0 | 0 | 0 | 0
ng-ct-old |  | 15 | 1 | 23 | 1 | 2 | 0 | 0 | 0 | 0 | 0
year | # retirement |  |  | 24 | 1 | 1 | 0 | 0 | 0 | 0 | 0
31 | 30 |  |  | 25 | 2 | 0 | 0 | 0 | 0 | 1 | 0
27 | 2 |  |  | 26 | 0 | 0 | 0 | 0 | 0 | 1 | 0
24 | 1 |  |  | 27 | 1 | 2 | 0 | 0 | 0 | 1 | 0
23 | 2 |  |  | 28 | 0 | 0 | 0 | 0 | 0 | 2 | 0
19 | 1 |  |  | 29 | 0 | 0 | 1 | 0 | 0 | 2 | 0
1 | 1 |  |  | 30 | 0 | 0 | 0 | 0 | 0 | 5 | 0
Panhandle
coal-st-old |  | ng-st-old |  |  | coal-st-old1 | ng-ct-old | ng-cc-old | ng-st-old | nuc-st-old | pv-old | wind-old
year | # retirement | year | # retirement | 1 | 0 | 0 | 0 | 0 | 0 | 0 | 0
0 | 0 | 0 | 0 | 2 | 0 | 0 | 0 | 0 | 0 | 0 | 0
|  |  |  | 3 | 0 | 0 | 0 | 0 | 0 | 0 | 0
ng-cc-old |  | nuc-st-old |  | 4 | 0 | 0 | 0 | 0 | 0 | 0 | 0
year | # retirement | year | # retirement | 5 | 0 | 0 | 0 | 0 | 0 | 0 | 0
0 | 0 | 0 | 0 | 6 | 0 | 0 | 0 | 0 | 0 | 0 | 0
|  |  |  | 7 | 0 | 0 | 0 | 0 | 0 | 0 | 0
ng-ct-old |  | pv-old |  | 8 | 0 | 0 | 0 | 0 | 0 | 0 | 0
year | # retirement | year | # retirement | 9 | 0 | 0 | 0 | 0 | 0 | 0 | 0
31 | 1 | 0 | 0 | 10 | 0 | 0 | 0 | 0 | 0 | 0 | 0
|  |  |  | 11 | 0 | 0 | 0 | 0 | 0 | 0 | 0
|  | wind-old |  | 12 | 0 | 0 | 0 | 0 | 0 | 0 | 0
|  | year | # retirement | 13 | 0 | 0 | 0 | 0 | 0 | 0 | 1
|  | 21 | 15 | 14 | 0 | 0 | 0 | 0 | 0 | 0 | 0
|  | 20 | 10 | 15 | 0 | 0 | 0 | 0 | 0 | 0 | 0
|  | 19 | 6 | 16 | 0 | 0 | 0 | 0 | 0 | 0 | 0
|  | 13 | 1 | 17 | 0 | 0 | 0 | 0 | 0 | 0 | 0
|  |  |  | 18 | 0 | 0 | 0 | 0 | 0 | 0 | 0
|  |  |  | 19 | 0 | 0 | 0 | 0 | 0 | 0 | 6
|  |  |  | 20 | 0 | 0 | 0 | 0 | 0 | 0 | 10
|  |  |  | 21 | 0 | 0 | 0 | 0 | 0 | 0 | 15
|  |  |  | 22 | 0 | 0 | 0 | 0 | 0 | 0 | 0
|  |  |  | 23 | 0 | 0 | 0 | 0 | 0 | 0 | 0
|  |  |  | 24 | 0 | 0 | 0 | 0 | 0 | 0 | 0
|  |  |  | 25 | 0 | 0 | 0 | 0 | 0 | 0 | 0
|  |  |  | 26 | 0 | 0 | 0 | 0 | 0 | 0 | 0
|  |  |  | 27 | 0 | 0 | 0 | 0 | 0 | 0 | 0
|  |  |  | 28 | 0 | 0 | 0 | 0 | 0 | 0 | 0
|  |  |  | 29 | 0 | 0 | 0 | 0 | 0 | 0 | 0
|  |  |  | 30 | 0 | 0 | 0 | 0 | 0 | 0 | 0

## RESquota
Reference case |  | Case 1 |  | Case 2 |  | Case 3
| RESmin |  | RESmin |  | RESmin |  | RESmin
1 | 0 | 1 | 0 | 1 | 0 | 1 | 0
2 | 0 | 2 | 0 | 2 | 0 | 2 | 0
3 | 0 | 3 | 0 | 3 | 0 | 3 | 0
4 | 0 | 4 | 0 | 4 | 0 | 4 | 0
5 | 0 | 5 | 0 | 5 | 0 | 5 | 0
6 | 0 | 6 | 0.1 | 6 | 0.1 | 6 | 0.1
7 | 0 | 7 | 0.1 | 7 | 0.1 | 7 | 0.1
8 | 0 | 8 | 0.1 | 8 | 0.1 | 8 | 0.1
9 | 0 | 9 | 0.1 | 9 | 0.1 | 9 | 0.1
10 | 0 | 10 | 0.1 | 10 | 0.1 | 10 | 0.1
11 | 0 | 11 | 0.25 | 11 | 0.25 | 11 | 0.25
12 | 0 | 12 | 0.25 | 12 | 0.25 | 12 | 0.25
13 | 0 | 13 | 0.25 | 13 | 0.25 | 13 | 0.25
14 | 0 | 14 | 0.25 | 14 | 0.25 | 14 | 0.25
15 | 0 | 15 | 0.25 | 15 | 0.25 | 15 | 0.25
16 | 0 | 16 | 0.5 | 16 | 0.7 | 16 | 0.9
17 | 0 | 17 | 0.5 | 17 | 0.7 | 17 | 0.9
18 | 0 | 18 | 0.5 | 18 | 0.7 | 18 | 0.9
19 | 0 | 19 | 0.5 | 19 | 0.7 | 19 | 0.9
20 | 0 | 20 | 0.5 | 20 | 0.7 | 20 | 0.9
21 | 0 | 21 | 0.5 | 21 | 0.7 | 21 | 0.9
22 | 0 | 22 | 0.5 | 22 | 0.7 | 22 | 0.9
23 | 0 | 23 | 0.5 | 23 | 0.7 | 23 | 0.9
24 | 0 | 24 | 0.5 | 24 | 0.7 | 24 | 0.9
25 | 0 | 25 | 0.5 | 25 | 0.7 | 25 | 0.9
26 | 0 | 26 | 0.5 | 26 | 0.7 | 26 | 0.9
27 | 0 | 27 | 0.5 | 27 | 0.7 | 27 | 0.9
28 | 0 | 28 | 0.5 | 28 | 0.7 | 28 | 0.9
29 | 0 | 29 | 0.5 | 29 | 0.7 | 29 | 0.9
30 | 0 | 30 | 0.5 | 30 | 0.7 | 30 | 0.9